## Summary DNO14
CDCM model 100: Summary statistics |  | SHEPD |  | 2011/12 |  | INDIC Oct-11 28-06-11
3801. Workbook build options and main parameters
Include a 132kV/HV network level
Network model: 500 MW at time of GSP peak
Standing charges factors: 100/0/0 LV NHH, 100/100/20 network, 100/100/0 substation
Put some 132kV costs into HV capacity charges
Operating expenditure allocated by asset values
LV circuit costs by exit point for profile classes 1-4
Revenue matching by £/kW/year at transmission exit level
Scaler subject to capping of each tariff component to zero
Data sources:
x1 = 1010. Annuity proportion for customer-contributed assets (in Financial and general assumptions)
x2 = 3510. Net revenues by tariff from scaler (in Scaler)
x3 = 3607. Total net revenues (£/year) (in Revenue forecast summary)
x4 = 3402. Allowed revenue (£/year)
x5 = 3607. Deviation from target revenue (£/year) (in Workbook build options and main parameters) (in Revenue forecast summary)
Kind: | Copy cells | Cell summation | Cell-by-cell calculation | Cell-by-cell calculation
Formula: | = x1 | =SUM(x2) | =x3-x4 | =x5/x4
| Annuity proportion for customer-contributed assets | Total net revenues from scaler (£/year) | Deviation from target revenue (£/year) | Over/under recovery
Workbook build options and main parameters | 0 | 93841075.8375 | -11739.0544 | -0.005343%
3802. Revenue summary
Data sources:
x1 = 1053. Rate 1 units (MWh) by tariff (in Volume forecasts for the charging year)
x2 = 1053. Rate 2 units (MWh) by tariff (in Volume forecasts for the charging year)
x3 = 1053. Rate 3 units (MWh) by tariff (in Volume forecasts for the charging year)
x4 = 1053. MPANs by tariff (in Volume forecasts for the charging year)
x5 = 1010. Days in the charging period (in Financial and general assumptions)
x6 = 3605. Fixed charge p/MPAN/day (in Tariffs)
x7 = 3605. Capacity charge p/kVA/day (in Tariffs)
x8 = 1053. Import capacity (kVA) by tariff (in Volume forecasts for the charging year)
x9 = 3605. Unit rate 1 p/kWh (in Tariffs)
x10 = 3605. Unit rate 2 p/kWh (in Tariffs)
x11 = 3605. Unit rate 3 p/kWh (in Tariffs)
x12 = 3605. Reactive power charge p/kVArh (in Tariffs)
x13 = 1053. Reactive power units (MVArh) by tariff (in Volume forecasts for the charging year)
x14 = All units (MWh) (in Revenue summary)
x15 = Net revenues (£/year) (in Revenue summary)
x16 = MPANs by tariff (in Volume forecasts for the charging year) (copy) (in Revenue summary)
x17 = Revenues from unit rates (£/year) (in Revenue summary)
x18 = Net revenues from unit rate 1 (£/year) (in Revenue summary)
x19 = Net revenues from unit rate 2 (£/year) (in Revenue summary)
x20 = Net revenues from unit rate 3 (£/year) (in Revenue summary)
x21 = Revenues from fixed charges (£/year) (in Revenue summary)
x22 = Revenues from capacity charges (£/year) (in Revenue summary)
x23 = Revenues from reactive power charges (£/year) (in Revenue summary)
Kind: | Cell-by-cell calculation | Copy cells | Cell-by-cell calculation | Cell-by-cell calculation | Cell-by-cell calculation | Cell-by-cell calculation | Cell-by-cell calculation | Cell-by-cell calculation | Cell-by-cell calculation | Cell-by-cell calculation | Cell-by-cell calculation | Cell-by-cell calculation | Cell-by-cell calculation | Cell-by-cell calculation | Cell-by-cell calculation | Cell-by-cell calculation | Cell-by-cell calculation | Cell-by-cell calculation | Cell-by-cell calculation
Formula: | =x1+x2+x3 | = x4 | =0.01*x5*(x6*x4+x7*x8)+10*(x9*x1+x10*x2+x11*x3+x12*x13) | =10*(x9*x1+x10*x2+x11*x3) | =x6*x5*x4/100 | =x7*x5*x8/100 | =x12*x13*10 | =IF(x14<>0,0.1*x15/x14,"") | =IF(x16<>0,x15/x16,"") | =IF(x14<>0,0.1*x17/x14,0) | =x9*x1*10 | =x10*x2*10 | =x11*x3*10 | =IF(x17<>0,x18/x17,"") | =IF(x17<>0,x19/x17,"") | =IF(x17<>0,x20/x17,"") | =IF(x15<>0,x21/x15,"") | =IF(x15<>0,x22/x15,"") | =IF(x15<>0,x23/x15,"")
| All units (MWh) | MPANs | Net revenues (£/year) | Revenues from unit rates (£/year) | Revenues from fixed charges (£/year) | Revenues from capacity charges (£/year) | Revenues from reactive power charges (£/year) | Average p/kWh | Average £/MPAN/year | Average unit rate p/kWh | Net revenues from unit rate 1 (£/year) | Net revenues from unit rate 2 (£/year) | Net revenues from unit rate 3 (£/year) | Rate 1 revenue proportion | Rate 2 revenue proportion | Rate 3 revenue proportion | Fixed charge proportion | Capacity charge proportion | Reactive power charge proportion | Import capacity (kVA) | Reactive power units (MVArh)
> Domestic Off Peak (related MPAN)
> Domestic Two Rate
> Domestic Unrestricted
> HV Generation Intermittent
> HV Generation Non-Intermittent
> HV HH Metered
> HV Medium Non-Domestic
> HV Sub Generation Intermittent
> HV Sub Generation Non-Intermittent
> HV Sub HH Metered
> LV Generation Intermittent
> LV Generation NHH
> LV Generation Non-Intermittent
> LV HH Metered
> LV Medium Non-Domestic
> LV Sub Generation Intermittent
> LV Sub Generation NHH
> LV Sub Generation Non-Intermittent
> LV Sub HH Metered
> LV Sub Medium Non-Domestic
> LV UMS (Pseudo HH Metered)
> NHH UMS
> Small Non Domestic Off Peak (related MPAN)
> Small Non Domestic Two Rate
> Small Non Domestic Unrestricted
Domestic Off Peak (related MPAN) | 703646.2261 | 104112.0795 | 10477292.3064 | 10477292.3064 | 0 | 0 | 0 | 1.489 | 100.6347 | 1.489 | 10477292.3064 | 0 | 0 | 100% | 0% | 0% | 0% | 0% | 0%
Domestic Two Rate | 585998.5524 | 65096.5181 | 14950623.3665 | 13633082.8603 | 1317540.5062 | 0 | 0 | 2.5513 | 229.6686 | 2.3265 | 8997638.8035 | 4635444.0568 | 0 | 66% | 34% | 0% | 8.813% | 0% | 0%
Domestic Unrestricted | 2499539.821 | 602096.8576 | 83248237.0882 | 71061917.1099 | 12186319.9783 | 0 | 0 | 3.3305 | 138.2639 | 2.843 | 71061917.1099 | 0 | 0 | 100% | 0% | 0% | 14.64% | 0% | 0%
HV Generation Intermittent | 288582.6425 | 51.4625 | -1095519.3549 | -1134129.7851 | 38610.4302 | 0 | 0 | -0.37962 | -21287.7213 | -0.393 | -1134129.7851 | 0 | 0 | 100% | 0% | 0% | -3.524% | 0% | 0%
HV Generation Non-Intermittent | 433137.1877 | 98.875 | -1901699.2374 | -1977199.7812 | 74182.2937 | 0 | 1318.2502 | -0.43905 | -19233.3678 | -0.45648 | -1189372.8111 | -657684.2383 | -130142.7319 | 60.15% | 33.26% | 6.582% | -3.901% | 0% | -0.06932% |  | 850.484
HV HH Metered | 1279104.07 | 474.5 | 30438404.9262 | 14306933.4032 | 287453.6184 | 15274749.9541 | 569267.9505 | 2.3797 | 64148.3771 | 1.1185 | 9276282.232 | 3799880.2834 | 1230770.8878 | 64.84% | 26.56% | 8.603% | 0.9444% | 50.18% | 1.87% | 478056.0079 | 249678.9257
HV Medium Non-Domestic | 1544.7351 | 16 | 43911.3314 | 17311.037 | 26600.2944 | 0 | 0 | 2.8426 | 2744.4582 | 1.1206 | 17310.1041 | 0.93285 | 0 | 99.99% | 0.005389% | 0% | 60.58% | 0% | 0%
HV Sub Generation Intermittent | 20215.02 | 5 | -42338.9286 | -46090.2456 | 3751.317 | 0 | 0 | -0.20944 | -8467.7857 | -0.228 | -46090.2456 | 0 | 0 | 100% | 0% | 0% | -8.86% | 0% | 0%
HV Sub Generation Non-Intermittent | 497843.442 | 17 | -1306158.9605 | -1318979.9433 | 12754.4778 | 0 | 66.505 | -0.26236 | -76832.88 | -0.26494 | -817638.1554 | -411601.5247 | -89740.2632 | 61.99% | 31.21% | 6.804% | -0.9765% | 0% | -0.005092% |  | 141.5
HV Sub HH Metered | 18098.1731 | 17 | 286620.9585 | 269305.7547 | 17315.2038 | 0 | 0 | 1.5837 | 16860.0564 | 1.488 | 117454.6707 | 99201.9708 | 52649.1132 | 43.61% | 36.84% | 19.55% | 6.041% | 0% | 0%
LDNO HV: Domestic Off Peak (related MPAN) | 0 | 0 | 0 | 0 | 0 | 0 | 0 |  |  | 0 | 0 | 0 | 0
LDNO HV: Domestic Two Rate | 0 | 0 | 0 | 0 | 0 | 0 | 0 |  |  | 0 | 0 | 0 | 0
LDNO HV: Domestic Unrestricted | 514.114 | 158 | 7517.5711 | 6168.0622 | 1349.5089 | 0 | 0 | 1.4622 | 47.5796 | 1.1997 | 6168.0622 | 0 | 0 | 100% | 0% | 0% | 17.95% | 0% | 0%
LDNO HV: HV Generation Intermittent | 0 | 0 | 0 | 0 | 0 | 0 | 0 |  |  | 0 | 0 | 0 | 0
LDNO HV: HV Generation Non-Intermittent | 0 | 0 | 0 | 0 | 0 | 0 | 0 |  |  | 0 | 0 | 0 | 0
LDNO HV: HV HH Metered | 0 | 0 | 0 | 0 | 0 | 0 | 0 |  |  | 0 | 0 | 0 | 0 | [6 empty] | 0 | 0
LDNO HV: LV Generation Intermittent | 0 | 0 | 0 | 0 | 0 | 0 | 0 |  |  | 0 | 0 | 0 | 0
LDNO HV: LV Generation NHH | 0 | 0 | 0 | 0 | 0 | 0 | 0 |  |  | 0 | 0 | 0 | 0
LDNO HV: LV Generation Non-Intermittent | 0 | 0 | 0 | 0 | 0 | 0 | 0 |  |  | 0 | 0 | 0 | 0
LDNO HV: LV HH Metered | 0 | 0 | 0 | 0 | 0 | 0 | 0 |  |  | 0 | 0 | 0 | 0 | [6 empty] | 0 | 0
LDNO HV: LV Medium Non-Domestic | 0 | 0 | 0 | 0 | 0 | 0 | 0 |  |  | 0 | 0 | 0 | 0
LDNO HV: LV Sub Generation Intermittent | 0 | 0 | 0 | 0 | 0 | 0 | 0 |  |  | 0 | 0 | 0 | 0
LDNO HV: LV Sub Generation NHH | 0 | 0 | 0 | 0 | 0 | 0 | 0 |  |  | 0 | 0 | 0 | 0
LDNO HV: LV Sub Generation Non-Intermittent | 0 | 0 | 0 | 0 | 0 | 0 | 0 |  |  | 0 | 0 | 0 | 0
LDNO HV: LV Sub HH Metered | 0 | 0 | 0 | 0 | 0 | 0 | 0 |  |  | 0 | 0 | 0 | 0 | [7 empty] | 0
LDNO HV: LV UMS (Pseudo HH Metered) | 0 | 0 | 0 | 0 | 0 | 0 | 0 |  |  | 0 | 0 | 0 | 0
LDNO HV: NHH UMS | 0 | 0 | 0 | 0 | 0 | 0 | 0 |  |  | 0 | 0 | 0 | 0
LDNO HV: Small Non Domestic Off Peak (related MPAN) | 0 | 0 | 0 | 0 | 0 | 0 | 0 |  |  | 0 | 0 | 0 | 0
LDNO HV: Small Non Domestic Two Rate | 0 | 0 | 0 | 0 | 0 | 0 | 0 |  |  | 0 | 0 | 0 | 0
LDNO HV: Small Non Domestic Unrestricted | 0 | 0 | 0 | 0 | 0 | 0 | 0 |  |  | 0 | 0 | 0 | 0
LDNO LV: Domestic Off Peak (related MPAN) | 0 | 0 | 0 | 0 | 0 | 0 | 0 |  |  | 0 | 0 | 0 | 0
LDNO LV: Domestic Two Rate | 0 | 0 | 0 | 0 | 0 | 0 | 0 |  |  | 0 | 0 | 0 | 0
LDNO LV: Domestic Unrestricted | 1441.691 | 494 | 38364.9541 | 30841.4674 | 7523.4866 | 0 | 0 | 2.6611 | 77.6619 | 2.1393 | 30841.4674 | 0 | 0 | 100% | 0% | 0% | 19.61% | 0% | 0%
LDNO LV: LV Generation Intermittent | 0 | 0 | 0 | 0 | 0 | 0 | 0 |  |  | 0 | 0 | 0 | 0
LDNO LV: LV Generation NHH | 0 | 0 | 0 | 0 | 0 | 0 | 0 |  |  | 0 | 0 | 0 | 0
LDNO LV: LV Generation Non-Intermittent | 0 | 0 | 0 | 0 | 0 | 0 | 0 |  |  | 0 | 0 | 0 | 0
LDNO LV: LV HH Metered | 0 | 0 | 0 | 0 | 0 | 0 | 0 |  |  | 0 | 0 | 0 | 0 | [6 empty] | 0 | 0
LDNO LV: LV Medium Non-Domestic | 0 | 0 | 0 | 0 | 0 | 0 | 0 |  |  | 0 | 0 | 0 | 0
LDNO LV: LV UMS (Pseudo HH Metered) | 0 | 0 | 0 | 0 | 0 | 0 | 0 |  |  | 0 | 0 | 0 | 0
LDNO LV: NHH UMS | 0 | 0 | 0 | 0 | 0 | 0 | 0 |  |  | 0 | 0 | 0 | 0
LDNO LV: Small Non Domestic Off Peak (related MPAN) | 0 | 0 | 0 | 0 | 0 | 0 | 0 |  |  | 0 | 0 | 0 | 0
LDNO LV: Small Non Domestic Two Rate | 0 | 0 | 0 | 0 | 0 | 0 | 0 |  |  | 0 | 0 | 0 | 0
LDNO LV: Small Non Domestic Unrestricted | 126.205 | 17 | 2701.7217 | 2298.1476 | 403.5741 | 0 | 0 | 2.1407 | 158.9248 | 1.821 | 2298.1476 | 0 | 0 | 100% | 0% | 0% | 14.94% | 0% | 0%
LV Generation Intermittent | 19638.5539 | 23.15 | -169642.4713 | -169677.1053 | 0 | 0 | 34.634 | -0.86382 | -7327.9685 | -0.864 | -169677.1053 | 0 | 0 | 100% | 0% | 0% | 0% | 0% | -0.02042% |  | 17.6704
LV Generation NHH | 5.7101 | 12 | -49.3348 | -49.3348 | 0 | 0 | 0 | -0.864 | -4.1112 | -0.864 | -49.3348 | 0 | 0 | 100% | 0% | 0% | 0% | 0% | 0%
LV Generation Non-Intermittent | 15754.9721 | 18.145 | -138582.968 | -138627.9135 | 0 | 0 | 44.9455 | -0.87961 | -7637.5292 | -0.8799 | -82514.7978 | -44176.6981 | -11936.4176 | 59.52% | 31.87% | 8.61% | 0% | 0% | -0.03243% |  | 22.9314
LV HH Metered | 1373017.5562 | 2969.0838 | 35987331.275 | 27533331.2075 | 187453.1059 | 7461855.8199 | 804691.1418 | 2.621 | 12120.6856 | 2.0053 | 16993033.72 | 8663508.272 | 1876789.2155 | 61.72% | 31.47% | 6.816% | 0.5209% | 20.73% | 2.236% | 641119.0002 | 196746.0004
LV Medium Non-Domestic | 457308.4805 | 3439.2661 | 10693520.7912 | 10021336.8716 | 672183.9196 | 0 | 0 | 2.3384 | 3109.245 | 2.1914 | 9573479.2551 | 447857.6165 | 0 | 95.53% | 4.469% | 0% | 6.286% | 0% | 0%
LV Sub Generation Intermittent | 0 | 0 | 0 | 0 | 0 | 0 | 0 |  |  | 0 | 0 | 0 | 0 | [7 empty] | 0
LV Sub Generation NHH | 14.2404 | 2 | -109.5085 | -109.5085 | 0 | 0 | 0 | -0.769 | -54.7542 | -0.769 | -109.5085 | 0 | 0 | 100% | 0% | 0% | 0% | 0% | 0%
LV Sub Generation Non-Intermittent | 0 | 0 | 0 | 0 | 0 | 0 | 0 |  |  | 0 | 0 | 0 | 0 | [7 empty] | 0
LV Sub HH Metered | 1286.158 | 1 | 155997.1686 | 19639.8006 | 24.888 | 9113.4 | 127219.08 | 12.1289 | 155997.1686 | 1.527 | 12704.7234 | 5349.5515 | 1585.5257 | 64.69% | 27.24% | 8.073% | 0.01595% | 5.842% | 81.55% | 415 | 40006
LV Sub Medium Non-Domestic | 0 | 0 | 0 | 0 | 0 | 0 | 0 |  |  | 0 | 0 | 0 | 0
LV UMS (Pseudo HH Metered) | 133.3493 | 1 | 5028.228 | 5028.228 | 0 | 0 | 0 | 3.7707 | 5028.228 | 3.7707 | 3165.4218 | 1862.8062 | 0 | 62.95% | 37.05% | 0% | 0% | 0% | 0%
NHH UMS | 132403.033 | 7898.3817 | 5457653.0189 | 5457653.0189 | 0 | 0 | 0 | 4.122 | 690.9837 | 4.122 | 5457653.0189 | 0 | 0 | 100% | 0% | 0% | 0% | 0% | 0%
Small Non Domestic Off Peak (related MPAN) | 37334.6552 | 2909.6608 | 492444.1024 | 492444.1024 | 0 | 0 | 0 | 1.319 | 169.2445 | 1.319 | 492444.1024 | 0 | 0 | 100% | 0% | 0% | 0% | 0% | 0%
Small Non Domestic Two Rate | 229392.3023 | 8333.3689 | 5253409.5929 | 4990498.4695 | 262911.1234 | 0 | 0 | 2.2901 | 630.4065 | 2.1755 | 4434425.7948 | 556072.6747 | 0 | 88.86% | 11.14% | 0% | 5.005% | 0% | 0%
Small Non Domestic Unrestricted | 884410.878 | 55819.2797 | 23163796.8673 | 21402743.2483 | 1761053.6189 | 0 | 0 | 2.6191 | 414.9784 | 2.42 | 21402743.2483 | 0 | 0 | 100% | 0% | 0% | 7.603% | 0% | 0%
3803. Revenue summary by tariff component
Data sources:
x1 = 3802. All units (MWh) (in Revenue summary)
x2 = 3802. MPANs by tariff (in Volume forecasts for the charging year) (copy) (in Revenue summary)
x3 = 3802. Net revenues (£/year) (in Revenue summary)
x4 = 3802. Revenues from unit rates (£/year) (in Revenue summary)
x5 = 3802. Revenues from fixed charges (£/year) (in Revenue summary)
x6 = 3802. Revenues from capacity charges (£/year) (in Revenue summary)
x7 = 3802. Revenues from reactive power charges (£/year) (in Revenue summary)
Kind: | Cell summation | Cell summation | Cell summation | Cell summation | Cell summation | Cell summation | Cell summation
Formula: | =SUM(x1) | =SUM(x2) | =SUM(x3) | =SUM(x4) | =SUM(x5) | =SUM(x6) | =SUM(x7)
| Total units (MWh) | Total MPANs | Total net revenues (£/year) | Total net revenues from unit rates (£/year) | Total revenues from fixed charges (£/year) | Total revenues from capacity charges (£/year) | Total revenues from reactive power charges (£/year)
Revenue summary by tariff component | 9480491.7688 | 854080.6286 | 216048754.5044 | 174942961.4782 | 16857431.3451 | 22745719.174 | 1502642.507

## Summary DNO13
Scenario r4877: Summary statistics |  |  | SEPD |  | 2011/12 |  | INDIC Oct-11 28-06-11
Over/under recovery
Over/under recovery | 0.006746%
3802. Workbook build options and main parameters
Include a 132kV/HV network level
Network model: 500 MW at time of GSP peak
Standing charges factors: 100/0/0 LV NHH, 100/100/20 network, 100/100/0 substation
Put some 132kV costs into HV capacity charges
Operating expenditure allocated by asset values
LV circuit costs by exit point for profile classes 1-4
Revenue matching by £/kW/period at transmission exit level
Scaler subject to capping of each tariff component to zero
Data sources:
x1 = 1010. Annuity proportion for customer-contributed assets (in Financial and general assumptions)
x2 = 3607. Total net revenues from scaler (£/period) (in Revenue forecast summary)
x3 = 3607. Deviation from target revenue (£/period) (in Revenue forecast summary)
x4 = 3801. Over/under recovery
Kind: | Copy cells | Copy cells | Copy cells | Copy cells
Formula: | = x1 | = x2 | = x3 | = x4
| Annuity proportion for customer-contributed assets | Total net revenues from scaler (£/period) | Deviation from target revenue (£/period) | Over/under recovery
Workbook build options and main parameters | 0 | 103572856.6334 | 33586.8813 | 0.006746%
3803. Revenue summary
Data sources:
x1 = 1053. Rate 1 units (MWh) by tariff (in Volume forecasts for the charging year)
x2 = 1053. Rate 2 units (MWh) by tariff (in Volume forecasts for the charging year)
x3 = 1053. Rate 3 units (MWh) by tariff (in Volume forecasts for the charging year)
x4 = 1053. MPANs by tariff (in Volume forecasts for the charging year)
x5 = 1010. Days in the charging year (in Financial and general assumptions)
x6 = 3605. Fixed charge p/MPAN/day (in Tariffs)
x7 = 3605. Capacity charge p/kVA/day (in Tariffs)
x8 = 1053. Import capacity (kVA) by tariff (in Volume forecasts for the charging year)
x9 = 3605. Unit rate 1 p/kWh (in Tariffs)
x10 = 3605. Unit rate 2 p/kWh (in Tariffs)
x11 = 3605. Unit rate 3 p/kWh (in Tariffs)
x12 = 3605. Reactive power charge p/kVArh (in Tariffs)
x13 = 1053. Reactive power units (MVArh) by tariff (in Volume forecasts for the charging year)
x14 = All units (MWh) (in Revenue summary)
x15 = Net revenues (£/period) (in Revenue summary)
x16 = MPANs by tariff (in Volume forecasts for the charging year) (copy) (in Revenue summary)
x17 = Revenues from unit rates (£/period) (in Revenue summary)
x18 = Net revenues from unit rate 1 (£/period) (in Revenue summary)
x19 = Net revenues from unit rate 2 (£/period) (in Revenue summary)
x20 = Net revenues from unit rate 3 (£/period) (in Revenue summary)
x21 = Revenues from fixed charges (£/period) (in Revenue summary)
x22 = Revenues from capacity charges (£/period) (in Revenue summary)
x23 = Revenues from reactive power charges (£/period) (in Revenue summary)
Kind: | Calculation | Copy cells | Calculation | Calculation | Calculation | Calculation | Calculation | Calculation | Calculation | Calculation | Calculation | Calculation | Calculation | Calculation | Calculation | Calculation | Calculation | Calculation | Calculation
Formula: | =x1+x2+x3 | = x4 | =0.01*x5*(x6*x4+x7*x8)+10*(x9*x1+x10*x2+x11*x3+x12*x13) | =10*(x9*x1+x10*x2+x11*x3) | =x6*x5*x4/100 | =x7*x5*x8/100 | =x12*x13*10 | =IF(x14<>0,0.1*x15/x14,"") | =IF(x16<>0,x15/x16,"") | =IF(x14<>0,0.1*x17/x14,0) | =x9*x1*10 | =x10*x2*10 | =x11*x3*10 | =IF(x17<>0,x18/x17,"") | =IF(x17<>0,x19/x17,"") | =IF(x17<>0,x20/x17,"") | =IF(x15<>0,x21/x15,"") | =IF(x15<>0,x22/x15,"") | =IF(x15<>0,x23/x15,"")
| All units (MWh) | MPANs | Net revenues (£/period) | Revenues from unit rates (£/period) | Revenues from fixed charges (£/period) | Revenues from capacity charges (£/period) | Revenues from reactive power charges (£/period) | Average p/kWh | Average £/MPAN/period | Average unit rate p/kWh | Net revenues from unit rate 1 (£/period) | Net revenues from unit rate 2 (£/period) | Net revenues from unit rate 3 (£/period) | Rate 1 revenue proportion | Rate 2 revenue proportion | Rate 3 revenue proportion | Fixed charge proportion | Capacity charge proportion | Reactive power charge proportion | Import capacity (kVA) | Reactive power units (MVArh)
> Domestic Off Peak (related MPAN)
> Domestic Two Rate
> Domestic Unrestricted
> HV Generation Intermittent
> HV Generation Non-Intermittent
> HV HH Metered
> HV Medium Non-Domestic
> HV Sub Generation Intermittent
> HV Sub Generation Non-Intermittent
> HV Sub HH Metered
> LV Generation Intermittent
> LV Generation NHH
> LV Generation Non-Intermittent
> LV HH Metered
> LV Medium Non-Domestic
> LV Sub Generation Intermittent
> LV Sub Generation NHH
> LV Sub Generation Non-Intermittent
> LV Sub HH Metered
> LV Sub Medium Non-Domestic
> LV UMS (Pseudo HH Metered)
> NHH UMS
> Small Non Domestic Off Peak (related MPAN)
> Small Non Domestic Two Rate
> Small Non Domestic Unrestricted
Domestic Off Peak (related MPAN) | 322025.5885 | 69273.5727 | 1020821.1155 | 1020821.1155 | 0 | 0 | 0 | 0.317 | 14.7361 | 0.317 | 1020821.1155 | 0 | 0 | 100% | 0% | 0% | 0% | 0% | 0%
Domestic Two Rate | 1938158.4947 | 305474.7746 | 24760666.6875 | 21898490.2394 | 2862176.4481 | 0 | 0 | 1.2775 | 81.0563 | 1.1299 | 19675386.4077 | 2223103.8317 | 0 | 89.85% | 10.15% | 0% | 11.56% | 0% | 0%
Domestic Unrestricted | 10182114.6299 | 2399021.1476 | 220112713.5106 | 197634844.966 | 22477868.5446 | 0 | 0 | 2.1618 | 91.7511 | 1.941 | 197634844.966 | 0 | 0 | 100% | 0% | 0% | 10.21% | 0% | 0%
HV Generation Intermittent | 415287.5237 | 40 | -1434990.1538 | -1449353.4578 | 14363.304 | 0 | 0 | -0.34554 | -35874.7538 | -0.349 | -1449353.4578 | 0 | 0 | 100% | 0% | 0% | -1.001% | 0% | 0%
HV Generation Non-Intermittent | 441211.8997 | 65.825 | -1557280.4968 | -1580917.1089 | 23636.6121 | 0 | 0 | -0.35296 | -23657.8883 | -0.35831 | -983927.9376 | -426900.8462 | -170088.3251 | 62.24% | 27% | 10.76% | -1.518% | 0% | 0% |  | 850.484
HV HH Metered | 5647041.3062 | 1607.508 | 66477805.5935 | 30086221.7924 | 466030.4053 | 35218029.8656 | 707523.5302 | 1.1772 | 41354.5711 | 0.53278 | 21105666.4789 | 6645825.1526 | 2334730.1609 | 70.15% | 22.09% | 7.76% | 0.701% | 52.98% | 1.064% | 478056.0079 | 249678.9257
HV Medium Non-Domestic | 2602.868 | 23 | 40895.5259 | 19419.5243 | 21476.0016 | 0 | 0 | 1.5712 | 1778.0663 | 0.74608 | 19349.4626 | 70.0617 | 0 | 99.64% | 0.3608% | 0% | 52.51% | 0% | 0%
HV Sub Generation Intermittent | 0 | 1 | 359.0826 | 0 | 359.0826 | 0 | 0 |  | 359.0826 | 0 | 0 | 0 | 0 |  |  |  | 100% | 0% | 0%
HV Sub Generation Non-Intermittent | 4364.472 | 1 | -11821.1113 | -12180.1939 | 359.0826 | 0 | 0 | -0.27085 | -11821.1113 | -0.27908 | -7949.0041 | -3061.9739 | -1169.2159 | 65.26% | 25.14% | 9.599% | -3.038% | 0% | 0% |  | 141.5
HV Sub HH Metered | 41948.0715 | 2 | 291671.8491 | 189693.3561 | 974.9508 | 99676.44 | 1327.1023 | 0.69532 | 145835.9246 | 0.45221 | 138966.4352 | 36668.2509 | 14058.6699 | 73.26% | 19.33% | 7.411% | 0.3343% | 34.17% | 0.455%
LDNO HV: Domestic Off Peak (related MPAN) | 0 | 0 | 0 | 0 | 0 | 0 | 0 |  |  | 0 | 0 | 0 | 0
LDNO HV: Domestic Two Rate | 1204.015 | 360.023 | 7246.5762 | 5793.3363 | 1453.2399 | 0 | 0 | 0.60187 | 20.1281 | 0.48117 | 5188.382 | 604.9543 | 0 | 89.56% | 10.44% | 0% | 20.05% | 0% | 0%
LDNO HV: Domestic Unrestricted | 18741.067 | 6195.699 | 181722.3629 | 156713.3025 | 25009.0604 | 0 | 0 | 0.96965 | 29.3304 | 0.8362 | 156713.3025 | 0 | 0 | 100% | 0% | 0% | 13.76% | 0% | 0%
LDNO HV: HV Generation Intermittent | 0 | 0 | 0 | 0 | 0 | 0 | 0 |  |  | 0 | 0 | 0 | 0
LDNO HV: HV Generation Non-Intermittent | 0 | 0 | 0 | 0 | 0 | 0 | 0 |  |  | 0 | 0 | 0 | 0
LDNO HV: HV HH Metered | 0 | 0 | 0 | 0 | 0 | 0 | 0 |  |  | 0 | 0 | 0 | 0 | [6 empty] | 0 | 0
LDNO HV: LV Generation Intermittent | 0 | 0 | 0 | 0 | 0 | 0 | 0 |  |  | 0 | 0 | 0 | 0
LDNO HV: LV Generation NHH | 0 | 0 | 0 | 0 | 0 | 0 | 0 |  |  | 0 | 0 | 0 | 0
LDNO HV: LV Generation Non-Intermittent | 0 | 0 | 0 | 0 | 0 | 0 | 0 |  |  | 0 | 0 | 0 | 0
LDNO HV: LV HH Metered | 544.5608 | 1.6785 | 9226.9101 | 2344.5433 | 21.8603 | 6860.5065 | 0 | 1.6944 | 5497.2694 | 0.43054 | 1369.7046 | 761.1597 | 213.679 | 58.42% | 32.47% | 9.114% | 0.2369% | 74.35% | 0% | 0 | 0
LDNO HV: LV Medium Non-Domestic | 64.397 | 3.389 | 491.03 | 375.0192 | 116.0108 | 0 | 0 | 0.7625 | 144.8894 | 0.58236 | 371.6151 | 3.4041 | 0 | 99.09% | 0.9077% | 0% | 23.63% | 0% | 0%
LDNO HV: LV Sub Generation Intermittent | 0 | 0 | 0 | 0 | 0 | 0 | 0 |  |  | 0 | 0 | 0 | 0
LDNO HV: LV Sub Generation NHH | 0 | 0 | 0 | 0 | 0 | 0 | 0 |  |  | 0 | 0 | 0 | 0
LDNO HV: LV Sub Generation Non-Intermittent | 0 | 0 | 0 | 0 | 0 | 0 | 0 |  |  | 0 | 0 | 0 | 0
LDNO HV: LV Sub HH Metered | 0 | 0 | 0 | 0 | 0 | 0 | 0 |  |  | 0 | 0 | 0 | 0 | [7 empty] | 0
LDNO HV: LV UMS (Pseudo HH Metered) | 0 | 0 | 0 | 0 | 0 | 0 | 0 |  |  | 0 | 0 | 0 | 0
LDNO HV: NHH UMS | 0 | 0 | 0 | 0 | 0 | 0 | 0 |  |  | 0 | 0 | 0 | 0
LDNO HV: Small Non Domestic Off Peak (related MPAN) | 0 | 0 | 0 | 0 | 0 | 0 | 0 |  |  | 0 | 0 | 0 | 0
LDNO HV: Small Non Domestic Two Rate | 108.026 | 25.736 | 719.4039 | 556.6796 | 162.7243 | 0 | 0 | 0.66595 | 27.9532 | 0.51532 | 523.3103 | 33.3693 | 0 | 94.01% | 5.994% | 0% | 22.62% | 0% | 0%
LDNO HV: Small Non Domestic Unrestricted | 2157.384 | 200.593 | 15823.0813 | 14554.7659 | 1268.3153 | 0 | 0 | 0.73344 | 78.8815 | 0.67465 | 14554.7659 | 0 | 0 | 100% | 0% | 0% | 8.016% | 0% | 0%
LDNO LV: Domestic Off Peak (related MPAN) | 0 | 0 | 0 | 0 | 0 | 0 | 0 |  |  | 0 | 0 | 0 | 0
LDNO LV: Domestic Two Rate | 752.909 | 240.546 | 7297.5208 | 5755.0551 | 1542.4656 | 0 | 0 | 0.96924 | 30.3373 | 0.76438 | 5154.0978 | 600.9574 | 0 | 89.56% | 10.44% | 0% | 21.14% | 0% | 0%
LDNO LV: Domestic Unrestricted | 9449.566 | 3301.538 | 146696.6289 | 125526.0049 | 21170.624 | 0 | 0 | 1.5524 | 44.4328 | 1.3284 | 125526.0049 | 0 | 0 | 100% | 0% | 0% | 14.43% | 0% | 0%
LDNO LV: LV Generation Intermittent | 0 | 0 | 0 | 0 | 0 | 0 | 0 |  |  | 0 | 0 | 0 | 0
LDNO LV: LV Generation NHH | 0 | 0 | 0 | 0 | 0 | 0 | 0 |  |  | 0 | 0 | 0 | 0
LDNO LV: LV Generation Non-Intermittent | 0 | 0 | 0 | 0 | 0 | 0 | 0 |  |  | 0 | 0 | 0 | 0
LDNO LV: LV HH Metered | 0 | 0 | 0 | 0 | 0 | 0 | 0 |  |  | 0 | 0 | 0 | 0 | [6 empty] | 0 | 0
LDNO LV: LV Medium Non-Domestic | 173.53 | 4.289 | 1838.5995 | 1605.3647 | 233.2348 | 0 | 0 | 1.0595 | 428.6779 | 0.92512 | 1590.7935 | 14.5712 | 0 | 99.09% | 0.9077% | 0% | 12.69% | 0% | 0%
LDNO LV: LV UMS (Pseudo HH Metered) | 0 | 0 | 0 | 0 | 0 | 0 | 0 |  |  | 0 | 0 | 0 | 0
LDNO LV: NHH UMS | 0 | 0 | 0 | 0 | 0 | 0 | 0 |  |  | 0 | 0 | 0 | 0
LDNO LV: Small Non Domestic Off Peak (related MPAN) | 0 | 0 | 0 | 0 | 0 | 0 | 0 |  |  | 0 | 0 | 0 | 0
LDNO LV: Small Non Domestic Two Rate | 20.276 | 2.145 | 187.5293 | 165.9842 | 21.5451 | 0 | 0 | 0.92488 | 87.4263 | 0.81862 | 156.0343 | 9.9499 | 0 | 94.01% | 5.994% | 0% | 11.49% | 0% | 0%
LDNO LV: Small Non Domestic Unrestricted | 1091.413 | 139.333 | 13096.5819 | 11697.0727 | 1399.5092 | 0 | 0 | 1.2 | 93.9948 | 1.0717 | 11697.0727 | 0 | 0 | 100% | 0% | 0% | 10.69% | 0% | 0%
LV Generation Intermittent | 350.4473 | 8 | -2347.997 | -2347.997 | 0 | 0 | 0 | -0.67 | -293.4996 | -0.67 | -2347.997 | 0 | 0 | 100% | 0% | 0% | 0% | 0% | 0% |  | 17.6704
LV Generation NHH | 0 | 10 | 0 | 0 | 0 | 0 | 0 |  | 0 | 0 | 0 | 0 | 0
LV Generation Non-Intermittent | 6348.8743 | 12 | -43946.3888 | -43946.3888 | 0 | 0 | 0 | -0.69219 | -3662.1991 | -0.69219 | -22961.5134 | -14961.9059 | -6022.9695 | 52.25% | 34.05% | 13.71% | 0% | 0% | 0% |  | 22.9314
LV HH Metered | 5865919.0495 | 9910.2616 | 82004288.8091 | 59013161.0909 | 299603.0638 | 21645527.8771 | 1045996.7773 | 1.398 | 8274.6846 | 1.006 | 34626536.5485 | 19056936.9429 | 5329687.5996 | 58.68% | 32.29% | 9.031% | 0.3654% | 26.4% | 1.276% | 641119.0002 | 196746.0004
LV Medium Non-Domestic | 1733351.2268 | 15700.8216 | 24680470.3549 | 23432905.0528 | 1247565.3021 | 0 | 0 | 1.4239 | 1571.9222 | 1.3519 | 23220593.8865 | 212311.1663 | 0 | 99.09% | 0.906% | 0% | 5.055% | 0% | 0%
LV Sub Generation Intermittent | 0 | 0 | 0 | 0 | 0 | 0 | 0 |  |  | 0 | 0 | 0 | 0 | [7 empty] | 0
LV Sub Generation NHH | 0 | 59 | 0 | 0 | 0 | 0 | 0 |  | 0 | 0 | 0 | 0 | 0
LV Sub Generation Non-Intermittent | 0 | 0 | 0 | 0 | 0 | 0 | 0 |  |  | 0 | 0 | 0 | 0 | [7 empty] | 0
LV Sub HH Metered | 9545.202 | 2 | 106722.041 | 69784.0375 | 23.79 | 34784.64 | 2129.5735 | 1.1181 | 53361.0205 | 0.73109 | 47362.0385 | 16897.1691 | 5524.8299 | 67.87% | 24.21% | 7.917% | 0.02229% | 32.59% | 1.995% | 415 | 40006
LV Sub Medium Non-Domestic | 0 | 0 | 0 | 0 | 0 | 0 | 0 |  |  | 0 | 0 | 0 | 0
LV UMS (Pseudo HH Metered) | 258963.1915 | 29 | 4999211.0809 | 4999211.0809 | 0 | 0 | 0 | 1.9305 | 172386.589 | 1.9305 | 2640202.9733 | 708821.6877 | 1650186.42 | 52.81% | 14.18% | 33.01% | 0% | 0% | 0%
NHH UMS | 78071.6514 | 3412.5 | 1671514.0575 | 1671514.0575 | 0 | 0 | 0 | 2.141 | 489.821 | 2.141 | 1671514.0575 | 0 | 0 | 100% | 0% | 0% | 0% | 0% | 0%
Small Non Domestic Off Peak (related MPAN) | 57350.8104 | 8267.5 | 178934.5286 | 178934.5286 | 0 | 0 | 0 | 0.312 | 21.6431 | 0.312 | 178934.5286 | 0 | 0 | 100% | 0% | 0% | 0% | 0% | 0%
Small Non Domestic Two Rate | 779292.601 | 30044.7431 | 9681274.167 | 9240319.4911 | 440954.6759 | 0 | 0 | 1.2423 | 322.2286 | 1.1857 | 8668619.0687 | 571700.4224 | 0 | 93.81% | 6.187% | 0% | 4.555% | 0% | 0%
Small Non Domestic Unrestricted | 2955667.3202 | 188380.4648 | 49050534.9641 | 46285750.235 | 2764784.7291 | 0 | 0 | 1.6595 | 260.3802 | 1.566 | 46285750.235 | 0 | 0 | 100% | 0% | 0% | 5.637% | 0% | 0%
3804. Revenue summary by tariff component
Data sources:
x1 = 3803. All units (MWh) (in Revenue summary)
x2 = 3803. MPANs by tariff (in Volume forecasts for the charging year) (copy) (in Revenue summary)
x3 = 3803. Net revenues (£/period) (in Revenue summary)
x4 = 3803. Revenues from unit rates (£/period) (in Revenue summary)
x5 = 3803. Revenues from fixed charges (£/period) (in Revenue summary)
x6 = 3803. Revenues from capacity charges (£/period) (in Revenue summary)
x7 = 3803. Revenues from reactive power charges (£/period) (in Revenue summary)
Kind: | Cell summation | Cell summation | Cell summation | Cell summation | Cell summation | Cell summation | Cell summation
Formula: | =SUM(x1) | =SUM(x2) | =SUM(x3) | =SUM(x4) | =SUM(x5) | =SUM(x6) | =SUM(x7)
| Total units (MWh) | Total MPANs | Total net revenues (£/period) | Total net revenues from unit rates (£/period) | Total revenues from fixed charges (£/period) | Total revenues from capacity charges (£/period) | Total revenues from reactive power charges (£/period)
Revenue summary by tariff component | 30773922.3727 | 3041821.0884 | 482411843.4452 | 392977412.5502 | 30672574.5826 | 57004879.3291 | 1756976.9833

## Summary DNO12
CDCM model 100: Summary statistics |  | NEDL |  | 2011/12 |  | October 2011 - Indicative charges
3801. Workbook build options and main parameters
Include a 132kV/HV network level
Network model: 500 MW at time of GSP peak
Standing charges factors: 100/0/0 LV NHH, 100/100/20 network, 100/100/0 substation
Put some 132kV costs into HV capacity charges
Operating expenditure allocated by asset values
LV circuit costs by exit point for profile classes 1-4
Revenue matching by £/kW/year at transmission exit level
Scaler subject to capping of each tariff component to zero
Data sources:
x1 = 1010. Annuity proportion for customer-contributed assets (in Financial and general assumptions)
x2 = 3510. Net revenues by tariff from scaler (in Scaler)
x3 = 3607. Total net revenues (£/year) (in Revenue forecast summary)
x4 = 3402. Allowed revenue (£/year)
x5 = 3607. Deviation from target revenue (£/year) (in Workbook build options and main parameters) (in Revenue forecast summary)
Kind: | Copy cells | Cell summation | Cell-by-cell calculation | Cell-by-cell calculation
Formula: | = x1 | =SUM(x2) | =x3-x4 | =x5/x4
| Annuity proportion for customer-contributed assets | Total net revenues from scaler (£/year) | Deviation from target revenue (£/year) | Over/under recovery
Workbook build options and main parameters | 0 | 112579751.4313 | -13596.8799 | -0.005352%
3802. Revenue summary
Data sources:
x1 = 1053. Rate 1 units (MWh) by tariff (in Volume forecasts for the charging year)
x2 = 1053. Rate 2 units (MWh) by tariff (in Volume forecasts for the charging year)
x3 = 1053. Rate 3 units (MWh) by tariff (in Volume forecasts for the charging year)
x4 = 1053. MPANs by tariff (in Volume forecasts for the charging year)
x5 = 1010. Days in the charging period (in Financial and general assumptions)
x6 = 3605. Fixed charge p/MPAN/day (in Tariffs)
x7 = 3605. Capacity charge p/kVA/day (in Tariffs)
x8 = 1053. Import capacity (kVA) by tariff (in Volume forecasts for the charging year)
x9 = 3605. Unit rate 1 p/kWh (in Tariffs)
x10 = 3605. Unit rate 2 p/kWh (in Tariffs)
x11 = 3605. Unit rate 3 p/kWh (in Tariffs)
x12 = 3605. Reactive power charge p/kVArh (in Tariffs)
x13 = 1053. Reactive power units (MVArh) by tariff (in Volume forecasts for the charging year)
x14 = All units (MWh) (in Revenue summary)
x15 = Net revenues (£/year) (in Revenue summary)
x16 = MPANs by tariff (in Volume forecasts for the charging year) (copy) (in Revenue summary)
x17 = Revenues from unit rates (£/year) (in Revenue summary)
x18 = Net revenues from unit rate 1 (£/year) (in Revenue summary)
x19 = Net revenues from unit rate 2 (£/year) (in Revenue summary)
x20 = Net revenues from unit rate 3 (£/year) (in Revenue summary)
x21 = Revenues from fixed charges (£/year) (in Revenue summary)
x22 = Revenues from capacity charges (£/year) (in Revenue summary)
x23 = Revenues from reactive power charges (£/year) (in Revenue summary)
Kind: | Cell-by-cell calculation | Copy cells | Cell-by-cell calculation | Cell-by-cell calculation | Cell-by-cell calculation | Cell-by-cell calculation | Cell-by-cell calculation | Cell-by-cell calculation | Cell-by-cell calculation | Cell-by-cell calculation | Cell-by-cell calculation | Cell-by-cell calculation | Cell-by-cell calculation | Cell-by-cell calculation | Cell-by-cell calculation | Cell-by-cell calculation | Cell-by-cell calculation | Cell-by-cell calculation | Cell-by-cell calculation
Formula: | =x1+x2+x3 | = x4 | =0.01*x5*(x6*x4+x7*x8)+10*(x9*x1+x10*x2+x11*x3+x12*x13) | =10*(x9*x1+x10*x2+x11*x3) | =x6*x5*x4/100 | =x7*x5*x8/100 | =x12*x13*10 | =IF(x14<>0,0.1*x15/x14,"") | =IF(x16<>0,x15/x16,"") | =IF(x14<>0,0.1*x17/x14,0) | =x9*x1*10 | =x10*x2*10 | =x11*x3*10 | =IF(x17<>0,x18/x17,"") | =IF(x17<>0,x19/x17,"") | =IF(x17<>0,x20/x17,"") | =IF(x15<>0,x21/x15,"") | =IF(x15<>0,x22/x15,"") | =IF(x15<>0,x23/x15,"")
| All units (MWh) | MPANs | Net revenues (£/year) | Revenues from unit rates (£/year) | Revenues from fixed charges (£/year) | Revenues from capacity charges (£/year) | Revenues from reactive power charges (£/year) | Average p/kWh | Average £/MPAN/year | Average unit rate p/kWh | Net revenues from unit rate 1 (£/year) | Net revenues from unit rate 2 (£/year) | Net revenues from unit rate 3 (£/year) | Rate 1 revenue proportion | Rate 2 revenue proportion | Rate 3 revenue proportion | Fixed charge proportion | Capacity charge proportion | Reactive power charge proportion | Import capacity (kVA) | Reactive power units (MVArh)
> Domestic Off Peak (related MPAN)
> Domestic Two Rate
> Domestic Unrestricted
> HV Generation Intermittent
> HV Generation Non-Intermittent
> HV HH Metered
> HV Medium Non-Domestic
> HV Sub Generation Intermittent
> HV Sub Generation Non-Intermittent
> HV Sub HH Metered
> LV Generation Intermittent
> LV Generation NHH
> LV Generation Non-Intermittent
> LV HH Metered
> LV Medium Non-Domestic
> LV Sub Generation Intermittent
> LV Sub Generation NHH
> LV Sub Generation Non-Intermittent
> LV Sub HH Metered
> LV Sub Medium Non-Domestic
> LV UMS (Pseudo HH Metered)
> NHH UMS
> Small Non Domestic Off Peak (related MPAN)
> Small Non Domestic Two Rate
> Small Non Domestic Unrestricted
Domestic Off Peak (related MPAN) | 133862.8317 | 23901 | 420329.2917 | 420329.2917 | 0 | 0 | 0 | 0.314 | 17.5863 | 0.314 | 420329.2917 | 0 | 0 | 100% | 0% | 0% | 0% | 0% | 0%
Domestic Two Rate | 613290.6755 | 99593 | 9451920.418 | 8216230.2298 | 1235690.1882 | 0 | 0 | 1.5412 | 94.9055 | 1.3397 | 7882702.8382 | 333527.3916 | 0 | 95.94% | 4.059% | 0% | 13.07% | 0% | 0%
Domestic Unrestricted | 4854104.1869 | 1358085.8349 | 121067931.0803 | 104217616.8927 | 16850314.1876 | 0 | 0 | 2.4941 | 89.146 | 2.147 | 104217616.8927 | 0 | 0 | 100% | 0% | 0% | 13.92% | 0% | 0%
HV Generation Intermittent | 174609.0291 | 30 | -553763.3327 | -565733.2542 | 11956.122 | 0 | 13.7995 | -0.31714 | -18458.7778 | -0.324 | -565733.2542 | 0 | 0 | 100% | 0% | 0% | -2.159% | 0% | -0.002492% |  | 16.428
HV Generation Non-Intermittent | 246476.6789 | 33 | -822577.132 | -835733.9263 | 13151.7342 | 0 | 5.0602 | -0.33373 | -24926.5798 | -0.33907 | -287451.7695 | -493883.9519 | -54398.2049 | 34.4% | 59.1% | 6.509% | -1.599% | 0% | -0.0006152% |  | 6.024
HV HH Metered | 2995347.38 | 715 | 34981706.6121 | 28273225.3761 | 206342.565 | 5899143.4007 | 602995.2704 | 1.1679 | 48925.4638 | 0.9439 | 19659555.2607 | 8078199.189 | 535470.9264 | 69.53% | 28.57% | 1.894% | 0.5899% | 16.86% | 1.724% | 1039863.1061 | 365451.679
HV Medium Non-Domestic | 8382.0858 | 38 | 118288.2845 | 96169.0013 | 22119.2832 | 0 | 0 | 1.4112 | 3112.8496 | 1.1473 | 95215.6512 | 953.3501 | 0 | 99.01% | 0.9913% | 0% | 18.7% | 0% | 0%
HV Sub Generation Intermittent | 30083.5375 | 4 | -85344.0304 | -86941.4234 | 1594.1496 | 0 | 3.2434 | -0.28369 | -21336.0076 | -0.289 | -86941.4234 | 0 | 0 | 100% | 0% | 0% | -1.868% | 0% | -0.0038% |  | 5.592
HV Sub Generation Non-Intermittent | 1.088 | 1 | 394.0137 | -4.5237 | 398.5374 | 0 | 0 | 36.2143 | 394.0137 | -0.41578 | -1.5344 | -2.8489 | -0.14044 | 33.92% | 62.98% | 3.105% | 101.1% | 0% | 0% |  | 0
HV Sub HH Metered | 19313.711 | 15 | 341306.5841 | 150358.8785 | 8919.603 | 179267.459 | 2760.6436 | 1.7672 | 22753.7723 | 0.77851 | 112832.678 | 36065.2617 | 1460.9388 | 75.04% | 23.99% | 0.9716% | 2.613% | 52.52% | 0.8088% | 21388.7249 | 2140.0338
LDNO HV: Domestic Off Peak (related MPAN) | 0 | 0 | 0 | 0 | 0 | 0 | 0 |  |  | 0 | 0 | 0 | 0
LDNO HV: Domestic Two Rate | 449.8955 | 127 | 2340.3475 | 1757.553 | 582.7945 | 0 | 0 | 0.5202 | 18.4279 | 0.39066 | 1646.5303 | 111.0226 | 0 | 93.68% | 6.317% | 0% | 24.9% | 0% | 0%
LDNO HV: Domestic Unrestricted | 1004.4368 | 508 | 10307.1867 | 7976.0087 | 2331.178 | 0 | 0 | 1.0262 | 20.2897 | 0.79408 | 7976.0087 | 0 | 0 | 100% | 0% | 0% | 22.62% | 0% | 0%
LDNO HV: HV Generation Intermittent | 0 | 0 | 0 | 0 | 0 | 0 | 0 |  |  | 0 | 0 | 0 | 0 | [7 empty] | 0
LDNO HV: HV Generation Non-Intermittent | 0 | 0 | 0 | 0 | 0 | 0 | 0 |  |  | 0 | 0 | 0 | 0 | [7 empty] | 0
LDNO HV: HV HH Metered | 0 | 0 | 0 | 0 | 0 | 0 | 0 |  |  | 0 | 0 | 0 | 0 | [6 empty] | 0 | 0
LDNO HV: LV Generation Intermittent | 0 | 0 | 0 | 0 | 0 | 0 | 0 |  |  | 0 | 0 | 0 | 0 | [7 empty] | 0
LDNO HV: LV Generation NHH | 0 | 0 | 0 | 0 | 0 | 0 | 0 |  |  | 0 | 0 | 0 | 0
LDNO HV: LV Generation Non-Intermittent | 0 | 0 | 0 | 0 | 0 | 0 | 0 |  |  | 0 | 0 | 0 | 0 | [7 empty] | 0
LDNO HV: LV HH Metered | 755.7721 | 4 | 4897.1887 | 3700.4257 | 52.1974 | 1050.1076 | 94.458 | 0.64797 | 1224.2972 | 0.48962 | 2272.5368 | 1333.6084 | 94.2806 | 61.41% | 36.04% | 2.548% | 1.066% | 21.44% | 1.929% | 725 | 98.9892
LDNO HV: LV Medium Non-Domestic | 0 | 0 | 0 | 0 | 0 | 0 | 0 |  |  | 0 | 0 | 0 | 0
LDNO HV: LV Sub Generation Intermittent | 0 | 0 | 0 | 0 | 0 | 0 | 0 |  |  | 0 | 0 | 0 | 0 | [7 empty] | 0
LDNO HV: LV Sub Generation NHH | 0 | 0 | 0 | 0 | 0 | 0 | 0 |  |  | 0 | 0 | 0 | 0
LDNO HV: LV Sub Generation Non-Intermittent | 0 | 0 | 0 | 0 | 0 | 0 | 0 |  |  | 0 | 0 | 0 | 0 | [7 empty] | 0
LDNO HV: LV Sub HH Metered | 0 | 0 | 0 | 0 | 0 | 0 | 0 |  |  | 0 | 0 | 0 | 0 | [6 empty] | 0 | 0
LDNO HV: LV UMS (Pseudo HH Metered) | 0 | 0 | 0 | 0 | 0 | 0 | 0 |  |  | 0 | 0 | 0 | 0
LDNO HV: NHH UMS | 303.2908 | 11 | 2263.661 | 2263.661 | 0 | 0 | 0 | 0.74637 | 205.7874 | 0.74637 | 2263.661 | 0 | 0 | 100% | 0% | 0% | 0% | 0% | 0%
LDNO HV: Small Non Domestic Off Peak (related MPAN) | 0 | 0 | 0 | 0 | 0 | 0 | 0 |  |  | 0 | 0 | 0 | 0
LDNO HV: Small Non Domestic Two Rate | 21.9364 | 2 | 106.8157 | 98.3959 | 8.4198 | 0 | 0 | 0.48693 | 53.4079 | 0.44855 | 91.4398 | 6.9561 | 0 | 92.93% | 7.069% | 0% | 7.883% | 0% | 0%
LDNO HV: Small Non Domestic Unrestricted | 98.8302 | 8 | 723.4308 | 689.7515 | 33.6792 | 0 | 0 | 0.73199 | 90.4288 | 0.69792 | 689.7515 | 0 | 0 | 100% | 0% | 0% | 4.655% | 0% | 0%
LDNO LV: Domestic Off Peak (related MPAN) | 0 | 0 | 0 | 0 | 0 | 0 | 0 |  |  | 0 | 0 | 0 | 0
LDNO LV: Domestic Two Rate | 0 | 0 | 0 | 0 | 0 | 0 | 0 |  |  | 0 | 0 | 0 | 0
LDNO LV: Domestic Unrestricted | 4898.7499 | 1438 | 85366.3704 | 72985.3108 | 12381.0596 | 0 | 0 | 1.7426 | 59.3647 | 1.4899 | 72985.3108 | 0 | 0 | 100% | 0% | 0% | 14.5% | 0% | 0%
LDNO LV: LV Generation Intermittent | 0 | 0 | 0 | 0 | 0 | 0 | 0 |  |  | 0 | 0 | 0 | 0 | [7 empty] | 0
LDNO LV: LV Generation NHH | 0 | 0 | 0 | 0 | 0 | 0 | 0 |  |  | 0 | 0 | 0 | 0
LDNO LV: LV Generation Non-Intermittent | 0 | 0 | 0 | 0 | 0 | 0 | 0 |  |  | 0 | 0 | 0 | 0 | [7 empty] | 0
LDNO LV: LV HH Metered | 0 | 0 | 0 | 0 | 0 | 0 | 0 |  |  | 0 | 0 | 0 | 0 | [6 empty] | 0 | 0
LDNO LV: LV Medium Non-Domestic | 0 | 0 | 0 | 0 | 0 | 0 | 0 |  |  | 0 | 0 | 0 | 0
LDNO LV: LV UMS (Pseudo HH Metered) | 0 | 0 | 0 | 0 | 0 | 0 | 0 |  |  | 0 | 0 | 0 | 0
LDNO LV: NHH UMS | 30.0038 | 8 | 420.1612 | 420.1612 | 0 | 0 | 0 | 1.4004 | 52.5201 | 1.4004 | 420.1612 | 0 | 0 | 100% | 0% | 0% | 0% | 0% | 0%
LDNO LV: Small Non Domestic Off Peak (related MPAN) | 0 | 0 | 0 | 0 | 0 | 0 | 0 |  |  | 0 | 0 | 0 | 0
LDNO LV: Small Non Domestic Two Rate | 0 | 0 | 0 | 0 | 0 | 0 | 0 |  |  | 0 | 0 | 0 | 0
LDNO LV: Small Non Domestic Unrestricted | 98.8228 | 15 | 1412.5205 | 1294.0389 | 118.4816 | 0 | 0 | 1.4293 | 94.168 | 1.3095 | 1294.0389 | 0 | 0 | 100% | 0% | 0% | 8.388% | 0% | 0%
LV Generation Intermittent | 21598.9544 | 7 | -119010.2388 | -119010.2388 | 0 | 0 | 0 | -0.551 | -17001.4627 | -0.551 | -119010.2388 | 0 | 0 | 100% | 0% | 0% | 0% | 0% | 0% |  | 0
LV Generation NHH | 520.848 | 50 | -2869.8725 | -2869.8725 | 0 | 0 | 0 | -0.551 | -57.3974 | -0.551 | -2869.8725 | 0 | 0 | 100% | 0% | 0% | 0% | 0% | 0%
LV Generation Non-Intermittent | 23434.8801 | 8 | -130499.4005 | -130526.8181 | 0 | 0 | 27.4176 | -0.55686 | -16312.4251 | -0.55698 | -47991.1585 | -73418.5618 | -9117.0977 | 36.77% | 56.25% | 6.985% | 0% | 0% | -0.02101% |  | 23.04
LV HH Metered | 2420213.6048 | 4249 | 38918514.0305 | 33943275.3701 | 149914.9176 | 4185184.3787 | 640139.3641 | 1.6081 | 9159.4526 | 1.4025 | 21289579.9824 | 11871430.0289 | 782265.3588 | 62.72% | 34.97% | 2.305% | 0.3852% | 10.75% | 1.645% | 1068685.0464 | 248116.0326
LV Medium Non-Domestic | 1209812.1078 | 15526.6308 | 20066617.6208 | 19101687.2038 | 964930.417 | 0 | 0 | 1.6587 | 1292.4 | 1.5789 | 18974068.0657 | 127619.1381 | 0 | 99.33% | 0.6681% | 0% | 4.809% | 0% | 0%
LV Sub Generation Intermittent | 0 | 0 | 0 | 0 | 0 | 0 | 0 |  |  | 0 | 0 | 0 | 0 | [7 empty] | 0
LV Sub Generation NHH | 0 | 0 | 0 | 0 | 0 | 0 | 0 |  |  | 0 | 0 | 0 | 0
LV Sub Generation Non-Intermittent | 0 | 0 | 0 | 0 | 0 | 0 | 0 |  |  | 0 | 0 | 0 | 0 | [7 empty] | 0
LV Sub HH Metered | 17368.1537 | 28 | 287074.201 | 204202.1989 | 3267.0624 | 78904.1087 | 700.8309 | 1.6529 | 10252.65 | 1.1757 | 134770.2693 | 65629.4372 | 3802.4924 | 66% | 32.14% | 1.862% | 1.138% | 27.49% | 0.2441% | 12319.1427 | 335.3258
LV Sub Medium Non-Domestic | 37347.0141 | 276 | 612143.8101 | 568646.3205 | 43497.4896 | 0 | 0 | 1.6391 | 2217.9124 | 1.5226 | 561471.511 | 7174.8095 | 0 | 98.74% | 1.262% | 0% | 7.106% | 0% | 0%
LV UMS (Pseudo HH Metered) | 4334.8064 | 2 | 80865.1889 | 80865.1889 | 0 | 0 | 0 | 1.8655 | 40432.5944 | 1.8655 | 54810.1445 | 20375.9042 | 5679.1402 | 67.78% | 25.2% | 7.023% | 0% | 0% | 0%
NHH UMS | 267196.684 | 1372.7692 | 5392029.0833 | 5392029.0833 | 0 | 0 | 0 | 2.018 | 3927.8484 | 2.018 | 5392029.0833 | 0 | 0 | 100% | 0% | 0% | 0% | 0% | 0%
Small Non Domestic Off Peak (related MPAN) | 10024.6864 | 788 | 34785.6619 | 34785.6619 | 0 | 0 | 0 | 0.347 | 44.1442 | 0.347 | 34785.6619 | 0 | 0 | 100% | 0% | 0% | 0% | 0% | 0%
Small Non Domestic Two Rate | 377074.4989 | 16606 | 6117929.5314 | 5928910.0758 | 189019.4556 | 0 | 0 | 1.6225 | 368.4168 | 1.5723 | 5697132.6004 | 231777.4754 | 0 | 96.09% | 3.909% | 0% | 3.09% | 0% | 0%
Small Non Domestic Unrestricted | 897902.0354 | 70945.7927 | 17750958.9868 | 16943411.4073 | 807547.5795 | 0 | 0 | 1.9769 | 250.2045 | 1.887 | 16943411.4073 | 0 | 0 | 100% | 0% | 0% | 4.549% | 0% | 0%
3803. Revenue summary by tariff component
Data sources:
x1 = 3802. All units (MWh) (in Revenue summary)
x2 = 3802. MPANs by tariff (in Volume forecasts for the charging year) (copy) (in Revenue summary)
x3 = 3802. Net revenues (£/year) (in Revenue summary)
x4 = 3802. Revenues from unit rates (£/year) (in Revenue summary)
x5 = 3802. Revenues from fixed charges (£/year) (in Revenue summary)
x6 = 3802. Revenues from capacity charges (£/year) (in Revenue summary)
x7 = 3802. Revenues from reactive power charges (£/year) (in Revenue summary)
Kind: | Cell summation | Cell summation | Cell summation | Cell summation | Cell summation | Cell summation | Cell summation
Formula: | =SUM(x1) | =SUM(x2) | =SUM(x3) | =SUM(x4) | =SUM(x5) | =SUM(x6) | =SUM(x7)
| Total units (MWh) | Total MPANs | Total net revenues (£/year) | Total net revenues from unit rates (£/year) | Total revenues from fixed charges (£/year) | Total revenues from capacity charges (£/year) | Total revenues from reactive power charges (£/year)
Revenue summary by tariff component | 14369961.2168 | 1594396.0274 | 254036568.0746 | 221922107.4301 | 20524171.1022 | 10343549.4548 | 1246740.0876

## Summary DNO11
CDCM model 100: Summary statistics |  | YEDL |  | 2011/12 |  | October 2011 - Indicative charges
3801. Workbook build options and main parameters
Include a 132kV/HV network level
Network model: 500 MW at time of GSP peak
Standing charges factors: 100/0/0 LV NHH, 100/100/20 network, 100/100/0 substation
Put some 132kV costs into HV capacity charges
Operating expenditure allocated by asset values
LV circuit costs by exit point for profile classes 1-4
Revenue matching by £/kW/year at transmission exit level
Scaler subject to capping of each tariff component to zero
Data sources:
x1 = 1010. Annuity proportion for customer-contributed assets (in Financial and general assumptions)
x2 = 3510. Net revenues by tariff from scaler (in Scaler)
x3 = 3607. Total net revenues (£/year) (in Revenue forecast summary)
x4 = 3402. Allowed revenue (£/year)
x5 = 3607. Deviation from target revenue (£/year) (in Workbook build options and main parameters) (in Revenue forecast summary)
Kind: | Copy cells | Cell summation | Cell-by-cell calculation | Cell-by-cell calculation
Formula: | = x1 | =SUM(x2) | =x3-x4 | =x5/x4
| Annuity proportion for customer-contributed assets | Total net revenues from scaler (£/year) | Deviation from target revenue (£/year) | Over/under recovery
Workbook build options and main parameters | 0 | 136582205.2169 | -62.9657 | -1.853e-05%
3802. Revenue summary
Data sources:
x1 = 1053. Rate 1 units (MWh) by tariff (in Volume forecasts for the charging year)
x2 = 1053. Rate 2 units (MWh) by tariff (in Volume forecasts for the charging year)
x3 = 1053. Rate 3 units (MWh) by tariff (in Volume forecasts for the charging year)
x4 = 1053. MPANs by tariff (in Volume forecasts for the charging year)
x5 = 1010. Days in the charging period (in Financial and general assumptions)
x6 = 3605. Fixed charge p/MPAN/day (in Tariffs)
x7 = 3605. Capacity charge p/kVA/day (in Tariffs)
x8 = 1053. Import capacity (kVA) by tariff (in Volume forecasts for the charging year)
x9 = 3605. Unit rate 1 p/kWh (in Tariffs)
x10 = 3605. Unit rate 2 p/kWh (in Tariffs)
x11 = 3605. Unit rate 3 p/kWh (in Tariffs)
x12 = 3605. Reactive power charge p/kVArh (in Tariffs)
x13 = 1053. Reactive power units (MVArh) by tariff (in Volume forecasts for the charging year)
x14 = All units (MWh) (in Revenue summary)
x15 = Net revenues (£/year) (in Revenue summary)
x16 = MPANs by tariff (in Volume forecasts for the charging year) (copy) (in Revenue summary)
x17 = Revenues from unit rates (£/year) (in Revenue summary)
x18 = Net revenues from unit rate 1 (£/year) (in Revenue summary)
x19 = Net revenues from unit rate 2 (£/year) (in Revenue summary)
x20 = Net revenues from unit rate 3 (£/year) (in Revenue summary)
x21 = Revenues from fixed charges (£/year) (in Revenue summary)
x22 = Revenues from capacity charges (£/year) (in Revenue summary)
x23 = Revenues from reactive power charges (£/year) (in Revenue summary)
Kind: | Cell-by-cell calculation | Copy cells | Cell-by-cell calculation | Cell-by-cell calculation | Cell-by-cell calculation | Cell-by-cell calculation | Cell-by-cell calculation | Cell-by-cell calculation | Cell-by-cell calculation | Cell-by-cell calculation | Cell-by-cell calculation | Cell-by-cell calculation | Cell-by-cell calculation | Cell-by-cell calculation | Cell-by-cell calculation | Cell-by-cell calculation | Cell-by-cell calculation | Cell-by-cell calculation | Cell-by-cell calculation
Formula: | =x1+x2+x3 | = x4 | =0.01*x5*(x6*x4+x7*x8)+10*(x9*x1+x10*x2+x11*x3+x12*x13) | =10*(x9*x1+x10*x2+x11*x3) | =x6*x5*x4/100 | =x7*x5*x8/100 | =x12*x13*10 | =IF(x14<>0,0.1*x15/x14,"") | =IF(x16<>0,x15/x16,"") | =IF(x14<>0,0.1*x17/x14,0) | =x9*x1*10 | =x10*x2*10 | =x11*x3*10 | =IF(x17<>0,x18/x17,"") | =IF(x17<>0,x19/x17,"") | =IF(x17<>0,x20/x17,"") | =IF(x15<>0,x21/x15,"") | =IF(x15<>0,x22/x15,"") | =IF(x15<>0,x23/x15,"")
| All units (MWh) | MPANs | Net revenues (£/year) | Revenues from unit rates (£/year) | Revenues from fixed charges (£/year) | Revenues from capacity charges (£/year) | Revenues from reactive power charges (£/year) | Average p/kWh | Average £/MPAN/year | Average unit rate p/kWh | Net revenues from unit rate 1 (£/year) | Net revenues from unit rate 2 (£/year) | Net revenues from unit rate 3 (£/year) | Rate 1 revenue proportion | Rate 2 revenue proportion | Rate 3 revenue proportion | Fixed charge proportion | Capacity charge proportion | Reactive power charge proportion | Import capacity (kVA) | Reactive power units (MVArh)
> Domestic Off Peak (related MPAN)
> Domestic Two Rate
> Domestic Unrestricted
> HV Generation Intermittent
> HV Generation Non-Intermittent
> HV HH Metered
> HV Medium Non-Domestic
> HV Sub Generation Intermittent
> HV Sub Generation Non-Intermittent
> HV Sub HH Metered
> LV Generation Intermittent
> LV Generation NHH
> LV Generation Non-Intermittent
> LV HH Metered
> LV Medium Non-Domestic
> LV Sub Generation Intermittent
> LV Sub Generation NHH
> LV Sub Generation Non-Intermittent
> LV Sub HH Metered
> LV Sub Medium Non-Domestic
> LV UMS (Pseudo HH Metered)
> NHH UMS
> Small Non Domestic Off Peak (related MPAN)
> Small Non Domestic Two Rate
> Small Non Domestic Unrestricted
Domestic Off Peak (related MPAN) | 55772.568 | 13254 | 158951.8188 | 158951.8188 | 0 | 0 | 0 | 0.285 | 11.9927 | 0.285 | 158951.8188 | 0 | 0 | 100% | 0% | 0% | 0% | 0% | 0%
Domestic Two Rate | 972209.5456 | 151155 | 13796826.7969 | 11772014.8789 | 2024811.918 | 0 | 0 | 1.4191 | 91.276 | 1.2109 | 11422980.9099 | 349033.9689 | 0 | 97.04% | 2.965% | 0% | 14.68% | 0% | 0%
Domestic Unrestricted | 7108363.6981 | 1930356 | 161272605.2822 | 135414328.4486 | 25858276.8336 | 0 | 0 | 2.2688 | 83.5455 | 1.905 | 135414328.4486 | 0 | 0 | 100% | 0% | 0% | 16.03% | 0% | 0%
HV Generation Intermittent | 537743.5527 | 66 | -1698147.9222 | -1726156.8042 | 28008.882 | 0 | 0 | -0.31579 | -25729.514 | -0.321 | -1726156.8042 | 0 | 0 | 100% | 0% | 0% | -1.649% | 0% | 0% |  | 0
HV Generation Non-Intermittent | 37864.6244 | 8 | -216054.2993 | -219449.3153 | 3395.016 | 0 | 0 | -0.5706 | -27006.7874 | -0.57956 | -185211.5661 | -31683.4418 | -2554.3074 | 84.4% | 14.44% | 1.164% | -1.571% | 0% | 0% |  | 0
HV HH Metered | 6063155.0586 | 1744 | 58561949.581 | 45473568.2566 | 535983.8688 | 11356589.0364 | 1195808.4192 | 0.96587 | 33579.0995 | 0.75 | 36984477.7602 | 8150144.7447 | 338945.7517 | 81.33% | 17.92% | 0.7454% | 0.9152% | 19.39% | 2.042% | 2169855.3702 | 664338.0107
HV Medium Non-Domestic | 2428.7968 | 19 | 37507.7453 | 27562.1345 | 9945.6108 | 0 | 0 | 1.5443 | 1974.0919 | 1.1348 | 27493.8724 | 68.262 | 0 | 99.75% | 0.2477% | 0% | 26.52% | 0% | 0%
HV Sub Generation Intermittent | 33875.711 | 4 | -96203.2967 | -97900.8047 | 1697.508 | 0 | 0 | -0.28399 | -24050.8242 | -0.289 | -97900.8047 | 0 | 0 | 100% | 0% | 0% | -1.765% | 0% | 0% |  | 0
HV Sub Generation Non-Intermittent | 0 | 0 | 0 | 0 | 0 | 0 | 0 |  |  | 0 | 0 | 0 | 0 | [7 empty] | 0
HV Sub HH Metered | 1044167.3475 | 59 | 8565838.0551 | 5514943.2504 | 37359.7794 | 2794794.4555 | 218740.5699 | 0.82035 | 145183.6958 | 0.52817 | 4694864.4826 | 820078.7678 | 0 | 85.13% | 14.87% | 0% | 0.4361% | 32.63% | 2.554% | 337878.3374 | 177837.8617
LDNO HV: Domestic Off Peak (related MPAN) | 0 | 0 | 0 | 0 | 0 | 0 | 0 |  |  | 0 | 0 | 0 | 0
LDNO HV: Domestic Two Rate | 922.6244 | 171 | 5264.9764 | 4383.4371 | 881.5393 | 0 | 0 | 0.57065 | 30.7893 | 0.47511 | 4258.479 | 124.9581 | 0 | 97.15% | 2.851% | 0% | 16.74% | 0% | 0%
LDNO HV: Domestic Unrestricted | 5487.8836 | 2152 | 51327.0711 | 40233.0794 | 11093.9917 | 0 | 0 | 0.93528 | 23.8509 | 0.73313 | 40233.0794 | 0 | 0 | 100% | 0% | 0% | 21.61% | 0% | 0%
LDNO HV: HV Generation Intermittent | 0 | 0 | 0 | 0 | 0 | 0 | 0 |  |  | 0 | 0 | 0 | 0 | [7 empty] | 0
LDNO HV: HV Generation Non-Intermittent | 0 | 0 | 0 | 0 | 0 | 0 | 0 |  |  | 0 | 0 | 0 | 0 | [7 empty] | 0
LDNO HV: HV HH Metered | 0 | 0 | 0 | 0 | 0 | 0 | 0 |  |  | 0 | 0 | 0 | 0 | [6 empty] | 0 | 0
LDNO HV: LV Generation Intermittent | 0 | 0 | 0 | 0 | 0 | 0 | 0 |  |  | 0 | 0 | 0 | 0 | [7 empty] | 0
LDNO HV: LV Generation NHH | 0 | 0 | 0 | 0 | 0 | 0 | 0 |  |  | 0 | 0 | 0 | 0
LDNO HV: LV Generation Non-Intermittent | 0 | 0 | 0 | 0 | 0 | 0 | 0 |  |  | 0 | 0 | 0 | 0 | [7 empty] | 0
LDNO HV: LV HH Metered | 4855.476 | 11 | 28397.7426 | 22294.6405 | 158.9661 | 5788.1916 | 155.9444 | 0.58486 | 2581.613 | 0.45916 | 17703.671 | 4309.212 | 281.7576 | 79.41% | 19.33% | 1.264% | 0.5598% | 20.38% | 0.5491% | 3805 | 139.2494
LDNO HV: LV Medium Non-Domestic | 372.5319 | 3 | 2260.2056 | 2165.6372 | 94.5684 | 0 | 0 | 0.60671 | 753.4019 | 0.58133 | 2159.0827 | 6.5546 | 0 | 99.7% | 0.3027% | 0% | 4.184% | 0% | 0%
LDNO HV: LV Sub Generation Intermittent | 0 | 0 | 0 | 0 | 0 | 0 | 0 |  |  | 0 | 0 | 0 | 0 | [7 empty] | 0
LDNO HV: LV Sub Generation NHH | 0 | 0 | 0 | 0 | 0 | 0 | 0 |  |  | 0 | 0 | 0 | 0
LDNO HV: LV Sub Generation Non-Intermittent | 0 | 0 | 0 | 0 | 0 | 0 | 0 |  |  | 0 | 0 | 0 | 0 | [7 empty] | 0
LDNO HV: LV Sub HH Metered | 0 | 0 | 0 | 0 | 0 | 0 | 0 |  |  | 0 | 0 | 0 | 0 | [6 empty] | 0 | 0
LDNO HV: LV UMS (Pseudo HH Metered) | 0 | 0 | 0 | 0 | 0 | 0 | 0 |  |  | 0 | 0 | 0 | 0
LDNO HV: NHH UMS | 27.5958 | 4 | 200.5063 | 200.5063 | 0 | 0 | 0 | 0.72658 | 50.1266 | 0.72658 | 200.5063 | 0 | 0 | 100% | 0% | 0% | 0% | 0% | 0%
LDNO HV: Small Non Domestic Off Peak (related MPAN) | 0 | 0 | 0 | 0 | 0 | 0 | 0 |  |  | 0 | 0 | 0 | 0
LDNO HV: Small Non Domestic Two Rate | 253.539 | 7 | 1165.1185 | 1131.99 | 33.1285 | 0 | 0 | 0.45954 | 166.4455 | 0.44648 | 1076.0342 | 55.9558 | 0 | 95.06% | 4.943% | 0% | 2.843% | 0% | 0%
LDNO HV: Small Non Domestic Unrestricted | 1485.728 | 78 | 9849.1221 | 9479.9759 | 369.1462 | 0 | 0 | 0.66292 | 126.2708 | 0.63807 | 9479.9759 | 0 | 0 | 100% | 0% | 0% | 3.748% | 0% | 0%
LDNO LV: Domestic Off Peak (related MPAN) | 0 | 0 | 0 | 0 | 0 | 0 | 0 |  |  | 0 | 0 | 0 | 0
LDNO LV: Domestic Two Rate | 0 | 0 | 0 | 0 | 0 | 0 | 0 |  |  | 0 | 0 | 0 | 0
LDNO LV: Domestic Unrestricted | 2139.6235 | 874 | 35108.259 | 27274.1096 | 7834.1494 | 0 | 0 | 1.6409 | 40.1696 | 1.2747 | 27274.1096 | 0 | 0 | 100% | 0% | 0% | 22.31% | 0% | 0%
LDNO LV: LV Generation Intermittent | 0 | 0 | 0 | 0 | 0 | 0 | 0 |  |  | 0 | 0 | 0 | 0 | [7 empty] | 0
LDNO LV: LV Generation NHH | 6.82 | 19 | -34.8502 | -34.8502 | 0 | 0 | 0 | -0.511 | -1.8342 | -0.511 | -34.8502 | 0 | 0 | 100% | 0% | 0% | 0% | 0% | 0%
LDNO LV: LV Generation Non-Intermittent | 0 | 0 | 0 | 0 | 0 | 0 | 0 |  |  | 0 | 0 | 0 | 0 | [7 empty] | 0
LDNO LV: LV HH Metered | 0 | 0 | 0 | 0 | 0 | 0 | 0 |  |  | 0 | 0 | 0 | 0 | [6 empty] | 0 | 0
LDNO LV: LV Medium Non-Domestic | 0 | 0 | 0 | 0 | 0 | 0 | 0 |  |  | 0 | 0 | 0 | 0
LDNO LV: LV UMS (Pseudo HH Metered) | 0 | 0 | 0 | 0 | 0 | 0 | 0 |  |  | 0 | 0 | 0 | 0
LDNO LV: NHH UMS | 12.4702 | 3 | 157.5404 | 157.5404 | 0 | 0 | 0 | 1.2633 | 52.5135 | 1.2633 | 157.5404 | 0 | 0 | 100% | 0% | 0% | 0% | 0% | 0%
LDNO LV: Small Non Domestic Off Peak (related MPAN) | 0 | 0 | 0 | 0 | 0 | 0 | 0 |  |  | 0 | 0 | 0 | 0
LDNO LV: Small Non Domestic Two Rate | 38.088 | 1 | 423.8037 | 415.5748 | 8.2288 | 0 | 0 | 1.1127 | 423.8037 | 1.0911 | 407.2106 | 8.3643 | 0 | 97.99% | 2.013% | 0% | 1.942% | 0% | 0%
LDNO LV: Small Non Domestic Unrestricted | 84.4031 | 17 | 1076.2899 | 936.3996 | 139.8903 | 0 | 0 | 1.2752 | 63.3112 | 1.1094 | 936.3996 | 0 | 0 | 100% | 0% | 0% | 13% | 0% | 0%
LV Generation Intermittent | 21660.6361 | 15 | -110685.8504 | -110685.8504 | 0 | 0 | 2.414e-05 | -0.511 | -7379.0567 | -0.511 | -110685.8504 | 0 | 0 | 100% | 0% | 0% | 0% | 0% | -2.181e-08% |  | 1.7e-05
LV Generation NHH | 1030.039 | 227 | -5263.4993 | -5263.4993 | 0 | 0 | 0 | -0.511 | -23.1872 | -0.511 | -5263.4993 | 0 | 0 | 100% | 0% | 0% | 0% | 0% | 0%
LV Generation Non-Intermittent | 0 | 0 | 0 | 0 | 0 | 0 | 0 |  |  | 0 | 0 | 0 | 0 | [7 empty] | 0
LV HH Metered | 2686854.1968 | 6116 | 37795446.5668 | 31443206.9417 | 229665.5856 | 5251005.4537 | 871568.5858 | 1.4067 | 6179.7656 | 1.1703 | 24228358.1401 | 6837916.0292 | 376932.7725 | 77.05% | 21.75% | 1.199% | 0.6077% | 13.89% | 2.306% | 1328426.7997 | 299508.1051
LV Medium Non-Domestic | 1144282.3065 | 9878 | 16645702.7809 | 15836587.8985 | 809114.8824 | 0 | 0 | 1.4547 | 1685.1289 | 1.384 | 15748366.0816 | 88221.8169 | 0 | 99.44% | 0.5571% | 0% | 4.861% | 0% | 0%
LV Sub Generation Intermittent | 0 | 1 | 0 | 0 | 0 | 0 | 0 |  | 0 | 0 | 0 | 0 | 0 | [7 empty] | 0
LV Sub Generation NHH | 0 | 0 | 0 | 0 | 0 | 0 | 0 |  |  | 0 | 0 | 0 | 0
LV Sub Generation Non-Intermittent | 0 | 0 | 0 | 0 | 0 | 0 | 0 |  |  | 0 | 0 | 0 | 0 | [7 empty] | 0
LV Sub HH Metered | 67002.4762 | 78 | 803927.0773 | 586918.407 | 9692.046 | 194903.5518 | 12413.0724 | 1.1998 | 10306.7574 | 0.87597 | 461533.1219 | 119298.74 | 6086.5451 | 78.64% | 20.33% | 1.037% | 1.206% | 24.24% | 1.544% | 34805.4487 | 5855.2228
LV Sub Medium Non-Domestic | 0 | 0 | 0 | 0 | 0 | 0 | 0 |  |  | 0 | 0 | 0 | 0
LV UMS (Pseudo HH Metered) | 208766.2136 | 11 | 3716830.5132 | 3716830.5132 | 0 | 0 | 0 | 1.7804 | 337893.683 | 1.7804 | 3066370.9577 | 491974.9164 | 158484.6391 | 82.5% | 13.24% | 4.264% | 0% | 0% | 0%
NHH UMS | 111724.896 | 951 | 2109366.0363 | 2109366.0363 | 0 | 0 | 0 | 1.888 | 2218.0505 | 1.888 | 2109366.0363 | 0 | 0 | 100% | 0% | 0% | 0% | 0% | 0%
Small Non Domestic Off Peak (related MPAN) | 27825.3767 | 2632 | 121596.8961 | 121596.8961 | 0 | 0 | 0 | 0.437 | 46.1994 | 0.437 | 121596.8961 | 0 | 0 | 100% | 0% | 0% | 0% | 0% | 0%
Small Non Domestic Two Rate | 900930.2619 | 30921 | 12516378.8841 | 12136124.7945 | 380254.0896 | 0 | 0 | 1.3893 | 404.7857 | 1.3471 | 11707265.9947 | 428858.7998 | 0 | 96.47% | 3.534% | 0% | 3.038% | 0% | 0%
Small Non Domestic Unrestricted | 1474149.5299 | 97666 | 25642456.6074 | 24441399.2058 | 1201057.4016 | 0 | 0 | 1.7395 | 262.5525 | 1.658 | 24441399.2058 | 0 | 0 | 100% | 0% | 0% | 4.684% | 0% | 0%
3803. Revenue summary by tariff component
Data sources:
x1 = 3802. All units (MWh) (in Revenue summary)
x2 = 3802. MPANs by tariff (in Volume forecasts for the charging year) (copy) (in Revenue summary)
x3 = 3802. Net revenues (£/year) (in Revenue summary)
x4 = 3802. Revenues from unit rates (£/year) (in Revenue summary)
x5 = 3802. Revenues from fixed charges (£/year) (in Revenue summary)
x6 = 3802. Revenues from capacity charges (£/year) (in Revenue summary)
x7 = 3802. Revenues from reactive power charges (£/year) (in Revenue summary)
Kind: | Cell summation | Cell summation | Cell summation | Cell summation | Cell summation | Cell summation | Cell summation
Formula: | =SUM(x1) | =SUM(x2) | =SUM(x3) | =SUM(x4) | =SUM(x5) | =SUM(x6) | =SUM(x7)
| Total units (MWh) | Total MPANs | Total net revenues (£/year) | Total net revenues from unit rates (£/year) | Total revenues from fixed charges (£/year) | Total revenues from capacity charges (£/year) | Total revenues from reactive power charges (£/year)
Revenue summary by tariff component | 22515493.6188 | 2248501 | 339754225.5589 | 286702581.2476 | 31149877.0305 | 19603080.6891 | 2298686.5917

## Summary DNO10
CDCM model 100: Summary statistics |  | WPD East Midlands |  | 2011/12 |  | October Tariffs 2011/12
3801. Workbook build options and main parameters
Include a 132kV/HV network level
Network model: 500 MW at time of GSP peak
Standing charges factors: 100/0/0 LV NHH, 100/100/20 network, 100/100/0 substation
Put some 132kV costs into HV capacity charges
Operating expenditure allocated by asset values
LV circuit costs by exit point for profile classes 1-4
Revenue matching by £/kW/year at transmission exit level
Scaler subject to capping of each tariff component to zero
Data sources:
x1 = 1010. Annuity proportion for customer-contributed assets (in Financial and general assumptions)
x2 = 3510. Net revenues by tariff from scaler (in Scaler)
x3 = 3607. Total net revenues (£/year) (in Revenue forecast summary)
x4 = 3402. Allowed revenue (£/year)
x5 = 3607. Deviation from target revenue (£/year) (in Workbook build options and main parameters) (in Revenue forecast summary)
Kind: | Copy cells | Cell summation | Cell-by-cell calculation | Cell-by-cell calculation
Formula: | = x1 | =SUM(x2) | =x3-x4 | =x5/x4
| Annuity proportion for customer-contributed assets | Total net revenues from scaler (£/year) | Deviation from target revenue (£/year) | Over/under recovery
Workbook build options and main parameters | 0 | 49104024.4521 | 40593.2931 | 0.01078%
3802. Revenue summary
Data sources:
x1 = 1053. Rate 1 units (MWh) by tariff (in Volume forecasts for the charging year)
x2 = 1053. Rate 2 units (MWh) by tariff (in Volume forecasts for the charging year)
x3 = 1053. Rate 3 units (MWh) by tariff (in Volume forecasts for the charging year)
x4 = 1053. MPANs by tariff (in Volume forecasts for the charging year)
x5 = 1010. Days in the charging period (in Financial and general assumptions)
x6 = 3605. Fixed charge p/MPAN/day (in Tariffs)
x7 = 3605. Capacity charge p/kVA/day (in Tariffs)
x8 = 1053. Import capacity (kVA) by tariff (in Volume forecasts for the charging year)
x9 = 3605. Unit rate 1 p/kWh (in Tariffs)
x10 = 3605. Unit rate 2 p/kWh (in Tariffs)
x11 = 3605. Unit rate 3 p/kWh (in Tariffs)
x12 = 3605. Reactive power charge p/kVArh (in Tariffs)
x13 = 1053. Reactive power units (MVArh) by tariff (in Volume forecasts for the charging year)
x14 = All units (MWh) (in Revenue summary)
x15 = Net revenues (£/year) (in Revenue summary)
x16 = MPANs by tariff (in Volume forecasts for the charging year) (copy) (in Revenue summary)
x17 = Revenues from unit rates (£/year) (in Revenue summary)
x18 = Net revenues from unit rate 1 (£/year) (in Revenue summary)
x19 = Net revenues from unit rate 2 (£/year) (in Revenue summary)
x20 = Net revenues from unit rate 3 (£/year) (in Revenue summary)
x21 = Revenues from fixed charges (£/year) (in Revenue summary)
x22 = Revenues from capacity charges (£/year) (in Revenue summary)
x23 = Revenues from reactive power charges (£/year) (in Revenue summary)
Kind: | Cell-by-cell calculation | Copy cells | Cell-by-cell calculation | Cell-by-cell calculation | Cell-by-cell calculation | Cell-by-cell calculation | Cell-by-cell calculation | Cell-by-cell calculation | Cell-by-cell calculation | Cell-by-cell calculation | Cell-by-cell calculation | Cell-by-cell calculation | Cell-by-cell calculation | Cell-by-cell calculation | Cell-by-cell calculation | Cell-by-cell calculation | Cell-by-cell calculation | Cell-by-cell calculation | Cell-by-cell calculation
Formula: | =x1+x2+x3 | = x4 | =0.01*x5*(x6*x4+x7*x8)+10*(x9*x1+x10*x2+x11*x3+x12*x13) | =10*(x9*x1+x10*x2+x11*x3) | =x6*x5*x4/100 | =x7*x5*x8/100 | =x12*x13*10 | =IF(x14<>0,0.1*x15/x14,"") | =IF(x16<>0,x15/x16,"") | =IF(x14<>0,0.1*x17/x14,0) | =x9*x1*10 | =x10*x2*10 | =x11*x3*10 | =IF(x17<>0,x18/x17,"") | =IF(x17<>0,x19/x17,"") | =IF(x17<>0,x20/x17,"") | =IF(x15<>0,x21/x15,"") | =IF(x15<>0,x22/x15,"") | =IF(x15<>0,x23/x15,"")
| All units (MWh) | MPANs | Net revenues (£/year) | Revenues from unit rates (£/year) | Revenues from fixed charges (£/year) | Revenues from capacity charges (£/year) | Revenues from reactive power charges (£/year) | Average p/kWh | Average £/MPAN/year | Average unit rate p/kWh | Net revenues from unit rate 1 (£/year) | Net revenues from unit rate 2 (£/year) | Net revenues from unit rate 3 (£/year) | Rate 1 revenue proportion | Rate 2 revenue proportion | Rate 3 revenue proportion | Fixed charge proportion | Capacity charge proportion | Reactive power charge proportion | Import capacity (kVA) | Reactive power units (MVArh)
> Domestic Off Peak (related MPAN)
> Domestic Two Rate
> Domestic Unrestricted
> HV Generation Intermittent
> HV Generation Non-Intermittent
> HV HH Metered
> HV Medium Non-Domestic
> HV Sub Generation Intermittent
> HV Sub Generation Non-Intermittent
> HV Sub HH Metered
> LV Generation Intermittent
> LV Generation NHH
> LV Generation Non-Intermittent
> LV HH Metered
> LV Medium Non-Domestic
> LV Sub Generation Intermittent
> LV Sub Generation NHH
> LV Sub Generation Non-Intermittent
> LV Sub HH Metered
> LV Sub Medium Non-Domestic
> LV UMS (Pseudo HH Metered)
> NHH UMS
> Small Non Domestic Off Peak (related MPAN)
> Small Non Domestic Two Rate
> Small Non Domestic Unrestricted
Domestic Off Peak (related MPAN) | 191934.3632 | 44165.6224 | 959671.8161 | 959671.8161 | 0 | 0 | 0 | 0.5 | 21.7289 | 0.5 | 959671.8161 | 0 | 0 | 100% | 0% | 0% | 0% | 0% | 0%
Domestic Two Rate | 4990780.6227 | 984671.4427 | 81266341.1379 | 71247506.1432 | 10018834.9947 | 0 | 0 | 1.6283 | 82.5314 | 1.4276 | 70100707.4458 | 1146798.6974 | 0 | 98.39% | 1.61% | 0% | 12.33% | 0% | 0%
Domestic Unrestricted | 5231159.8126 | 1405980.222 | 101509001.6395 | 87203434.0769 | 14305567.5627 | 0 | 0 | 1.9405 | 72.198 | 1.667 | 87203434.0769 | 0 | 0 | 100% | 0% | 0% | 14.09% | 0% | 0%
HV Generation Intermittent | 3030.3473 | 2 | -12788.2947 | -12878.9758 | 86.4492 | 0 | 4.232 | -0.42201 | -6394.1473 | -0.425 | -12878.9758 | 0 | 0 | 100% | 0% | 0% | -0.676% | 0% | -0.03309% |  | 1.8561
HV Generation Non-Intermittent | 605869.5417 | 124.25 | -2767572.9836 | -2774772.7053 | 5370.6566 | 0 | 1829.0652 | -0.45679 | -22274.2292 | -0.45798 | -2155085.6304 | -542393.7257 | -77293.3492 | 77.67% | 19.55% | 2.786% | -0.1941% | 0% | -0.06609% |  | 802.2216
HV HH Metered | 8875813.1754 | 2886 | 82548028.2929 | 45915565.7522 | 726823.5156 | 34557272.738 | 1348366.2871 | 0.93003 | 28602.9204 | 0.51731 | 37768789.0653 | 7024246.5301 | 1122530.1568 | 82.26% | 15.3% | 2.445% | 0.8805% | 41.86% | 1.633% | 2843939.0956 | 807404.9623
HV Medium Non-Domestic | 35812.6033 | 240.0484 | 419875.7963 | 240083.7792 | 179792.0171 | 0 | 0 | 1.1724 | 1749.1298 | 0.67039 | 237685.2293 | 2398.5499 | 0 | 99% | 0.999% | 0% | 42.82% | 0% | 0%
HV Sub Generation Intermittent | 0 | 0 | 0 | 0 | 0 | 0 | 0 |  |  | 0 | 0 | 0 | 0 | [7 empty] | 0
HV Sub Generation Non-Intermittent | 0 | 0 | 0 | 0 | 0 | 0 | 0 |  |  | 0 | 0 | 0 | 0 | [7 empty] | 0
HV Sub HH Metered | 8916.7182 | 1 | 85619.8122 | 41635.672 | 251.8446 | 43502.76 | 229.5356 | 0.96022 | 85619.8122 | 0.46694 | 35478.9958 | 5170.822 | 985.8542 | 85.21% | 12.42% | 2.368% | 0.2941% | 50.81% | 0.2681% | 4200 | 154.0507
LDNO HV: Domestic Off Peak (related MPAN) | 0 | 0 | 0 | 0 | 0 | 0 | 0 |  |  | 0 | 0 | 0 | 0
LDNO HV: Domestic Two Rate | 440.9572 | 87 | 3686.5855 | 3232.0887 | 454.4968 | 0 | 0 | 0.83604 | 42.3745 | 0.73297 | 3180.065 | 52.0236 | 0 | 98.39% | 1.61% | 0% | 12.33% | 0% | 0%
LDNO HV: Domestic Unrestricted | 6779.0237 | 1822 | 67539.7434 | 58021.4312 | 9518.3121 | 0 | 0 | 0.9963 | 37.069 | 0.8559 | 58021.4312 | 0 | 0 | 100% | 0% | 0% | 14.09% | 0% | 0%
LDNO HV: HV Generation Intermittent | 0 | 0 | 0 | 0 | 0 | 0 | 0 |  |  | 0 | 0 | 0 | 0 | [7 empty] | 0
LDNO HV: HV Generation Non-Intermittent | 0 | 0 | 0 | 0 | 0 | 0 | 0 |  |  | 0 | 0 | 0 | 0 | [7 empty] | 0
LDNO HV: HV HH Metered | 21528.3064 | 7 | 158892.0733 | 89847.904 | 1422.2534 | 67621.9159 | 0 | 0.73806 | 22698.8676 | 0.41735 | 73906.2337 | 13745.0953 | 2196.575 | 82.26% | 15.3% | 2.445% | 0.8951% | 42.56% | 0% | 6897.9812 | 0
LDNO HV: LV Generation Intermittent | 0 | 0 | 0 | 0 | 0 | 0 | 0 |  |  | 0 | 0 | 0 | 0 | [7 empty] | 0
LDNO HV: LV Generation NHH | 0 | 0 | 0 | 0 | 0 | 0 | 0 |  |  | 0 | 0 | 0 | 0
LDNO HV: LV Generation Non-Intermittent | 0 | 0 | 0 | 0 | 0 | 0 | 0 |  |  | 0 | 0 | 0 | 0 | [7 empty] | 0
LDNO HV: LV HH Metered | 9186.8657 | 22 | 63010.0811 | 47903.3468 | 282.778 | 14823.9564 | 0 | 0.68587 | 2864.0946 | 0.52143 | 35186.2449 | 11718.2402 | 998.8617 | 73.45% | 24.46% | 2.085% | 0.4488% | 23.53% | 0% | 4358.3166 | 0
LDNO HV: LV Medium Non-Domestic | 2360.3368 | 18 | 14880.6952 | 14033.3761 | 847.3191 | 0 | 0 | 0.63045 | 826.7053 | 0.59455 | 13902.2789 | 131.0972 | 0 | 99.07% | 0.9342% | 0% | 5.694% | 0% | 0%
LDNO HV: LV Sub Generation Intermittent | 0 | 0 | 0 | 0 | 0 | 0 | 0 |  |  | 0 | 0 | 0 | 0 | [7 empty] | 0
LDNO HV: LV Sub Generation NHH | 0 | 0 | 0 | 0 | 0 | 0 | 0 |  |  | 0 | 0 | 0 | 0
LDNO HV: LV Sub Generation Non-Intermittent | 0 | 0 | 0 | 0 | 0 | 0 | 0 |  |  | 0 | 0 | 0 | 0 | [7 empty] | 0
LDNO HV: LV Sub HH Metered | 0 | 0 | 0 | 0 | 0 | 0 | 0 |  |  | 0 | 0 | 0 | 0 | [6 empty] | 0 | 0
LDNO HV: LV UMS (Pseudo HH Metered) | 0 | 0 | 0 | 0 | 0 | 0 | 0 |  |  | 0 | 0 | 0 | 0
LDNO HV: NHH UMS | 0 | 0 | 0 | 0 | 0 | 0 | 0 |  |  | 0 | 0 | 0 | 0
LDNO HV: Small Non Domestic Off Peak (related MPAN) | 0 | 0 | 0 | 0 | 0 | 0 | 0 |  |  | 0 | 0 | 0 | 0
LDNO HV: Small Non Domestic Two Rate | 56.3293 | 2 | 355.8973 | 341.9162 | 13.981 | 0 | 0 | 0.63182 | 177.9486 | 0.607 | 337.8136 | 4.1026 | 0 | 98.8% | 1.2% | 0% | 3.928% | 0% | 0%
LDNO HV: Small Non Domestic Unrestricted | 1218.6081 | 91 | 9771.0122 | 9134.8746 | 636.1377 | 0 | 0 | 0.80182 | 107.3738 | 0.74962 | 9134.8746 | 0 | 0 | 100% | 0% | 0% | 6.51% | 0% | 0%
LDNO LV: Domestic Off Peak (related MPAN) | 0 | 0 | 0 | 0 | 0 | 0 | 0 |  |  | 0 | 0 | 0 | 0
LDNO LV: Domestic Two Rate | 111.5064 | 22 | 1327.0924 | 1163.4832 | 163.6092 | 0 | 0 | 1.1901 | 60.3224 | 1.0434 | 1144.7558 | 18.7274 | 0 | 98.39% | 1.61% | 0% | 12.33% | 0% | 0%
LDNO LV: Domestic Unrestricted | 1692.8956 | 455 | 24010.2038 | 20626.4685 | 3383.7353 | 0 | 0 | 1.4183 | 52.7697 | 1.2184 | 20626.4685 | 0 | 0 | 100% | 0% | 0% | 14.09% | 0% | 0%
LDNO LV: LV Generation Intermittent | 0 | 0 | 0 | 0 | 0 | 0 | 0 |  |  | 0 | 0 | 0 | 0 | [7 empty] | 0
LDNO LV: LV Generation NHH | 0 | 0 | 0 | 0 | 0 | 0 | 0 |  |  | 0 | 0 | 0 | 0
LDNO LV: LV Generation Non-Intermittent | 0 | 0 | 0 | 0 | 0 | 0 | 0 |  |  | 0 | 0 | 0 | 0 | [7 empty] | 0
LDNO LV: LV HH Metered | 2923.0936 | 7 | 28540.3184 | 21697.7465 | 128.0838 | 6714.488 | 0 | 0.97637 | 4077.1883 | 0.74229 | 15937.555 | 5307.7587 | 452.4329 | 73.45% | 24.46% | 2.085% | 0.4488% | 23.53% | 0% | 1386.7371 | 0
LDNO LV: LV Medium Non-Domestic | 524.5193 | 4 | 4707.4327 | 4439.3876 | 268.0451 | 0 | 0 | 0.89748 | 1176.8582 | 0.84637 | 4397.9157 | 41.4719 | 0 | 99.07% | 0.9342% | 0% | 5.694% | 0% | 0%
LDNO LV: LV UMS (Pseudo HH Metered) | 0 | 0 | 0 | 0 | 0 | 0 | 0 |  |  | 0 | 0 | 0 | 0
LDNO LV: NHH UMS | 0 | 0 | 0 | 0 | 0 | 0 | 0 |  |  | 0 | 0 | 0 | 0
LDNO LV: Small Non Domestic Off Peak (related MPAN) | 0 | 0 | 0 | 0 | 0 | 0 | 0 |  |  | 0 | 0 | 0 | 0
LDNO LV: Small Non Domestic Two Rate | 28.1646 | 1 | 253.3192 | 243.3678 | 9.9514 | 0 | 0 | 0.89942 | 253.3192 | 0.86409 | 240.4477 | 2.9202 | 0 | 98.8% | 1.2% | 0% | 3.928% | 0% | 0%
LDNO LV: Small Non Domestic Unrestricted | 307.9998 | 23 | 3515.5997 | 3286.718 | 228.8816 | 0 | 0 | 1.1414 | 152.8522 | 1.0671 | 3286.718 | 0 | 0 | 100% | 0% | 0% | 6.51% | 0% | 0%
LV Generation Intermittent | 468.297 | 2 | -3132.9069 | -3132.9069 | 0 | 0 | 0 | -0.669 | -1566.4535 | -0.669 | -3132.9069 | 0 | 0 | 100% | 0% | 0% | 0% | 0% | 0% |  | 0
LV Generation NHH | 584.8661 | 56.579 | -3912.7541 | -3912.7541 | 0 | 0 | 0 | -0.669 | -69.1556 | -0.669 | -3912.7541 | 0 | 0 | 100% | 0% | 0% | 0% | 0% | 0%
LV Generation Non-Intermittent | 903.3249 | 4 | -8891.2172 | -8909.1336 | 0 | 0 | 17.9164 | -0.98428 | -2222.8043 | -0.98626 | -6566.5915 | -2202.7756 | -139.7665 | 73.71% | 24.72% | 1.569% | 0% | 0% | -0.2015% |  | 5.6698
LV HH Metered | 3156941.1196 | 7560 | 43243017.7086 | 32061163.7903 | 189260.064 | 9921504.9659 | 1071088.8883 | 1.3698 | 5719.9759 | 1.0156 | 23549752.4956 | 7842884.5318 | 668526.763 | 73.45% | 24.46% | 2.085% | 0.4377% | 22.94% | 2.477% | 1497676.081 | 330582.9902
LV Medium Non-Domestic | 983826.8713 | 7502.6935 | 12080425.6395 | 11392556.1869 | 687869.4526 | 0 | 0 | 1.2279 | 1610.1452 | 1.158 | 11286129.0581 | 106427.1288 | 0 | 99.07% | 0.9342% | 0% | 5.694% | 0% | 0%
LV Sub Generation Intermittent | 0 | 0 | 0 | 0 | 0 | 0 | 0 |  |  | 0 | 0 | 0 | 0 | [7 empty] | 0
LV Sub Generation NHH | 0 | 0 | 0 | 0 | 0 | 0 | 0 |  |  | 0 | 0 | 0 | 0
LV Sub Generation Non-Intermittent | 0 | 0 | 0 | 0 | 0 | 0 | 0 |  |  | 0 | 0 | 0 | 0 | [7 empty] | 0
LV Sub HH Metered | 0 | 0 | 0 | 0 | 0 | 0 | 0 |  |  | 0 | 0 | 0 | 0 | [6 empty] | 0 | 0
LV Sub Medium Non-Domestic | 0 | 0 | 0 | 0 | 0 | 0 | 0 |  |  | 0 | 0 | 0 | 0
LV UMS (Pseudo HH Metered) | 302871.2243 | 15 | 5897883.6562 | 5897883.6562 | 0 | 0 | 0 | 1.9473 | 393192.2437 | 1.9473 | 3724977.6672 | 727082.9436 | 1445823.0454 | 63.16% | 12.33% | 24.51% | 0% | 0% | 0%
NHH UMS | 77722.1292 | 2531.4194 | 1613511.4026 | 1613511.4026 | 0 | 0 | 0 | 2.076 | 637.394 | 2.076 | 1613511.4026 | 0 | 0 | 100% | 0% | 0% | 0% | 0% | 0%
Small Non Domestic Off Peak (related MPAN) | 7407.3685 | 959.5884 | 21629.5159 | 21629.5159 | 0 | 0 | 0 | 0.292 | 22.5404 | 0.292 | 21629.5159 | 0 | 0 | 100% | 0% | 0% | 0% | 0% | 0%
Small Non Domestic Two Rate | 2273000.0099 | 80704.0323 | 27970756.2384 | 26871954.6984 | 1098801.54 | 0 | 0 | 1.2306 | 346.5844 | 1.1822 | 26549519.807 | 322434.8915 | 0 | 98.8% | 1.2% | 0% | 3.928% | 0% | 0%
Small Non Domestic Unrestricted | 1185365.5013 | 88517.6002 | 18511521.149 | 17306336.3189 | 1205184.8301 | 0 | 0 | 1.5617 | 209.1281 | 1.46 | 17306336.3189 | 0 | 0 | 100% | 0% | 0% | 6.51% | 0% | 0%
3803. Revenue summary by tariff component
Data sources:
x1 = 3802. All units (MWh) (in Revenue summary)
x2 = 3802. MPANs by tariff (in Volume forecasts for the charging year) (copy) (in Revenue summary)
x3 = 3802. Net revenues (£/year) (in Revenue summary)
x4 = 3802. Revenues from unit rates (£/year) (in Revenue summary)
x5 = 3802. Revenues from fixed charges (£/year) (in Revenue summary)
x6 = 3802. Revenues from capacity charges (£/year) (in Revenue summary)
x7 = 3802. Revenues from reactive power charges (£/year) (in Revenue summary)
Kind: | Cell summation | Cell summation | Cell summation | Cell summation | Cell summation | Cell summation | Cell summation
Formula: | =SUM(x1) | =SUM(x2) | =SUM(x3) | =SUM(x4) | =SUM(x5) | =SUM(x6) | =SUM(x7)
| Total units (MWh) | Total MPANs | Total net revenues (£/year) | Total net revenues from unit rates (£/year) | Total revenues from fixed charges (£/year) | Total revenues from capacity charges (£/year) | Total revenues from reactive power charges (£/year)
Revenue summary by tariff component | 27979566.5028 | 2628484.4983 | 373711475.7028 | 298243298.4423 | 28435200.5117 | 44611440.8242 | 2421535.9246

## Summary DNO9
CDCM model 100: Summary statistics |  | WPD West Midlands |  | 2011/12 |  | October Tariffs 2011/12
3801. Workbook build options and main parameters
Include a 132kV/HV network level
Network model: 500 MW at time of GSP peak
Standing charges factors: 100/0/0 LV NHH, 100/100/20 network, 100/100/0 substation
Put some 132kV costs into HV capacity charges
Operating expenditure allocated by asset values
LV circuit costs by exit point for profile classes 1-4
Revenue matching by £/kW/year at transmission exit level
Scaler subject to capping of each tariff component to zero
Data sources:
x1 = 1010. Annuity proportion for customer-contributed assets (in Financial and general assumptions)
x2 = 3510. Net revenues by tariff from scaler (in Scaler)
x3 = 3607. Total net revenues (£/year) (in Revenue forecast summary)
x4 = 3402. Allowed revenue (£/year)
x5 = 3607. Deviation from target revenue (£/year) (in Workbook build options and main parameters) (in Revenue forecast summary)
Kind: | Copy cells | Cell summation | Cell-by-cell calculation | Cell-by-cell calculation
Formula: | = x1 | =SUM(x2) | =x3-x4 | =x5/x4
| Annuity proportion for customer-contributed assets | Total net revenues from scaler (£/year) | Deviation from target revenue (£/year) | Over/under recovery
Workbook build options and main parameters | 0 | 74117704.1473 | 21511.7048 | 0.005802%
3802. Revenue summary
Data sources:
x1 = 1053. Rate 1 units (MWh) by tariff (in Volume forecasts for the charging year)
x2 = 1053. Rate 2 units (MWh) by tariff (in Volume forecasts for the charging year)
x3 = 1053. Rate 3 units (MWh) by tariff (in Volume forecasts for the charging year)
x4 = 1053. MPANs by tariff (in Volume forecasts for the charging year)
x5 = 1010. Days in the charging period (in Financial and general assumptions)
x6 = 3605. Fixed charge p/MPAN/day (in Tariffs)
x7 = 3605. Capacity charge p/kVA/day (in Tariffs)
x8 = 1053. Import capacity (kVA) by tariff (in Volume forecasts for the charging year)
x9 = 3605. Unit rate 1 p/kWh (in Tariffs)
x10 = 3605. Unit rate 2 p/kWh (in Tariffs)
x11 = 3605. Unit rate 3 p/kWh (in Tariffs)
x12 = 3605. Reactive power charge p/kVArh (in Tariffs)
x13 = 1053. Reactive power units (MVArh) by tariff (in Volume forecasts for the charging year)
x14 = All units (MWh) (in Revenue summary)
x15 = Net revenues (£/year) (in Revenue summary)
x16 = MPANs by tariff (in Volume forecasts for the charging year) (copy) (in Revenue summary)
x17 = Revenues from unit rates (£/year) (in Revenue summary)
x18 = Net revenues from unit rate 1 (£/year) (in Revenue summary)
x19 = Net revenues from unit rate 2 (£/year) (in Revenue summary)
x20 = Net revenues from unit rate 3 (£/year) (in Revenue summary)
x21 = Revenues from fixed charges (£/year) (in Revenue summary)
x22 = Revenues from capacity charges (£/year) (in Revenue summary)
x23 = Revenues from reactive power charges (£/year) (in Revenue summary)
Kind: | Cell-by-cell calculation | Copy cells | Cell-by-cell calculation | Cell-by-cell calculation | Cell-by-cell calculation | Cell-by-cell calculation | Cell-by-cell calculation | Cell-by-cell calculation | Cell-by-cell calculation | Cell-by-cell calculation | Cell-by-cell calculation | Cell-by-cell calculation | Cell-by-cell calculation | Cell-by-cell calculation | Cell-by-cell calculation | Cell-by-cell calculation | Cell-by-cell calculation | Cell-by-cell calculation | Cell-by-cell calculation
Formula: | =x1+x2+x3 | = x4 | =0.01*x5*(x6*x4+x7*x8)+10*(x9*x1+x10*x2+x11*x3+x12*x13) | =10*(x9*x1+x10*x2+x11*x3) | =x6*x5*x4/100 | =x7*x5*x8/100 | =x12*x13*10 | =IF(x14<>0,0.1*x15/x14,"") | =IF(x16<>0,x15/x16,"") | =IF(x14<>0,0.1*x17/x14,0) | =x9*x1*10 | =x10*x2*10 | =x11*x3*10 | =IF(x17<>0,x18/x17,"") | =IF(x17<>0,x19/x17,"") | =IF(x17<>0,x20/x17,"") | =IF(x15<>0,x21/x15,"") | =IF(x15<>0,x22/x15,"") | =IF(x15<>0,x23/x15,"")
| All units (MWh) | MPANs | Net revenues (£/year) | Revenues from unit rates (£/year) | Revenues from fixed charges (£/year) | Revenues from capacity charges (£/year) | Revenues from reactive power charges (£/year) | Average p/kWh | Average £/MPAN/year | Average unit rate p/kWh | Net revenues from unit rate 1 (£/year) | Net revenues from unit rate 2 (£/year) | Net revenues from unit rate 3 (£/year) | Rate 1 revenue proportion | Rate 2 revenue proportion | Rate 3 revenue proportion | Fixed charge proportion | Capacity charge proportion | Reactive power charge proportion | Import capacity (kVA) | Reactive power units (MVArh)
> Domestic Off Peak (related MPAN)
> Domestic Two Rate
> Domestic Unrestricted
> HV Generation Intermittent
> HV Generation Non-Intermittent
> HV HH Metered
> HV Medium Non-Domestic
> HV Sub Generation Intermittent
> HV Sub Generation Non-Intermittent
> HV Sub HH Metered
> LV Generation Intermittent
> LV Generation NHH
> LV Generation Non-Intermittent
> LV HH Metered
> LV Medium Non-Domestic
> LV Sub Generation Intermittent
> LV Sub Generation NHH
> LV Sub Generation Non-Intermittent
> LV Sub HH Metered
> LV Sub Medium Non-Domestic
> LV UMS (Pseudo HH Metered)
> NHH UMS
> Small Non Domestic Off Peak (related MPAN)
> Small Non Domestic Two Rate
> Small Non Domestic Unrestricted
Domestic Off Peak (related MPAN) | 46151.7654 | 11805.1951 | 86303.8012 | 86303.8012 | 0 | 0 | 0 | 0.187 | 7.3107 | 0.187 | 86303.8012 | 0 | 0 | 100% | 0% | 0% | 0% | 0% | 0%
Domestic Two Rate | 2032250.5036 | 334441.8441 | 27776652.9357 | 23284363.198 | 4492289.7377 | 0 | 0 | 1.3668 | 83.0538 | 1.1457 | 22701320.3468 | 583042.8512 | 0 | 97.5% | 2.504% | 0% | 16.17% | 0% | 0%
Domestic Unrestricted | 7585172.6915 | 1902003.5773 | 155254545.476 | 129706453.0245 | 25548092.4514 | 0 | 0 | 2.0468 | 81.6268 | 1.71 | 129706453.0245 | 0 | 0 | 100% | 0% | 0% | 16.46% | 0% | 0%
HV Generation Intermittent | 1392.7708 | 2 | -3657.229 | -4651.8543 | 95.6724 | 0 | 898.953 | -0.26259 | -1828.6145 | -0.334 | -4651.8543 | 0 | 0 | 100% | 0% | 0% | -2.616% | 0% | -24.58% |  | 401.3183
HV Generation Non-Intermittent | 431372.6915 | 66.625 | -1535324.183 | -1539729.4703 | 3187.0868 | 0 | 1218.2005 | -0.35592 | -23044.2654 | -0.35694 | -1097529.7761 | -369724.6726 | -72475.0216 | 71.28% | 24.01% | 4.707% | -0.2076% | 0% | -0.07934% |  | 543.8395
HV HH Metered | 8382192.0721 | 3693.5 | 89488478.9808 | 41518604.9873 | 1028870.9631 | 44997798.0605 | 1943204.9698 | 1.0676 | 24228.6392 | 0.49532 | 31478409.4494 | 9054405.0829 | 985790.455 | 75.82% | 21.81% | 2.374% | 1.15% | 50.28% | 2.171% | 2913383.9679 | 1206959.6086
HV Medium Non-Domestic | 44495.6295 | 366.6863 | 540386.1637 | 255598.4934 | 284787.6703 | 0 | 0 | 1.2145 | 1473.7014 | 0.57444 | 253256.0008 | 2342.4927 | 0 | 99.08% | 0.9165% | 0% | 52.7% | 0% | 0%
HV Sub Generation Intermittent | 0 | 0 | 0 | 0 | 0 | 0 | 0 |  |  | 0 | 0 | 0 | 0 | [7 empty] | 0
HV Sub Generation Non-Intermittent | 0 | 0 | 0 | 0 | 0 | 0 | 0 |  |  | 0 | 0 | 0 | 0 | [7 empty] | 0
HV Sub HH Metered | 0 | 0 | 0 | 0 | 0 | 0 | 0 |  |  | 0 | 0 | 0 | 0 | [6 empty] | 0 | 0
LDNO HV: Domestic Off Peak (related MPAN) | 0 | 0 | 0 | 0 | 0 | 0 | 0 |  |  | 0 | 0 | 0 | 0
LDNO HV: Domestic Two Rate | 133.684 | 22 | 896.4244 | 751.4466 | 144.9778 | 0 | 0 | 0.67055 | 40.7466 | 0.56211 | 732.6303 | 18.8163 | 0 | 97.5% | 2.504% | 0% | 16.17% | 0% | 0%
LDNO HV: Domestic Unrestricted | 9104.5829 | 2283 | 91426.1871 | 76381.4445 | 15044.7426 | 0 | 0 | 1.0042 | 40.0465 | 0.83893 | 76381.4445 | 0 | 0 | 100% | 0% | 0% | 16.46% | 0% | 0%
LDNO HV: HV Generation Intermittent | 0 | 0 | 0 | 0 | 0 | 0 | 0 |  |  | 0 | 0 | 0 | 0 | [7 empty] | 0
LDNO HV: HV Generation Non-Intermittent | 0 | 0 | 0 | 0 | 0 | 0 | 0 |  |  | 0 | 0 | 0 | 0 | [7 empty] | 0
LDNO HV: HV HH Metered | 29502.7743 | 13 | 251806.8121 | 119420.125 | 2959.3456 | 129427.3416 | 0 | 0.8535 | 19369.7548 | 0.40478 | 90541.4715 | 26043.2206 | 2835.4329 | 75.82% | 21.81% | 2.374% | 1.175% | 51.4% | 0% | 10254.2281 | 0
LDNO HV: LV Generation Intermittent | 0 | 0 | 0 | 0 | 0 | 0 | 0 |  |  | 0 | 0 | 0 | 0 | [7 empty] | 0
LDNO HV: LV Generation NHH | 0 | 0 | 0 | 0 | 0 | 0 | 0 |  |  | 0 | 0 | 0 | 0
LDNO HV: LV Generation Non-Intermittent | 0 | 0 | 0 | 0 | 0 | 0 | 0 |  |  | 0 | 0 | 0 | 0 | [7 empty] | 0
LDNO HV: LV HH Metered | 9818.7411 | 29 | 73714.2095 | 50691.6687 | 394.191 | 22628.3498 | 0 | 0.75075 | 2541.8693 | 0.51627 | 34763.2203 | 14912.0952 | 1016.3532 | 68.58% | 29.42% | 2.005% | 0.5348% | 30.7% | 0% | 4773.4917 | 0
LDNO HV: LV Medium Non-Domestic | 2306.3656 | 24 | 15160.8219 | 13959.7722 | 1201.0498 | 0 | 0 | 0.65735 | 631.7009 | 0.60527 | 13845.1105 | 114.6617 | 0 | 99.18% | 0.8214% | 0% | 7.922% | 0% | 0%
LDNO HV: LV Sub Generation Intermittent | 0 | 0 | 0 | 0 | 0 | 0 | 0 |  |  | 0 | 0 | 0 | 0 | [7 empty] | 0
LDNO HV: LV Sub Generation NHH | 0 | 0 | 0 | 0 | 0 | 0 | 0 |  |  | 0 | 0 | 0 | 0
LDNO HV: LV Sub Generation Non-Intermittent | 0 | 0 | 0 | 0 | 0 | 0 | 0 |  |  | 0 | 0 | 0 | 0 | [7 empty] | 0
LDNO HV: LV Sub HH Metered | 0 | 0 | 0 | 0 | 0 | 0 | 0 |  |  | 0 | 0 | 0 | 0 | [6 empty] | 0 | 0
LDNO HV: LV UMS (Pseudo HH Metered) | 0 | 0 | 0 | 0 | 0 | 0 | 0 |  |  | 0 | 0 | 0 | 0
LDNO HV: NHH UMS | 0 | 0 | 0 | 0 | 0 | 0 | 0 |  |  | 0 | 0 | 0 | 0
LDNO HV: Small Non Domestic Off Peak (related MPAN) | 0 | 0 | 0 | 0 | 0 | 0 | 0 |  |  | 0 | 0 | 0 | 0
LDNO HV: Small Non Domestic Two Rate | 194.6061 | 9 | 1159.0871 | 1082.971 | 76.116 | 0 | 0 | 0.59561 | 128.7875 | 0.55649 | 1065.583 | 17.388 | 0 | 98.39% | 1.606% | 0% | 6.567% | 0% | 0%
LDNO HV: Small Non Domestic Unrestricted | 1269.7138 | 97 | 10263.9437 | 9443.5819 | 820.3618 | 0 | 0 | 0.80837 | 105.8139 | 0.74376 | 9443.5819 | 0 | 0 | 100% | 0% | 0% | 7.993% | 0% | 0%
LDNO LV: Domestic Off Peak (related MPAN) | 0 | 0 | 0 | 0 | 0 | 0 | 0 |  |  | 0 | 0 | 0 | 0
LDNO LV: Domestic Two Rate | 66.842 | 11 | 651.4747 | 546.1123 | 105.3623 | 0 | 0 | 0.97465 | 59.225 | 0.81702 | 532.4376 | 13.6747 | 0 | 97.5% | 2.504% | 0% | 16.17% | 0% | 0%
LDNO LV: Domestic Unrestricted | 4546.3095 | 1140 | 66356.4886 | 55437.1194 | 10919.3692 | 0 | 0 | 1.4596 | 58.2074 | 1.2194 | 55437.1194 | 0 | 0 | 100% | 0% | 0% | 16.46% | 0% | 0%
LDNO LV: LV Generation Intermittent | 0 | 0 | 0 | 0 | 0 | 0 | 0 |  |  | 0 | 0 | 0 | 0 | [7 empty] | 0
LDNO LV: LV Generation NHH | 0 | 0 | 0 | 0 | 0 | 0 | 0 |  |  | 0 | 0 | 0 | 0
LDNO LV: LV Generation Non-Intermittent | 0 | 0 | 0 | 0 | 0 | 0 | 0 |  |  | 0 | 0 | 0 | 0 | [7 empty] | 0
LDNO LV: LV HH Metered | 7110.1228 | 21 | 77586.5351 | 53354.5834 | 414.8984 | 23817.0533 | 0 | 1.0912 | 3694.5969 | 0.7504 | 36589.388 | 15695.4515 | 1069.7438 | 68.58% | 29.42% | 2.005% | 0.5348% | 30.7% | 0% | 3456.6664 | 0
LDNO LV: LV Medium Non-Domestic | 1057.0842 | 11 | 10099.9224 | 9299.8003 | 800.1221 | 0 | 0 | 0.95545 | 918.1748 | 0.87976 | 9223.4143 | 76.386 | 0 | 99.18% | 0.8214% | 0% | 7.922% | 0% | 0%
LDNO LV: LV UMS (Pseudo HH Metered) | 0 | 0 | 0 | 0 | 0 | 0 | 0 |  |  | 0 | 0 | 0 | 0
LDNO LV: NHH UMS | 0 | 0 | 0 | 0 | 0 | 0 | 0 |  |  | 0 | 0 | 0 | 0
LDNO LV: Small Non Domestic Off Peak (related MPAN) | 0 | 0 | 0 | 0 | 0 | 0 | 0 |  |  | 0 | 0 | 0 | 0
LDNO LV: Small Non Domestic Two Rate | 86.4916 | 4 | 748.7682 | 699.5974 | 49.1708 | 0 | 0 | 0.86571 | 187.1921 | 0.80886 | 688.3647 | 11.2326 | 0 | 98.39% | 1.606% | 0% | 6.567% | 0% | 0%
LDNO LV: Small Non Domestic Unrestricted | 628.312 | 48 | 7382.4006 | 6792.3507 | 590.05 | 0 | 0 | 1.175 | 153.8 | 1.081 | 6792.3507 | 0 | 0 | 100% | 0% | 0% | 7.993% | 0% | 0%
LV Generation Intermittent | 27.6892 | 1 | -169.4338 | -169.4579 | 0 | 0 | 0.024064 | -0.61191 | -169.4338 | -0.612 | -169.4579 | 0 | 0 | 100% | 0% | 0% | 0% | 0% | -0.0142% |  | 0.008213
LV Generation NHH | 325.3056 | 61.2994 | -1990.8704 | -1990.8704 | 0 | 0 | 0 | -0.612 | -32.4778 | -0.612 | -1990.8704 | 0 | 0 | 100% | 0% | 0% | 0% | 0% | 0%
LV Generation Non-Intermittent | 765.6428 | 11 | -5159.3882 | -5159.3882 | 0 | 0 | 0 | -0.67386 | -469.0353 | -0.67386 | -3642.6245 | -1319.5776 | -197.1861 | 70.6% | 25.58% | 3.822% | 0% | 0% | 0% |  | 0
LV HH Metered | 1984062.8469 | 5860 | 30914741.2233 | 20878750.4808 | 162358.332 | 9320104.8888 | 553527.5216 | 1.5582 | 5275.5531 | 1.0523 | 14318183.2678 | 6141954.3502 | 418612.8628 | 68.58% | 29.42% | 2.005% | 0.5252% | 30.15% | 1.79% | 964574.5248 | 173519.5992
LV Medium Non-Domestic | 1667371.6783 | 17350.6402 | 22340624.382 | 20570786.2105 | 1769838.1715 | 0 | 0 | 1.3399 | 1287.5965 | 1.2337 | 20401823.5105 | 168962.7 | 0 | 99.18% | 0.8214% | 0% | 7.922% | 0% | 0%
LV Sub Generation Intermittent | 0 | 0 | 0 | 0 | 0 | 0 | 0 |  |  | 0 | 0 | 0 | 0 | [7 empty] | 0
LV Sub Generation NHH | 0 | 0 | 0 | 0 | 0 | 0 | 0 |  |  | 0 | 0 | 0 | 0
LV Sub Generation Non-Intermittent | 0 | 0 | 0 | 0 | 0 | 0 | 0 |  |  | 0 | 0 | 0 | 0 | [7 empty] | 0
LV Sub HH Metered | 0 | 0 | 0 | 0 | 0 | 0 | 0 |  |  | 0 | 0 | 0 | 0 | [6 empty] | 0 | 0
LV Sub Medium Non-Domestic | 0 | 0 | 0 | 0 | 0 | 0 | 0 |  |  | 0 | 0 | 0 | 0
LV UMS (Pseudo HH Metered) | 257275.1794 | 16 | 5178789.8027 | 5178789.8027 | 0 | 0 | 0 | 2.0129 | 323674.3627 | 2.0129 | 3082156.111 | 778500.9109 | 1318132.7808 | 59.51% | 15.03% | 25.45% | 0% | 0% | 0%
NHH UMS | 130953.5256 | 1626.8197 | 2841691.5052 | 2841691.5052 | 0 | 0 | 0 | 2.17 | 1746.7772 | 2.17 | 2841691.5052 | 0 | 0 | 100% | 0% | 0% | 0% | 0% | 0%
Small Non Domestic Off Peak (related MPAN) | 9351.7619 | 1051.2707 | 27307.1449 | 27307.1449 | 0 | 0 | 0 | 0.292 | 25.9754 | 0.292 | 27307.1449 | 0 | 0 | 100% | 0% | 0% | 0% | 0% | 0%
Small Non Domestic Two Rate | 681196.1333 | 31503.4618 | 8269897.6814 | 7726822.105 | 543075.5763 | 0 | 0 | 1.214 | 262.5076 | 1.1343 | 7602761.3612 | 124060.7438 | 0 | 98.39% | 1.606% | 0% | 6.567% | 0% | 0%
Small Non Domestic Unrestricted | 1715322.6893 | 131042.3643 | 28263278.8716 | 26004291.9704 | 2258986.9011 | 0 | 0 | 1.6477 | 215.6805 | 1.516 | 26004291.9704 | 0 | 0 | 100% | 0% | 0% | 7.993% | 0% | 0%
3803. Revenue summary by tariff component
Data sources:
x1 = 3802. All units (MWh) (in Revenue summary)
x2 = 3802. MPANs by tariff (in Volume forecasts for the charging year) (copy) (in Revenue summary)
x3 = 3802. Net revenues (£/year) (in Revenue summary)
x4 = 3802. Revenues from unit rates (£/year) (in Revenue summary)
x5 = 3802. Revenues from fixed charges (£/year) (in Revenue summary)
x6 = 3802. Revenues from capacity charges (£/year) (in Revenue summary)
x7 = 3802. Revenues from reactive power charges (£/year) (in Revenue summary)
Kind: | Cell summation | Cell summation | Cell summation | Cell summation | Cell summation | Cell summation | Cell summation
Formula: | =SUM(x1) | =SUM(x2) | =SUM(x3) | =SUM(x4) | =SUM(x5) | =SUM(x6) | =SUM(x7)
| Total units (MWh) | Total MPANs | Total net revenues (£/year) | Total net revenues from unit rates (£/year) | Total revenues from fixed charges (£/year) | Total revenues from capacity charges (£/year) | Total revenues from reactive power charges (£/year)
Revenue summary by tariff component | 25035506.2066 | 2444615.2839 | 370043649.9392 | 276925922.256 | 36125102.3202 | 54493775.694 | 2498849.6689

## Summary DNO8
CDCM model 100: Summary statistics |  | Eastern Power Networks |  | 2011 - 2012 |  | EPN-100-1110-1
3801. Workbook build options and main parameters
Include a 132kV/HV network level
Network model: 500 MW at time of GSP peak
Standing charges factors: 100/0/0 LV NHH, 100/100/20 network, 100/100/0 substation
Put some 132kV costs into HV capacity charges
Operating expenditure allocated by asset values
LV circuit costs by exit point for profile classes 1-4
Revenue matching by £/kW/year at transmission exit level
Scaler subject to capping of each tariff component to zero
Data sources:
x1 = 1010. Annuity proportion for customer-contributed assets (in Financial and general assumptions)
x2 = 3510. Net revenues by tariff from scaler (in Scaler)
x3 = 3607. Total net revenues (£/year) (in Revenue forecast summary)
x4 = 3402. Allowed revenue (£/year)
x5 = 3607. Deviation from target revenue (£/year) (in Workbook build options and main parameters) (in Revenue forecast summary)
Kind: | Copy cells | Cell summation | Cell-by-cell calculation | Cell-by-cell calculation
Formula: | = x1 | =SUM(x2) | =x3-x4 | =x5/x4
| Annuity proportion for customer-contributed assets | Total net revenues from scaler (£/year) | Deviation from target revenue (£/year) | Over/under recovery
Workbook build options and main parameters | 0 | -17799578.686 | -34152.4745 | -0.007818%
3802. Revenue summary
Data sources:
x1 = 1053. Rate 1 units (MWh) by tariff (in Volume forecasts for the charging year)
x2 = 1053. Rate 2 units (MWh) by tariff (in Volume forecasts for the charging year)
x3 = 1053. Rate 3 units (MWh) by tariff (in Volume forecasts for the charging year)
x4 = 1053. MPANs by tariff (in Volume forecasts for the charging year)
x5 = 1010. Days in the charging period (in Financial and general assumptions)
x6 = 3605. Fixed charge p/MPAN/day (in Tariffs)
x7 = 3605. Capacity charge p/kVA/day (in Tariffs)
x8 = 1053. Import capacity (kVA) by tariff (in Volume forecasts for the charging year)
x9 = 3605. Unit rate 1 p/kWh (in Tariffs)
x10 = 3605. Unit rate 2 p/kWh (in Tariffs)
x11 = 3605. Unit rate 3 p/kWh (in Tariffs)
x12 = 3605. Reactive power charge p/kVArh (in Tariffs)
x13 = 1053. Reactive power units (MVArh) by tariff (in Volume forecasts for the charging year)
x14 = All units (MWh) (in Revenue summary)
x15 = Net revenues (£/year) (in Revenue summary)
x16 = MPANs by tariff (in Volume forecasts for the charging year) (copy) (in Revenue summary)
x17 = Revenues from unit rates (£/year) (in Revenue summary)
x18 = Net revenues from unit rate 1 (£/year) (in Revenue summary)
x19 = Net revenues from unit rate 2 (£/year) (in Revenue summary)
x20 = Net revenues from unit rate 3 (£/year) (in Revenue summary)
x21 = Revenues from fixed charges (£/year) (in Revenue summary)
x22 = Revenues from capacity charges (£/year) (in Revenue summary)
x23 = Revenues from reactive power charges (£/year) (in Revenue summary)
Kind: | Cell-by-cell calculation | Copy cells | Cell-by-cell calculation | Cell-by-cell calculation | Cell-by-cell calculation | Cell-by-cell calculation | Cell-by-cell calculation | Cell-by-cell calculation | Cell-by-cell calculation | Cell-by-cell calculation | Cell-by-cell calculation | Cell-by-cell calculation | Cell-by-cell calculation | Cell-by-cell calculation | Cell-by-cell calculation | Cell-by-cell calculation | Cell-by-cell calculation | Cell-by-cell calculation | Cell-by-cell calculation
Formula: | =x1+x2+x3 | = x4 | =0.01*x5*(x6*x4+x7*x8)+10*(x9*x1+x10*x2+x11*x3+x12*x13) | =10*(x9*x1+x10*x2+x11*x3) | =x6*x5*x4/100 | =x7*x5*x8/100 | =x12*x13*10 | =IF(x14<>0,0.1*x15/x14,"") | =IF(x16<>0,x15/x16,"") | =IF(x14<>0,0.1*x17/x14,0) | =x9*x1*10 | =x10*x2*10 | =x11*x3*10 | =IF(x17<>0,x18/x17,"") | =IF(x17<>0,x19/x17,"") | =IF(x17<>0,x20/x17,"") | =IF(x15<>0,x21/x15,"") | =IF(x15<>0,x22/x15,"") | =IF(x15<>0,x23/x15,"")
| All units (MWh) | MPANs | Net revenues (£/year) | Revenues from unit rates (£/year) | Revenues from fixed charges (£/year) | Revenues from capacity charges (£/year) | Revenues from reactive power charges (£/year) | Average p/kWh | Average £/MPAN/year | Average unit rate p/kWh | Net revenues from unit rate 1 (£/year) | Net revenues from unit rate 2 (£/year) | Net revenues from unit rate 3 (£/year) | Rate 1 revenue proportion | Rate 2 revenue proportion | Rate 3 revenue proportion | Fixed charge proportion | Capacity charge proportion | Reactive power charge proportion | Import capacity (kVA) | Reactive power units (MVArh)
> Domestic Off Peak (related MPAN)
> Domestic Two Rate
> Domestic Unrestricted
> HV Generation Intermittent
> HV Generation Non-Intermittent
> HV HH Metered
> HV Medium Non-Domestic
> HV Sub Generation Intermittent
> HV Sub Generation Non-Intermittent
> HV Sub HH Metered
> LV Generation Intermittent
> LV Generation NHH
> LV Generation Non-Intermittent
> LV HH Metered
> LV Medium Non-Domestic
> LV Sub Generation Intermittent
> LV Sub Generation NHH
> LV Sub Generation Non-Intermittent
> LV Sub HH Metered
> LV Sub Medium Non-Domestic
> LV UMS (Pseudo HH Metered)
> NHH UMS
> Small Non Domestic Off Peak (related MPAN)
> Small Non Domestic Two Rate
> Small Non Domestic Unrestricted
Domestic Off Peak (related MPAN) | 182440.2966 | 41900 | 259065.2211 | 259065.2211 | 0 | 0 | 0 | 0.142 | 6.1829 | 0.142 | 259065.2211 | 0 | 0 | 100% | 0% | 0% | 0% | 0% | 0%
Domestic Two Rate | 6337270.0393 | 1083235 | 88256085.5749 | 72001061.1649 | 16255024.41 | 0 | 0 | 1.3927 | 81.4746 | 1.1362 | 66625928.9043 | 5375132.2607 | 0 | 92.53% | 7.465% | 0% | 18.42% | 0% | 0%
Domestic Unrestricted | 8309914.9386 | 2188448 | 147765974.2893 | 114926123.6013 | 32839850.688 | 0 | 0 | 1.7782 | 67.5209 | 1.383 | 114926123.6013 | 0 | 0 | 100% | 0% | 0% | 22.22% | 0% | 0%
HV Generation Intermittent | 28264.5675 | 10 | -144019.1006 | -145562.5226 | 1543.422 | 0 | 0 | -0.50954 | -14401.9101 | -0.515 | -145562.5226 | 0 | 0 | 100% | 0% | 0% | -1.072% | 0% | 0% |  | 0
HV Generation Non-Intermittent | 554605.9161 | 100 | -3906381.224 | -3921815.444 | 15434.22 | 0 | 0 | -0.70435 | -39063.8122 | -0.70714 | -3491003.4948 | -258314.5651 | -172497.3841 | 89.01% | 6.587% | 4.398% | -0.3951% | 0% | 0% |  | 0
HV HH Metered | 6723973.606 | 1764 | 57246202.4156 | 30602720.7766 | 517338.5112 | 25214178.4206 | 911964.7073 | 0.85137 | 32452.4957 | 0.45513 | 26359382.9771 | 2847833.0143 | 1395504.7852 | 86.13% | 9.306% | 4.56% | 0.9037% | 44.05% | 1.593% | 2180101.1984 | 479981.4249
HV Medium Non-Domestic | 0 | 0 | 0 | 0 | 0 | 0 | 0 |  |  | 0 | 0 | 0 | 0
HV Sub Generation Intermittent | 0 | 0 | 0 | 0 | 0 | 0 | 0 |  |  | 0 | 0 | 0 | 0 | [7 empty] | 0
HV Sub Generation Non-Intermittent | 6112.7395 | 3 | -119035.4994 | -119498.526 | 463.0266 | 0 | 0 | -1.9473 | -39678.4998 | -1.9549 | -115866.7182 | -3351.1679 | -280.6398 | 96.96% | 2.804% | 0.2348% | -0.389% | 0% | 0% |  | 0
HV Sub HH Metered | 689146.485 | 31 | 5938480.353 | 2087929.518 | 9091.5498 | 3795859.5577 | 45599.7275 | 0.86172 | 191563.8824 | 0.30297 | 1850648.4588 | 173169.5506 | 64111.5086 | 88.64% | 8.294% | 3.071% | 0.1531% | 63.92% | 0.7679% | 261899.0146 | 35905.2973
LDNO HV: Domestic Off Peak (related MPAN) | 0 | 0 | 0 | 0 | 0 | 0 | 0 |  |  | 0 | 0 | 0 | 0
LDNO HV: Domestic Two Rate | 484.9129 | 21 | 2960.8339 | 2803.4072 | 157.4266 | 0 | 0 | 0.61059 | 140.9921 | 0.57813 | 2605.0366 | 198.3706 | 0 | 92.92% | 7.076% | 0% | 5.317% | 0% | 0%
LDNO HV: Domestic Unrestricted | 47917.0902 | 5154 | 369696.8963 | 331059.903 | 38636.9933 | 0 | 0 | 0.77153 | 71.7301 | 0.6909 | 331059.903 | 0 | 0 | 100% | 0% | 0% | 10.45% | 0% | 0%
LDNO HV: HV Generation Intermittent | 0 | 0 | 0 | 0 | 0 | 0 | 0 |  |  | 0 | 0 | 0 | 0 | [7 empty] | 0
LDNO HV: HV Generation Non-Intermittent | 0 | 0 | 0 | 0 | 0 | 0 | 0 |  |  | 0 | 0 | 0 | 0 | [7 empty] | 0
LDNO HV: HV HH Metered | 0 | 0 | 0 | 0 | 0 | 0 | 0 |  |  | 0 | 0 | 0 | 0 | [6 empty] | 0 | 0
LDNO HV: LV Generation Intermittent | 0 | 0 | 0 | 0 | 0 | 0 | 0 |  |  | 0 | 0 | 0 | 0 | [7 empty] | 0
LDNO HV: LV Generation NHH | 0 | 0 | 0 | 0 | 0 | 0 | 0 |  |  | 0 | 0 | 0 | 0
LDNO HV: LV Generation Non-Intermittent | 0 | 0 | 0 | 0 | 0 | 0 | 0 |  |  | 0 | 0 | 0 | 0 | [7 empty] | 0
LDNO HV: LV HH Metered | 0 | 0 | 0 | 0 | 0 | 0 | 0 |  |  | 0 | 0 | 0 | 0 | [6 empty] | 0 | 0
LDNO HV: LV Medium Non-Domestic | 5043.9985 | 24 | 28901.3927 | 27414.671 | 1486.7218 | 0 | 0 | 0.57299 | 1204.2247 | 0.54351 | 26466.2308 | 948.4402 | 0 | 96.54% | 3.46% | 0% | 5.144% | 0% | 0%
LDNO HV: LV Sub Generation Intermittent | 0 | 0 | 0 | 0 | 0 | 0 | 0 |  |  | 0 | 0 | 0 | 0 | [7 empty] | 0
LDNO HV: LV Sub Generation NHH | 0 | 0 | 0 | 0 | 0 | 0 | 0 |  |  | 0 | 0 | 0 | 0
LDNO HV: LV Sub Generation Non-Intermittent | 0 | 0 | 0 | 0 | 0 | 0 | 0 |  |  | 0 | 0 | 0 | 0 | [7 empty] | 0
LDNO HV: LV Sub HH Metered | 0 | 0 | 0 | 0 | 0 | 0 | 0 |  |  | 0 | 0 | 0 | 0 | [6 empty] | 0 | 0
LDNO HV: LV UMS (Pseudo HH Metered) | 0 | 0 | 0 | 0 | 0 | 0 | 0 |  |  | 0 | 0 | 0 | 0
LDNO HV: NHH UMS | 114.2924 | 4 | 799.3544 | 799.3544 | 0 | 0 | 0 | 0.69939 | 199.8386 | 0.69939 | 799.3544 | 0 | 0 | 100% | 0% | 0% | 0% | 0% | 0%
LDNO HV: Small Non Domestic Off Peak (related MPAN) | 0 | 0 | 0 | 0 | 0 | 0 | 0 |  |  | 0 | 0 | 0 | 0
LDNO HV: Small Non Domestic Two Rate | 669.2104 | 12 | 3489.1339 | 3393.0323 | 96.1016 | 0 | 0 | 0.52138 | 290.7612 | 0.50702 | 3164.0022 | 229.0302 | 0 | 93.25% | 6.75% | 0% | 2.754% | 0% | 0%
LDNO HV: Small Non Domestic Unrestricted | 12826.8459 | 286 | 82196.5872 | 79906.1668 | 2290.4204 | 0 | 0 | 0.64082 | 287.4007 | 0.62296 | 79906.1668 | 0 | 0 | 100% | 0% | 0% | 2.787% | 0% | 0%
LDNO LV: Domestic Off Peak (related MPAN) | 0 | 0 | 0 | 0 | 0 | 0 | 0 |  |  | 0 | 0 | 0 | 0
LDNO LV: Domestic Two Rate | 82.6559 | 49 | 1227.0628 | 693.3908 | 533.672 | 0 | 0 | 1.4845 | 25.0421 | 0.83889 | 644.146 | 49.2448 | 0 | 92.9% | 7.102% | 0% | 43.49% | 0% | 0%
LDNO LV: Domestic Unrestricted | 6545.8637 | 1604 | 83175.2099 | 65705.6209 | 17469.589 | 0 | 0 | 1.2707 | 51.8549 | 1.0038 | 65705.6209 | 0 | 0 | 100% | 0% | 0% | 21% | 0% | 0%
LDNO LV: LV Generation Intermittent | 0 | 0 | 0 | 0 | 0 | 0 | 0 |  |  | 0 | 0 | 0 | 0 | [7 empty] | 0
LDNO LV: LV Generation NHH | 0 | 0 | 0 | 0 | 0 | 0 | 0 |  |  | 0 | 0 | 0 | 0
LDNO LV: LV Generation Non-Intermittent | 0 | 0 | 0 | 0 | 0 | 0 | 0 |  |  | 0 | 0 | 0 | 0 | [7 empty] | 0
LDNO LV: LV HH Metered | 0 | 0 | 0 | 0 | 0 | 0 | 0 |  |  | 0 | 0 | 0 | 0 | [6 empty] | 0 | 0
LDNO LV: LV Medium Non-Domestic | 32.7896 | 1 | 348.9356 | 258.9366 | 89.999 | 0 | 0 | 1.0642 | 348.9356 | 0.78969 | 249.9829 | 8.9537 | 0 | 96.54% | 3.458% | 0% | 25.79% | 0% | 0%
LDNO LV: LV UMS (Pseudo HH Metered) | 0 | 0 | 0 | 0 | 0 | 0 | 0 |  |  | 0 | 0 | 0 | 0
LDNO LV: NHH UMS | 12.7849 | 3 | 129.9088 | 129.9088 | 0 | 0 | 0 | 1.0161 | 43.3029 | 1.0161 | 129.9088 | 0 | 0 | 100% | 0% | 0% | 0% | 0% | 0%
LDNO LV: Small Non Domestic Off Peak (related MPAN) | 0 | 0 | 0 | 0 | 0 | 0 | 0 |  |  | 0 | 0 | 0 | 0
LDNO LV: Small Non Domestic Two Rate | 0 | 0 | 0 | 0 | 0 | 0 | 0 |  |  | 0 | 0 | 0 | 0
LDNO LV: Small Non Domestic Unrestricted | 450.731 | 47 | 4626.2566 | 4079.4088 | 546.8478 | 0 | 0 | 1.0264 | 98.431 | 0.90507 | 4079.4088 | 0 | 0 | 100% | 0% | 0% | 11.82% | 0% | 0%
LV Generation Intermittent | 352.255 | 5 | -2493.9654 | -2493.9654 | 0 | 0 | 0 | -0.708 | -498.7931 | -0.708 | -2493.9654 | 0 | 0 | 100% | 0% | 0% | 0% | 0% | 0% |  | 0
LV Generation NHH | 4350.3751 | 1700 | -30800.6555 | -30800.6555 | 0 | 0 | 0 | -0.708 | -18.118 | -0.708 | -30800.6555 | 0 | 0 | 100% | 0% | 0% | 0% | 0% | 0%
LV Generation Non-Intermittent | 4280.3357 | 11 | -41098.3527 | -41098.3527 | 0 | 0 | 0 | -0.96017 | -3736.2139 | -0.96017 | -35284.9599 | -3130.9481 | -2682.4447 | 85.85% | 7.618% | 6.527% | 0% | 0% | 0% |  | 0
LV HH Metered | 3505334.4649 | 9177 | 44819858.821 | 28935024.4975 | 390290.4684 | 14329440.4023 | 1165103.4528 | 1.2786 | 4883.9336 | 0.82546 | 24007985.0106 | 3094483.7196 | 1832555.7673 | 82.97% | 10.69% | 6.333% | 0.8708% | 31.97% | 2.6% | 1755671.5923 | 332886.7008
LV Medium Non-Domestic | 1877689.3308 | 16877 | 22498732.7274 | 20405971.2258 | 2092761.5016 | 0 | 0 | 1.1982 | 1333.1002 | 1.0868 | 19694221.5106 | 711749.7152 | 0 | 96.51% | 3.488% | 0% | 9.302% | 0% | 0%
LV Sub Generation Intermittent | 0 | 0 | 0 | 0 | 0 | 0 | 0 |  |  | 0 | 0 | 0 | 0 | [7 empty] | 0
LV Sub Generation NHH | 0 | 0 | 0 | 0 | 0 | 0 | 0 |  |  | 0 | 0 | 0 | 0
LV Sub Generation Non-Intermittent | 1956.4103 | 12 | -17087.4929 | -17087.4929 | 0 | 0 | 0 | -0.87341 | -1423.9577 | -0.87341 | -14737.2624 | -1256.2242 | -1094.0063 | 86.25% | 7.352% | 6.402% | 0% | 0% | 0% |  | 0
LV Sub HH Metered | 855655.6151 | 893 | 10085615.0177 | 5843756.7605 | 26048.9886 | 4022247.5567 | 193561.7119 | 1.1787 | 11294.0818 | 0.68296 | 4967471.9163 | 588466.0503 | 287818.7939 | 85% | 10.07% | 4.925% | 0.2583% | 39.88% | 1.919% | 360319.5876 | 67443.1052
LV Sub Medium Non-Domestic | 0 | 0 | 0 | 0 | 0 | 0 | 0 |  |  | 0 | 0 | 0 | 0
LV UMS (Pseudo HH Metered) | 232670.5388 | 56 | 3347585.1578 | 3347585.1578 | 0 | 0 | 0 | 1.4388 | 59778.3064 | 1.4388 | 1872531.7334 | 427904.7717 | 1047148.6528 | 55.94% | 12.78% | 31.28% | 0% | 0% | 0%
NHH UMS | 91016.9945 | 3700 | 1274237.9235 | 1274237.9235 | 0 | 0 | 0 | 1.4 | 344.3886 | 1.4 | 1274237.9235 | 0 | 0 | 100% | 0% | 0% | 0% | 0% | 0%
Small Non Domestic Off Peak (related MPAN) | 20912.5759 | 1800 | 29904.9835 | 29904.9835 | 0 | 0 | 0 | 0.143 | 16.6139 | 0.143 | 29904.9835 | 0 | 0 | 100% | 0% | 0% | 0% | 0% | 0%
Small Non Domestic Two Rate | 2009083.6233 | 87437 | 21741462.1803 | 20339777.1207 | 1401685.0596 | 0 | 0 | 1.0822 | 248.6529 | 1.0124 | 18954108.6389 | 1385668.4818 | 0 | 93.19% | 6.813% | 0% | 6.447% | 0% | 0%
Small Non Domestic Unrestricted | 2240052.5918 | 153044 | 30386873.5747 | 27933455.8195 | 2453417.7552 | 0 | 0 | 1.3565 | 198.5499 | 1.247 | 27933455.8195 | 0 | 0 | 100% | 0% | 0% | 8.074% | 0% | 0%
3803. Revenue summary by tariff component
Data sources:
x1 = 3802. All units (MWh) (in Revenue summary)
x2 = 3802. MPANs by tariff (in Volume forecasts for the charging year) (copy) (in Revenue summary)
x3 = 3802. Net revenues (£/year) (in Revenue summary)
x4 = 3802. Revenues from unit rates (£/year) (in Revenue summary)
x5 = 3802. Revenues from fixed charges (£/year) (in Revenue summary)
x6 = 3802. Revenues from capacity charges (£/year) (in Revenue summary)
x7 = 3802. Revenues from reactive power charges (£/year) (in Revenue summary)
Kind: | Cell summation | Cell summation | Cell summation | Cell summation | Cell summation | Cell summation | Cell summation
Formula: | =SUM(x1) | =SUM(x2) | =SUM(x3) | =SUM(x4) | =SUM(x5) | =SUM(x6) | =SUM(x7)
| Total units (MWh) | Total MPANs | Total net revenues (£/year) | Total net revenues from unit rates (£/year) | Total revenues from fixed charges (£/year) | Total revenues from capacity charges (£/year) | Total revenues from reactive power charges (£/year)
Revenue summary by tariff component | 33749264.8752 | 3597408 | 429966713.5215 | 324224500.6123 | 56064257.3724 | 47361725.9373 | 2316229.5994

## Summary DNO7
CDCM model 100: Summary statistics |  | South Eastern Power Networks |  | 2011 - 2012 |  | SPN-100-1110-1
3801. Workbook build options and main parameters
Include a 132kV/HV network level
Network model: 500 MW at time of GSP peak
Standing charges factors: 100/0/0 LV NHH, 100/100/20 network, 100/100/0 substation
Put some 132kV costs into HV capacity charges
Operating expenditure allocated by asset values
LV circuit costs by exit point for profile classes 1-4
Revenue matching by £/kW/year at transmission exit level
Scaler subject to capping of each tariff component to zero
Data sources:
x1 = 1010. Annuity proportion for customer-contributed assets (in Financial and general assumptions)
x2 = 3510. Net revenues by tariff from scaler (in Scaler)
x3 = 3607. Total net revenues (£/year) (in Revenue forecast summary)
x4 = 3402. Allowed revenue (£/year)
x5 = 3607. Deviation from target revenue (£/year) (in Workbook build options and main parameters) (in Revenue forecast summary)
Kind: | Copy cells | Cell summation | Cell-by-cell calculation | Cell-by-cell calculation
Formula: | = x1 | =SUM(x2) | =x3-x4 | =x5/x4
| Annuity proportion for customer-contributed assets | Total net revenues from scaler (£/year) | Deviation from target revenue (£/year) | Over/under recovery
Workbook build options and main parameters | 0 | 36709649.4958 | 21955.1415 | 0.007675%
3802. Revenue summary
Data sources:
x1 = 1053. Rate 1 units (MWh) by tariff (in Volume forecasts for the charging year)
x2 = 1053. Rate 2 units (MWh) by tariff (in Volume forecasts for the charging year)
x3 = 1053. Rate 3 units (MWh) by tariff (in Volume forecasts for the charging year)
x4 = 1053. MPANs by tariff (in Volume forecasts for the charging year)
x5 = 1010. Days in the charging period (in Financial and general assumptions)
x6 = 3605. Fixed charge p/MPAN/day (in Tariffs)
x7 = 3605. Capacity charge p/kVA/day (in Tariffs)
x8 = 1053. Import capacity (kVA) by tariff (in Volume forecasts for the charging year)
x9 = 3605. Unit rate 1 p/kWh (in Tariffs)
x10 = 3605. Unit rate 2 p/kWh (in Tariffs)
x11 = 3605. Unit rate 3 p/kWh (in Tariffs)
x12 = 3605. Reactive power charge p/kVArh (in Tariffs)
x13 = 1053. Reactive power units (MVArh) by tariff (in Volume forecasts for the charging year)
x14 = All units (MWh) (in Revenue summary)
x15 = Net revenues (£/year) (in Revenue summary)
x16 = MPANs by tariff (in Volume forecasts for the charging year) (copy) (in Revenue summary)
x17 = Revenues from unit rates (£/year) (in Revenue summary)
x18 = Net revenues from unit rate 1 (£/year) (in Revenue summary)
x19 = Net revenues from unit rate 2 (£/year) (in Revenue summary)
x20 = Net revenues from unit rate 3 (£/year) (in Revenue summary)
x21 = Revenues from fixed charges (£/year) (in Revenue summary)
x22 = Revenues from capacity charges (£/year) (in Revenue summary)
x23 = Revenues from reactive power charges (£/year) (in Revenue summary)
Kind: | Cell-by-cell calculation | Copy cells | Cell-by-cell calculation | Cell-by-cell calculation | Cell-by-cell calculation | Cell-by-cell calculation | Cell-by-cell calculation | Cell-by-cell calculation | Cell-by-cell calculation | Cell-by-cell calculation | Cell-by-cell calculation | Cell-by-cell calculation | Cell-by-cell calculation | Cell-by-cell calculation | Cell-by-cell calculation | Cell-by-cell calculation | Cell-by-cell calculation | Cell-by-cell calculation | Cell-by-cell calculation
Formula: | =x1+x2+x3 | = x4 | =0.01*x5*(x6*x4+x7*x8)+10*(x9*x1+x10*x2+x11*x3+x12*x13) | =10*(x9*x1+x10*x2+x11*x3) | =x6*x5*x4/100 | =x7*x5*x8/100 | =x12*x13*10 | =IF(x14<>0,0.1*x15/x14,"") | =IF(x16<>0,x15/x16,"") | =IF(x14<>0,0.1*x17/x14,0) | =x9*x1*10 | =x10*x2*10 | =x11*x3*10 | =IF(x17<>0,x18/x17,"") | =IF(x17<>0,x19/x17,"") | =IF(x17<>0,x20/x17,"") | =IF(x15<>0,x21/x15,"") | =IF(x15<>0,x22/x15,"") | =IF(x15<>0,x23/x15,"")
| All units (MWh) | MPANs | Net revenues (£/year) | Revenues from unit rates (£/year) | Revenues from fixed charges (£/year) | Revenues from capacity charges (£/year) | Revenues from reactive power charges (£/year) | Average p/kWh | Average £/MPAN/year | Average unit rate p/kWh | Net revenues from unit rate 1 (£/year) | Net revenues from unit rate 2 (£/year) | Net revenues from unit rate 3 (£/year) | Rate 1 revenue proportion | Rate 2 revenue proportion | Rate 3 revenue proportion | Fixed charge proportion | Capacity charge proportion | Reactive power charge proportion | Import capacity (kVA) | Reactive power units (MVArh)
> Domestic Off Peak (related MPAN)
> Domestic Two Rate
> Domestic Unrestricted
> HV Generation Intermittent
> HV Generation Non-Intermittent
> HV HH Metered
> HV Medium Non-Domestic
> HV Sub Generation Intermittent
> HV Sub Generation Non-Intermittent
> HV Sub HH Metered
> LV Generation Intermittent
> LV Generation NHH
> LV Generation Non-Intermittent
> LV HH Metered
> LV Medium Non-Domestic
> LV Sub Generation Intermittent
> LV Sub Generation NHH
> LV Sub Generation Non-Intermittent
> LV Sub HH Metered
> LV Sub Medium Non-Domestic
> LV UMS (Pseudo HH Metered)
> NHH UMS
> Small Non Domestic Off Peak (related MPAN)
> Small Non Domestic Two Rate
> Small Non Domestic Unrestricted
Domestic Off Peak (related MPAN) | 83851.867 | 17800 | 293481.5343 | 293481.5343 | 0 | 0 | 0 | 0.35 | 16.4877 | 0.35 | 293481.5343 | 0 | 0 | 100% | 0% | 0% | 0% | 0% | 0%
Domestic Two Rate | 3317322.7725 | 558836 | 50540591.911 | 42625127.0398 | 7915464.8712 | 0 | 0 | 1.5235 | 90.439 | 1.2849 | 40742968.699 | 1882158.3407 | 0 | 95.58% | 4.416% | 0% | 15.66% | 0% | 0%
Domestic Unrestricted | 5776602.9159 | 1504316 | 108360838.63 | 87053405.9428 | 21307432.6872 | 0 | 0 | 1.8759 | 72.0333 | 1.507 | 87053405.9428 | 0 | 0 | 100% | 0% | 0% | 19.66% | 0% | 0%
HV Generation Intermittent | 1.773 | 1 | 161.7475 | -7.7837 | 169.5312 | 0 | 0 | 9.1226 | 161.7475 | -0.439 | -7.7837 | 0 | 0 | 100% | 0% | 0% | 104.8% | 0% | 0% |  | 0
HV Generation Non-Intermittent | 236798.0353 | 54 | -1103956.7732 | -1113111.458 | 9154.6848 | 0 | 0 | -0.4662 | -20443.6439 | -0.47007 | -934929.1329 | -140999.3218 | -37183.0033 | 83.99% | 12.67% | 3.34% | -0.8293% | 0% | 0% |  | 0
HV HH Metered | 2931414.2105 | 780 | 27126981.3529 | 16477945.1813 | 186532.632 | 9748577.235 | 713926.3045 | 0.92539 | 34778.1812 | 0.56212 | 14103585.5556 | 1989413.0468 | 384946.5789 | 85.59% | 12.07% | 2.336% | 0.6876% | 35.94% | 2.632% | 931309.6827 | 306406.1393
HV Medium Non-Domestic | 0 | 0 | 0 | 0 | 0 | 0 | 0 |  |  | 0 | 0 | 0 | 0
HV Sub Generation Intermittent | 0 | 0 | 0 | 0 | 0 | 0 | 0 |  |  | 0 | 0 | 0 | 0 | [7 empty] | 0
HV Sub Generation Non-Intermittent | 0 | 0 | 0 | 0 | 0 | 0 | 0 |  |  | 0 | 0 | 0 | 0 | [7 empty] | 0
HV Sub HH Metered | 35088.6834 | 3 | 260134.9954 | 157038.5694 | 717.4332 | 93830.9694 | 8548.0233 | 0.74136 | 86711.6651 | 0.44755 | 139455.9232 | 14818.6754 | 2763.9708 | 88.8% | 9.436% | 1.76% | 0.2758% | 36.07% | 3.286% | 8545.6256 | 4546.8209
LDNO HV: Domestic Off Peak (related MPAN) | 0 | 0 | 0 | 0 | 0 | 0 | 0 |  |  | 0 | 0 | 0 | 0
LDNO HV: Domestic Two Rate | 453.913 | 32 | 2894.9564 | 2688.8665 | 206.0899 | 0 | 0 | 0.63778 | 90.4674 | 0.59237 | 2574.5556 | 114.3109 | 0 | 95.75% | 4.251% | 0% | 7.119% | 0% | 0%
LDNO HV: Domestic Unrestricted | 15939.4125 | 3238 | 130073.2226 | 109219.503 | 20853.7195 | 0 | 0 | 0.81605 | 40.1709 | 0.68522 | 109219.503 | 0 | 0 | 100% | 0% | 0% | 16.03% | 0% | 0%
LDNO HV: HV Generation Intermittent | 0 | 0 | 0 | 0 | 0 | 0 | 0 |  |  | 0 | 0 | 0 | 0 | [7 empty] | 0
LDNO HV: HV Generation Non-Intermittent | 0 | 0 | 0 | 0 | 0 | 0 | 0 |  |  | 0 | 0 | 0 | 0 | [7 empty] | 0
LDNO HV: HV HH Metered | 0 | 0 | 0 | 0 | 0 | 0 | 0 |  |  | 0 | 0 | 0 | 0 | [6 empty] | 0 | 0
LDNO HV: LV Generation Intermittent | 0 | 0 | 0 | 0 | 0 | 0 | 0 |  |  | 0 | 0 | 0 | 0 | [7 empty] | 0
LDNO HV: LV Generation NHH | 0 | 0 | 0 | 0 | 0 | 0 | 0 |  |  | 0 | 0 | 0 | 0
LDNO HV: LV Generation Non-Intermittent | 0 | 0 | 0 | 0 | 0 | 0 | 0 |  |  | 0 | 0 | 0 | 0 | [7 empty] | 0
LDNO HV: LV HH Metered | 0 | 0 | 0 | 0 | 0 | 0 | 0 |  |  | 0 | 0 | 0 | 0 | [6 empty] | 0 | 0
LDNO HV: LV Medium Non-Domestic | 0 | 0 | 0 | 0 | 0 | 0 | 0 |  |  | 0 | 0 | 0 | 0
LDNO HV: LV Sub Generation Intermittent | 0 | 0 | 0 | 0 | 0 | 0 | 0 |  |  | 0 | 0 | 0 | 0 | [7 empty] | 0
LDNO HV: LV Sub Generation NHH | 0 | 0 | 0 | 0 | 0 | 0 | 0 |  |  | 0 | 0 | 0 | 0
LDNO HV: LV Sub Generation Non-Intermittent | 0 | 0 | 0 | 0 | 0 | 0 | 0 |  |  | 0 | 0 | 0 | 0 | [7 empty] | 0
LDNO HV: LV Sub HH Metered | 0 | 0 | 0 | 0 | 0 | 0 | 0 |  |  | 0 | 0 | 0 | 0 | [6 empty] | 0 | 0
LDNO HV: LV UMS (Pseudo HH Metered) | 0 | 0 | 0 | 0 | 0 | 0 | 0 |  |  | 0 | 0 | 0 | 0
LDNO HV: NHH UMS | 25.3208 | 4 | 180.2947 | 180.2947 | 0 | 0 | 0 | 0.71204 | 45.0737 | 0.71204 | 180.2947 | 0 | 0 | 100% | 0% | 0% | 0% | 0% | 0%
LDNO HV: Small Non Domestic Off Peak (related MPAN) | 0 | 0 | 0 | 0 | 0 | 0 | 0 |  |  | 0 | 0 | 0 | 0
LDNO HV: Small Non Domestic Two Rate | 34.0021 | 1 | 161.2174 | 154.2945 | 6.9229 | 0 | 0 | 0.47414 | 161.2174 | 0.45378 | 148.8351 | 5.4594 | 0 | 96.46% | 3.538% | 0% | 4.294% | 0% | 0%
LDNO HV: Small Non Domestic Unrestricted | 1443.3846 | 102 | 10347.0581 | 9640.9206 | 706.1374 | 0 | 0 | 0.71686 | 101.4417 | 0.66794 | 9640.9206 | 0 | 0 | 100% | 0% | 0% | 6.825% | 0% | 0%
LDNO LV: Domestic Off Peak (related MPAN) | 0 | 0 | 0 | 0 | 0 | 0 | 0 |  |  | 0 | 0 | 0 | 0
LDNO LV: Domestic Two Rate | 0 | 0 | 0 | 0 | 0 | 0 | 0 |  |  | 0 | 0 | 0 | 0
LDNO LV: Domestic Unrestricted | 1080.6123 | 506 | 16873.4242 | 11716.7757 | 5156.6485 | 0 | 0 | 1.5615 | 33.3467 | 1.0843 | 11716.7757 | 0 | 0 | 100% | 0% | 0% | 30.56% | 0% | 0%
LDNO LV: LV Generation Intermittent | 0 | 0 | 0 | 0 | 0 | 0 | 0 |  |  | 0 | 0 | 0 | 0 | [7 empty] | 0
LDNO LV: LV Generation NHH | 0 | 0 | 0 | 0 | 0 | 0 | 0 |  |  | 0 | 0 | 0 | 0
LDNO LV: LV Generation Non-Intermittent | 0 | 0 | 0 | 0 | 0 | 0 | 0 |  |  | 0 | 0 | 0 | 0 | [7 empty] | 0
LDNO LV: LV HH Metered | 0 | 0 | 0 | 0 | 0 | 0 | 0 |  |  | 0 | 0 | 0 | 0 | [6 empty] | 0 | 0
LDNO LV: LV Medium Non-Domestic | 0 | 0 | 0 | 0 | 0 | 0 | 0 |  |  | 0 | 0 | 0 | 0
LDNO LV: LV UMS (Pseudo HH Metered) | 0 | 0 | 0 | 0 | 0 | 0 | 0 |  |  | 0 | 0 | 0 | 0
LDNO LV: NHH UMS | 0 | 0 | 0 | 0 | 0 | 0 | 0 |  |  | 0 | 0 | 0 | 0
LDNO LV: Small Non Domestic Off Peak (related MPAN) | 0 | 0 | 0 | 0 | 0 | 0 | 0 |  |  | 0 | 0 | 0 | 0
LDNO LV: Small Non Domestic Two Rate | 0 | 0 | 0 | 0 | 0 | 0 | 0 |  |  | 0 | 0 | 0 | 0
LDNO LV: Small Non Domestic Unrestricted | 42.3799 | 9 | 546.5189 | 447.9269 | 98.592 | 0 | 0 | 1.2896 | 60.7243 | 1.0569 | 447.9269 | 0 | 0 | 100% | 0% | 0% | 18.04% | 0% | 0%
LV Generation Intermittent | 369.7405 | 3 | -2281.2989 | -2281.2989 | 0 | 0 | 0 | -0.617 | -760.433 | -0.617 | -2281.2989 | 0 | 0 | 100% | 0% | 0% | 0% | 0% | 0% |  | 0
LV Generation NHH | 2231.8041 | 70 | -13770.231 | -13770.231 | 0 | 0 | 0 | -0.617 | -196.7176 | -0.617 | -13770.231 | 0 | 0 | 100% | 0% | 0% | 0% | 0% | 0%
LV Generation Non-Intermittent | 2527.8304 | 11 | -18522.4009 | -18522.4009 | 0 | 0 | 0 | -0.73274 | -1683.8546 | -0.73274 | -15137.5602 | -2571.1717 | -813.6691 | 81.73% | 13.88% | 4.393% | 0% | 0% | 0% |  | 0
LV HH Metered | 2870975.5679 | 5775 | 36946040.6915 | 26322807.9249 | 257019.84 | 9144088.1454 | 1222124.7812 | 1.2869 | 6397.5828 | 0.91686 | 21560580.0468 | 3936307.2606 | 825920.6175 | 81.91% | 14.95% | 3.138% | 0.6957% | 24.75% | 3.308% | 1206949.1494 | 320767.6591
LV Medium Non-Domestic | 1300116.0542 | 10692 | 15942306.0009 | 14778890.2353 | 1163415.7656 | 0 | 0 | 1.2262 | 1491.0499 | 1.1367 | 14514770.0685 | 264120.1668 | 0 | 98.21% | 1.787% | 0% | 7.298% | 0% | 0%
LV Sub Generation Intermittent | 0 | 0 | 0 | 0 | 0 | 0 | 0 |  |  | 0 | 0 | 0 | 0 | [7 empty] | 0
LV Sub Generation NHH | 0 | 0 | 0 | 0 | 0 | 0 | 0 |  |  | 0 | 0 | 0 | 0
LV Sub Generation Non-Intermittent | 0 | 0 | 0 | 0 | 0 | 0 | 0 |  |  | 0 | 0 | 0 | 0 | [7 empty] | 0
LV Sub HH Metered | 30383.342 | 58 | 383321.0811 | 236779.5005 | 1768.2924 | 134307.8384 | 10465.4499 | 1.2616 | 6608.9842 | 0.77931 | 199700.4761 | 31423.2454 | 5655.779 | 84.34% | 13.27% | 2.389% | 0.4613% | 35.04% | 2.73% | 12191.4055 | 3240.0774
LV Sub Medium Non-Domestic | 0 | 0 | 0 | 0 | 0 | 0 | 0 |  |  | 0 | 0 | 0 | 0
LV UMS (Pseudo HH Metered) | 136975.2911 | 16 | 2149659.3879 | 2149659.3879 | 0 | 0 | 0 | 1.5694 | 134353.7117 | 1.5694 | 1271553.098 | 364154.9908 | 513951.2991 | 59.15% | 16.94% | 23.91% | 0% | 0% | 0%
NHH UMS | 119163.4292 | 1200 | 1866099.3019 | 1866099.3019 | 0 | 0 | 0 | 1.566 | 1555.0828 | 1.566 | 1866099.3019 | 0 | 0 | 100% | 0% | 0% | 0% | 0% | 0%
Small Non Domestic Off Peak (related MPAN) | 13845.5304 | 1600 | 31706.2645 | 31706.2645 | 0 | 0 | 0 | 0.229 | 19.8164 | 0.229 | 31706.2645 | 0 | 0 | 100% | 0% | 0% | 0% | 0% | 0%
Small Non Domestic Two Rate | 1185388.6012 | 49616 | 12543421.1492 | 11787987.7796 | 755433.3696 | 0 | 0 | 1.0582 | 252.81 | 0.99444 | 11365540.0718 | 422447.7078 | 0 | 96.42% | 3.584% | 0% | 6.023% | 0% | 0%
Small Non Domestic Unrestricted | 1262592.5417 | 115963 | 20313090.6909 | 18547484.4381 | 1765606.2528 | 0 | 0 | 1.6088 | 175.1687 | 1.469 | 18547484.4381 | 0 | 0 | 100% | 0% | 0% | 8.692% | 0% | 0%
3803. Revenue summary by tariff component
Data sources:
x1 = 3802. All units (MWh) (in Revenue summary)
x2 = 3802. MPANs by tariff (in Volume forecasts for the charging year) (copy) (in Revenue summary)
x3 = 3802. Net revenues (£/year) (in Revenue summary)
x4 = 3802. Revenues from unit rates (£/year) (in Revenue summary)
x5 = 3802. Revenues from fixed charges (£/year) (in Revenue summary)
x6 = 3802. Revenues from capacity charges (£/year) (in Revenue summary)
x7 = 3802. Revenues from reactive power charges (£/year) (in Revenue summary)
Kind: | Cell summation | Cell summation | Cell summation | Cell summation | Cell summation | Cell summation | Cell summation
Formula: | =SUM(x1) | =SUM(x2) | =SUM(x3) | =SUM(x4) | =SUM(x5) | =SUM(x6) | =SUM(x7)
| Total units (MWh) | Total MPANs | Total net revenues (£/year) | Total net revenues from unit rates (£/year) | Total revenues from fixed charges (£/year) | Total revenues from capacity charges (£/year) | Total revenues from reactive power charges (£/year)
Revenue summary by tariff component | 19324669.0154 | 2270686 | 275780380.7272 | 221314768.5098 | 33389743.4703 | 19120804.1883 | 1955064.5589

## Summary DNO6
CDCM model 100: Summary statistics |  | London Power Networks |  | 2011 - 2012 |  | LPN-100-1110-1
3801. Workbook build options and main parameters
Include a 132kV/HV network level
Network model: 500 MW at time of GSP peak
Standing charges factors: 100/0/0 LV NHH, 100/100/20 network, 100/100/0 substation
Put some 132kV costs into HV capacity charges
Operating expenditure allocated by asset values
LV circuit costs by exit point for profile classes 1-4
Revenue matching by £/kW/year at transmission exit level
Scaler subject to capping of each tariff component to zero
Data sources:
x1 = 1010. Annuity proportion for customer-contributed assets (in Financial and general assumptions)
x2 = 3510. Net revenues by tariff from scaler (in Scaler)
x3 = 3607. Total net revenues (£/year) (in Revenue forecast summary)
x4 = 3402. Allowed revenue (£/year)
x5 = 3607. Deviation from target revenue (£/year) (in Workbook build options and main parameters) (in Revenue forecast summary)
Kind: | Copy cells | Cell summation | Cell-by-cell calculation | Cell-by-cell calculation
Formula: | = x1 | =SUM(x2) | =x3-x4 | =x5/x4
| Annuity proportion for customer-contributed assets | Total net revenues from scaler (£/year) | Deviation from target revenue (£/year) | Over/under recovery
Workbook build options and main parameters | 0 | -20351932.6168 | -41239.7125 | -0.01133%
3802. Revenue summary
Data sources:
x1 = 1053. Rate 1 units (MWh) by tariff (in Volume forecasts for the charging year)
x2 = 1053. Rate 2 units (MWh) by tariff (in Volume forecasts for the charging year)
x3 = 1053. Rate 3 units (MWh) by tariff (in Volume forecasts for the charging year)
x4 = 1053. MPANs by tariff (in Volume forecasts for the charging year)
x5 = 1010. Days in the charging period (in Financial and general assumptions)
x6 = 3605. Fixed charge p/MPAN/day (in Tariffs)
x7 = 3605. Capacity charge p/kVA/day (in Tariffs)
x8 = 1053. Import capacity (kVA) by tariff (in Volume forecasts for the charging year)
x9 = 3605. Unit rate 1 p/kWh (in Tariffs)
x10 = 3605. Unit rate 2 p/kWh (in Tariffs)
x11 = 3605. Unit rate 3 p/kWh (in Tariffs)
x12 = 3605. Reactive power charge p/kVArh (in Tariffs)
x13 = 1053. Reactive power units (MVArh) by tariff (in Volume forecasts for the charging year)
x14 = All units (MWh) (in Revenue summary)
x15 = Net revenues (£/year) (in Revenue summary)
x16 = MPANs by tariff (in Volume forecasts for the charging year) (copy) (in Revenue summary)
x17 = Revenues from unit rates (£/year) (in Revenue summary)
x18 = Net revenues from unit rate 1 (£/year) (in Revenue summary)
x19 = Net revenues from unit rate 2 (£/year) (in Revenue summary)
x20 = Net revenues from unit rate 3 (£/year) (in Revenue summary)
x21 = Revenues from fixed charges (£/year) (in Revenue summary)
x22 = Revenues from capacity charges (£/year) (in Revenue summary)
x23 = Revenues from reactive power charges (£/year) (in Revenue summary)
Kind: | Cell-by-cell calculation | Copy cells | Cell-by-cell calculation | Cell-by-cell calculation | Cell-by-cell calculation | Cell-by-cell calculation | Cell-by-cell calculation | Cell-by-cell calculation | Cell-by-cell calculation | Cell-by-cell calculation | Cell-by-cell calculation | Cell-by-cell calculation | Cell-by-cell calculation | Cell-by-cell calculation | Cell-by-cell calculation | Cell-by-cell calculation | Cell-by-cell calculation | Cell-by-cell calculation | Cell-by-cell calculation
Formula: | =x1+x2+x3 | = x4 | =0.01*x5*(x6*x4+x7*x8)+10*(x9*x1+x10*x2+x11*x3+x12*x13) | =10*(x9*x1+x10*x2+x11*x3) | =x6*x5*x4/100 | =x7*x5*x8/100 | =x12*x13*10 | =IF(x14<>0,0.1*x15/x14,"") | =IF(x16<>0,x15/x16,"") | =IF(x14<>0,0.1*x17/x14,0) | =x9*x1*10 | =x10*x2*10 | =x11*x3*10 | =IF(x17<>0,x18/x17,"") | =IF(x17<>0,x19/x17,"") | =IF(x17<>0,x20/x17,"") | =IF(x15<>0,x21/x15,"") | =IF(x15<>0,x22/x15,"") | =IF(x15<>0,x23/x15,"")
| All units (MWh) | MPANs | Net revenues (£/year) | Revenues from unit rates (£/year) | Revenues from fixed charges (£/year) | Revenues from capacity charges (£/year) | Revenues from reactive power charges (£/year) | Average p/kWh | Average £/MPAN/year | Average unit rate p/kWh | Net revenues from unit rate 1 (£/year) | Net revenues from unit rate 2 (£/year) | Net revenues from unit rate 3 (£/year) | Rate 1 revenue proportion | Rate 2 revenue proportion | Rate 3 revenue proportion | Fixed charge proportion | Capacity charge proportion | Reactive power charge proportion | Reactive power units (MVArh) | Import capacity (kVA)
> Domestic Off Peak (related MPAN) | [19 empty] | 0
> Domestic Two Rate | [19 empty] | 0
> Domestic Unrestricted | [19 empty] | 0
> HV Generation Intermittent | [19 empty] | 0
> HV Generation Non-Intermittent | [19 empty] | 0
> HV HH Metered | [19 empty] | 0
> HV Medium Non-Domestic | [19 empty] | 0
> HV Sub Generation Intermittent | [19 empty] | 0
> HV Sub Generation Non-Intermittent | [19 empty] | 0
> HV Sub HH Metered | [19 empty] | 0
> LV Generation Intermittent | [19 empty] | 0
> LV Generation NHH | [19 empty] | 0
> LV Generation Non-Intermittent | [19 empty] | 0
> LV HH Metered | [19 empty] | 0
> LV Medium Non-Domestic | [19 empty] | 0
> LV Sub Generation Intermittent | [19 empty] | 0
> LV Sub Generation NHH | [19 empty] | 0
> LV Sub Generation Non-Intermittent | [19 empty] | 0
> LV Sub HH Metered | [19 empty] | 0
> LV Sub Medium Non-Domestic | [19 empty] | 0
> LV UMS (Pseudo HH Metered) | [19 empty] | 0
> NHH UMS | [19 empty] | 0
> Small Non Domestic Off Peak (related MPAN) | [19 empty] | 0
> Small Non Domestic Two Rate | [19 empty] | 0
> Small Non Domestic Unrestricted | [19 empty] | 0
Domestic Off Peak (related MPAN) | 104532.6978 | 12669 | 249833.1478 | 249833.1478 | 0 | 0 | 0 | 0.239 | 19.72 | 0.239 | 249833.1478 | 0 | 0 | 100% | 0% | 0% | 0% | 0% | 0% | 0
Domestic Two Rate | 1094296.8357 | 168524 | 15076555.1989 | 13108970.0893 | 1967585.1096 | 0 | 0 | 1.3777 | 89.4624 | 1.1979 | 11923008.8415 | 1185961.2478 | 0 | 90.95% | 9.047% | 0% | 13.05% | 0% | 0% | 0
Domestic Unrestricted | 6818136.0131 | 1856500 | 134924619.2773 | 113249239.1773 | 21675380.1 | 0 | 0 | 1.9789 | 72.6769 | 1.661 | 113249239.1773 | 0 | 0 | 100% | 0% | 0% | 16.06% | 0% | 0% | 0
HV Generation Intermittent | 1798.6627 | 3 | -9474.4581 | -9856.6719 | 382.2138 | 0 | 0 | -0.52675 | -3158.1527 | -0.548 | -9856.6719 | 0 | 0 | 100% | 0% | 0% | -4.034% | 0% | 0% | 0
HV Generation Non-Intermittent | 87848.862 | 22 | -519496.164 | -522299.0652 | 2802.9012 | 0 | 0 | -0.59135 | -23613.462 | -0.59454 | -462097.6352 | -45939.0306 | -14262.3994 | 88.47% | 8.796% | 2.731% | -0.5395% | 0% | 0% | 0
HV HH Metered | 7344505.3148 | 1120 | 70137502.1228 | 32359770.3804 | 303176.832 | 36619345.9722 | 855208.9382 | 0.95497 | 62622.7698 | 0.4406 | 29185700.4826 | 2558002.8986 | 616066.9992 | 90.19% | 7.905% | 1.904% | 0.4323% | 52.21% | 1.219% | 2263639 | 464787
HV Medium Non-Domestic | 0 | 0 | 0 | 0 | 0 | 0 | 0 |  |  | 0 | 0 | 0 | 0
HV Sub Generation Intermittent | 0 | 0 | 0 | 0 | 0 | 0 | 0 |  |  | 0 | 0 | 0 | 0 | [6 empty] | 0
HV Sub Generation Non-Intermittent | 0 | 0 | 0 | 0 | 0 | 0 | 0 |  |  | 0 | 0 | 0 | 0
HV Sub HH Metered | 241799.7519 | 1 | 1511744.3147 | 1176254.2211 | 270.6936 | 335219.4 | 0 | 0.62521 | 1511744.3147 | 0.48646 | 1083062.032 | 76271.06 | 16921.129 | 92.08% | 6.484% | 1.439% | 0.01791% | 22.17% | 0% | 43000
LDNO HV: Domestic Off Peak (related MPAN) | 0 | 0 | 0 | 0 | 0 | 0 | 0 |  |  | 0 | 0 | 0 | 0
LDNO HV: Domestic Two Rate | 13266.1261 | 1238 | 98320.1587 | 90285.542 | 8034.6168 | 0 | 0 | 0.74114 | 79.4185 | 0.68057 | 82531.4733 | 7754.0686 | 0 | 91.41% | 8.588% | 0% | 8.172% | 0% | 0%
LDNO HV: Domestic Unrestricted | 8707.0182 | 1212 | 88257.693 | 80391.8162 | 7865.8768 | 0 | 0 | 1.0136 | 72.8199 | 0.9233 | 80391.8162 | 0 | 0 | 100% | 0% | 0% | 8.912% | 0% | 0%
LDNO HV: HV Generation Intermittent | 0 | 0 | 0 | 0 | 0 | 0 | 0 |  |  | 0 | 0 | 0 | 0
LDNO HV: HV Generation Non-Intermittent | 0 | 0 | 0 | 0 | 0 | 0 | 0 |  |  | 0 | 0 | 0 | 0
LDNO HV: HV HH Metered | 0 | 0 | 0 | 0 | 0 | 0 | 0 |  |  | 0 | 0 | 0 | 0
LDNO HV: LV Generation Intermittent | 0 | 0 | 0 | 0 | 0 | 0 | 0 |  |  | 0 | 0 | 0 | 0
LDNO HV: LV Generation NHH | 0 | 0 | 0 | 0 | 0 | 0 | 0 |  |  | 0 | 0 | 0 | 0
LDNO HV: LV Generation Non-Intermittent | 0 | 0 | 0 | 0 | 0 | 0 | 0 |  |  | 0 | 0 | 0 | 0
LDNO HV: LV HH Metered | 0 | 0 | 0 | 0 | 0 | 0 | 0 |  |  | 0 | 0 | 0 | 0
LDNO HV: LV Medium Non-Domestic | 1542.8619 | 14 | 9813.0877 | 9048.0411 | 765.0466 | 0 | 0 | 0.63603 | 700.9348 | 0.58645 | 8858.2827 | 189.7584 | 0 | 97.9% | 2.097% | 0% | 7.796% | 0% | 0%
LDNO HV: LV Sub Generation Intermittent | 0 | 0 | 0 | 0 | 0 | 0 | 0 |  |  | 0 | 0 | 0 | 0
LDNO HV: LV Sub Generation NHH | 0 | 0 | 0 | 0 | 0 | 0 | 0 |  |  | 0 | 0 | 0 | 0
LDNO HV: LV Sub Generation Non-Intermittent | 0 | 0 | 0 | 0 | 0 | 0 | 0 |  |  | 0 | 0 | 0 | 0
LDNO HV: LV Sub HH Metered | 0 | 0 | 0 | 0 | 0 | 0 | 0 |  |  | 0 | 0 | 0 | 0
LDNO HV: LV UMS (Pseudo HH Metered) | 0 | 0 | 0 | 0 | 0 | 0 | 0 |  |  | 0 | 0 | 0 | 0
LDNO HV: NHH UMS | 0 | 0 | 0 | 0 | 0 | 0 | 0 |  |  | 0 | 0 | 0 | 0
LDNO HV: Small Non Domestic Off Peak (related MPAN) | 0 | 0 | 0 | 0 | 0 | 0 | 0 |  |  | 0 | 0 | 0 | 0
LDNO HV: Small Non Domestic Two Rate | 57.8292 | 1 | 267.5456 | 260.5673 | 6.9783 | 0 | 0 | 0.46265 | 267.5456 | 0.45058 | 250.4169 | 10.1505 | 0 | 96.1% | 3.896% | 0% | 2.608% | 0% | 0%
LDNO HV: Small Non Domestic Unrestricted | 1986.6429 | 133 | 13020.3485 | 12092.2382 | 928.1103 | 0 | 0 | 0.65539 | 97.8974 | 0.60868 | 12092.2382 | 0 | 0 | 100% | 0% | 0% | 7.128% | 0% | 0%
LDNO LV: Domestic Off Peak (related MPAN) | 0 | 0 | 0 | 0 | 0 | 0 | 0 |  |  | 0 | 0 | 0 | 0
LDNO LV: Domestic Two Rate | 0 | 0 | 0 | 0 | 0 | 0 | 0 |  |  | 0 | 0 | 0 | 0
LDNO LV: Domestic Unrestricted | 0 | 0 | 0 | 0 | 0 | 0 | 0 |  |  | 0 | 0 | 0 | 0
LDNO LV: LV Generation Intermittent | 0 | 0 | 0 | 0 | 0 | 0 | 0 |  |  | 0 | 0 | 0 | 0
LDNO LV: LV Generation NHH | 0 | 0 | 0 | 0 | 0 | 0 | 0 |  |  | 0 | 0 | 0 | 0
LDNO LV: LV Generation Non-Intermittent | 0 | 0 | 0 | 0 | 0 | 0 | 0 |  |  | 0 | 0 | 0 | 0
LDNO LV: LV HH Metered | 0 | 0 | 0 | 0 | 0 | 0 | 0 |  |  | 0 | 0 | 0 | 0
LDNO LV: LV Medium Non-Domestic | 0 | 0 | 0 | 0 | 0 | 0 | 0 |  |  | 0 | 0 | 0 | 0
LDNO LV: LV UMS (Pseudo HH Metered) | 0 | 0 | 0 | 0 | 0 | 0 | 0 |  |  | 0 | 0 | 0 | 0
LDNO LV: NHH UMS | 0 | 0 | 0 | 0 | 0 | 0 | 0 |  |  | 0 | 0 | 0 | 0
LDNO LV: Small Non Domestic Off Peak (related MPAN) | 0 | 0 | 0 | 0 | 0 | 0 | 0 |  |  | 0 | 0 | 0 | 0
LDNO LV: Small Non Domestic Two Rate | 0 | 0 | 0 | 0 | 0 | 0 | 0 |  |  | 0 | 0 | 0 | 0
LDNO LV: Small Non Domestic Unrestricted | 0 | 0 | 0 | 0 | 0 | 0 | 0 |  |  | 0 | 0 | 0 | 0
LV Generation Intermittent | 306.4256 | 5 | -2478.9828 | -2478.9828 | 0 | 0 | 0 | -0.809 | -495.7966 | -0.809 | -2478.9828 | 0 | 0 | 100% | 0% | 0% | 0% | 0% | 0%
LV Generation NHH | 3078.0793 | 131 | -24901.6615 | -24901.6615 | 0 | 0 | 0 | -0.809 | -190.089 | -0.809 | -24901.6615 | 0 | 0 | 100% | 0% | 0% | 0% | 0% | 0%
LV Generation Non-Intermittent | 2606.8944 | 14 | -21607.8155 | -21607.8155 | 0 | 0 | 0 | -0.82887 | -1543.4154 | -0.82887 | -17518.279 | -2711.6165 | -1377.9201 | 81.07% | 12.55% | 6.377% | 0% | 0% | 0%
LV HH Metered | 5728622.1532 | 8522 | 70758492.5466 | 49302985.1654 | 314088.5364 | 18776561.1427 | 2364857.7021 | 1.2352 | 8303.0383 | 0.86064 | 41996183.3429 | 5345544.518 | 1961257.3045 | 85.18% | 10.84% | 3.978% | 0.4439% | 26.54% | 3.342% | 2478361 | 639151
LV Medium Non-Domestic | 1521292.5098 | 10433 | 17074255.8923 | 16048612.7015 | 1025643.1908 | 0 | 0 | 1.1224 | 1636.5624 | 1.0549 | 15711879.6103 | 336733.0912 | 0 | 97.9% | 2.098% | 0% | 6.007% | 0% | 0%
LV Sub Generation Intermittent | 0 | 0 | 0 | 0 | 0 | 0 | 0 |  |  | 0 | 0 | 0 | 0
LV Sub Generation NHH | 0 | 0 | 0 | 0 | 0 | 0 | 0 |  |  | 0 | 0 | 0 | 0
LV Sub Generation Non-Intermittent | 0 | 0 | 0 | 0 | 0 | 0 | 0 |  |  | 0 | 0 | 0 | 0 | [6 empty] | 0
LV Sub HH Metered | 59136.6636 | 86 | 781588.6899 | 392881.1787 | 2171.844 | 368329.5554 | 18206.1117 | 1.3217 | 9088.2406 | 0.66436 | 350469.5412 | 33553.9469 | 8857.6905 | 89.2% | 8.54% | 2.255% | 0.2779% | 47.13% | 2.329% | 25034 | 6456
LV Sub Medium Non-Domestic | 0 | 0 | 0 | 0 | 0 | 0 | 0 |  |  | 0 | 0 | 0 | 0
LV UMS (Pseudo HH Metered) | 76964.1899 | 20 | 1227852.5335 | 1227852.5335 | 0 | 0 | 0 | 1.5954 | 61392.6267 | 1.5954 | 677122.3958 | 233008.6522 | 317721.4855 | 55.15% | 18.98% | 25.88% | 0% | 0% | 0%
NHH UMS | 201671.2948 | 612 | 2871799.2384 | 2871799.2384 | 0 | 0 | 0 | 1.424 | 4692.4824 | 1.424 | 2871799.2384 | 0 | 0 | 100% | 0% | 0% | 0% | 0% | 0%
Small Non Domestic Off Peak (related MPAN) | 23174.1725 | 2020 | 78328.7031 | 78328.7031 | 0 | 0 | 0 | 0.338 | 38.7766 | 0.338 | 78328.7031 | 0 | 0 | 100% | 0% | 0% | 0% | 0% | 0%
Small Non Domestic Two Rate | 575056.1099 | 22496 | 4929186.7314 | 4646776.4466 | 282410.2848 | 0 | 0 | 0.85717 | 219.1139 | 0.80806 | 4463858.8687 | 182917.5779 | 0 | 96.06% | 3.936% | 0% | 5.729% | 0% | 0%
Small Non Domestic Unrestricted | 3238839.9596 | 249777 | 38600948.0602 | 35465297.5576 | 3135650.5026 | 0 | 0 | 1.1918 | 154.5416 | 1.095 | 35465297.5576 | 0 | 0 | 100% | 0% | 0% | 8.123% | 0% | 0%
3803. Revenue summary by tariff component
Data sources:
x1 = 3802. All units (MWh) (in Revenue summary)
x2 = 3802. MPANs by tariff (in Volume forecasts for the charging year) (copy) (in Revenue summary)
x3 = 3802. Net revenues (£/year) (in Revenue summary)
x4 = 3802. Revenues from unit rates (£/year) (in Revenue summary)
x5 = 3802. Revenues from fixed charges (£/year) (in Revenue summary)
x6 = 3802. Revenues from capacity charges (£/year) (in Revenue summary)
x7 = 3802. Revenues from reactive power charges (£/year) (in Revenue summary)
Kind: | Cell summation | Cell summation | Cell summation | Cell summation | Cell summation | Cell summation | Cell summation
Formula: | =SUM(x1) | =SUM(x2) | =SUM(x3) | =SUM(x4) | =SUM(x5) | =SUM(x6) | =SUM(x7)
| Total units (MWh) | Total MPANs | Total net revenues (£/year) | Total net revenues from unit rates (£/year) | Total revenues from fixed charges (£/year) | Total revenues from capacity charges (£/year) | Total revenues from reactive power charges (£/year)
Revenue summary by tariff component | 27149227.0692 | 2335553 | 357854426.2087 | 269789534.5487 | 28727162.8376 | 56099456.0703 | 3238272.7521

## Summary DNO5
CDCM model 100: Summary statistics |  | SP Manweb |  | Final 2011/12 (Oct 2011) |  | 1
3801. Workbook build options and main parameters
Include a 132kV/HV network level
Network model: 500 MW at time of GSP peak
Standing charges factors: 100/0/0 LV NHH, 100/100/20 network, 100/100/0 substation
Put some 132kV costs into HV capacity charges
Operating expenditure allocated by asset values
LV circuit costs by exit point for profile classes 1-4
Revenue matching by £/kW/year at transmission exit level
Scaler subject to capping of each tariff component to zero
Data sources:
x1 = 1010. Annuity proportion for customer-contributed assets (in Financial and general assumptions)
x2 = 3510. Net revenues by tariff from scaler (in Scaler)
x3 = 3607. Total net revenues (£/year) (in Revenue forecast summary)
x4 = 3402. Allowed revenue (£/year)
x5 = 3607. Deviation from target revenue (£/year) (in Workbook build options and main parameters) (in Revenue forecast summary)
Kind: | Copy cells | Cell summation | Cell-by-cell calculation | Cell-by-cell calculation
Formula: | = x1 | =SUM(x2) | =x3-x4 | =x5/x4
| Annuity proportion for customer-contributed assets | Total net revenues from scaler (£/year) | Deviation from target revenue (£/year) | Over/under recovery
Workbook build options and main parameters | 0 | 28042481.3368 | 318.056 | 0.0001052%
3802. Revenue summary
Data sources:
x1 = 1053. Rate 1 units (MWh) by tariff (in Volume forecasts for the charging year)
x2 = 1053. Rate 2 units (MWh) by tariff (in Volume forecasts for the charging year)
x3 = 1053. Rate 3 units (MWh) by tariff (in Volume forecasts for the charging year)
x4 = 1053. MPANs by tariff (in Volume forecasts for the charging year)
x5 = 1010. Days in the charging period (in Financial and general assumptions)
x6 = 3605. Fixed charge p/MPAN/day (in Tariffs)
x7 = 3605. Capacity charge p/kVA/day (in Tariffs)
x8 = 1053. Import capacity (kVA) by tariff (in Volume forecasts for the charging year)
x9 = 3605. Unit rate 1 p/kWh (in Tariffs)
x10 = 3605. Unit rate 2 p/kWh (in Tariffs)
x11 = 3605. Unit rate 3 p/kWh (in Tariffs)
x12 = 3605. Reactive power charge p/kVArh (in Tariffs)
x13 = 1053. Reactive power units (MVArh) by tariff (in Volume forecasts for the charging year)
x14 = All units (MWh) (in Revenue summary)
x15 = Net revenues (£/year) (in Revenue summary)
x16 = MPANs by tariff (in Volume forecasts for the charging year) (copy) (in Revenue summary)
x17 = Revenues from unit rates (£/year) (in Revenue summary)
x18 = Net revenues from unit rate 1 (£/year) (in Revenue summary)
x19 = Net revenues from unit rate 2 (£/year) (in Revenue summary)
x20 = Net revenues from unit rate 3 (£/year) (in Revenue summary)
x21 = Revenues from fixed charges (£/year) (in Revenue summary)
x22 = Revenues from capacity charges (£/year) (in Revenue summary)
x23 = Revenues from reactive power charges (£/year) (in Revenue summary)
Kind: | Cell-by-cell calculation | Copy cells | Cell-by-cell calculation | Cell-by-cell calculation | Cell-by-cell calculation | Cell-by-cell calculation | Cell-by-cell calculation | Cell-by-cell calculation | Cell-by-cell calculation | Cell-by-cell calculation | Cell-by-cell calculation | Cell-by-cell calculation | Cell-by-cell calculation | Cell-by-cell calculation | Cell-by-cell calculation | Cell-by-cell calculation | Cell-by-cell calculation | Cell-by-cell calculation | Cell-by-cell calculation
Formula: | =x1+x2+x3 | = x4 | =0.01*x5*(x6*x4+x7*x8)+10*(x9*x1+x10*x2+x11*x3+x12*x13) | =10*(x9*x1+x10*x2+x11*x3) | =x6*x5*x4/100 | =x7*x5*x8/100 | =x12*x13*10 | =IF(x14<>0,0.1*x15/x14,"") | =IF(x16<>0,x15/x16,"") | =IF(x14<>0,0.1*x17/x14,0) | =x9*x1*10 | =x10*x2*10 | =x11*x3*10 | =IF(x17<>0,x18/x17,"") | =IF(x17<>0,x19/x17,"") | =IF(x17<>0,x20/x17,"") | =IF(x15<>0,x21/x15,"") | =IF(x15<>0,x22/x15,"") | =IF(x15<>0,x23/x15,"")
| All units (MWh) | MPANs | Net revenues (£/year) | Revenues from unit rates (£/year) | Revenues from fixed charges (£/year) | Revenues from capacity charges (£/year) | Revenues from reactive power charges (£/year) | Average p/kWh | Average £/MPAN/year | Average unit rate p/kWh | Net revenues from unit rate 1 (£/year) | Net revenues from unit rate 2 (£/year) | Net revenues from unit rate 3 (£/year) | Rate 1 revenue proportion | Rate 2 revenue proportion | Rate 3 revenue proportion | Fixed charge proportion | Capacity charge proportion | Reactive power charge proportion | Import capacity (kVA) | Reactive power units (MVArh)
> Domestic Off Peak (related MPAN)
> Domestic Two Rate
> Domestic Unrestricted
> HV Generation Intermittent
> HV Generation Non-Intermittent
> HV HH Metered
> HV Medium Non-Domestic
> HV Sub Generation Intermittent
> HV Sub Generation Non-Intermittent
> HV Sub HH Metered
> LV Generation Intermittent
> LV Generation NHH
> LV Generation Non-Intermittent
> LV HH Metered
> LV Medium Non-Domestic
> LV Sub Generation Intermittent
> LV Sub Generation NHH
> LV Sub Generation Non-Intermittent
> LV Sub HH Metered
> LV Sub Medium Non-Domestic
> LV UMS (Pseudo HH Metered)
> NHH UMS
> Small Non Domestic Off Peak (related MPAN)
> Small Non Domestic Two Rate
> Small Non Domestic Unrestricted
Domestic Off Peak (related MPAN) | 29870.1898 | 6166 | 83935.2333 | 83935.2333 | 0 | 0 | 0 | 0.281 | 13.6126 | 0.281 | 83935.2333 | 0 | 0 | 100% | 0% | 0% | 0% | 0% | 0%
Domestic Two Rate | 748938.9094 | 103322 | 13407237.1923 | 12424025.0403 | 983212.152 | 0 | 0 | 1.7902 | 129.7617 | 1.6589 | 11249171.3225 | 1174853.7178 | 0 | 90.54% | 9.456% | 0% | 7.333% | 0% | 0%
Domestic Unrestricted | 4612919.0521 | 1261128 | 137979713.3597 | 125978819.3117 | 12000894.048 | 0 | 0 | 2.9912 | 109.4098 | 2.731 | 125978819.3117 | 0 | 0 | 100% | 0% | 0% | 8.698% | 0% | 0%
HV Generation Intermittent | 47547.4489 | 14 | -301755.3742 | -306681.0454 | 2406.2304 | 0 | 2519.4408 | -0.63464 | -21553.9553 | -0.645 | -306681.0454 | 0 | 0 | 100% | 0% | 0% | -0.7974% | 0% | -0.8349% |  | 1090.667
HV Generation Non-Intermittent | 140872.2623 | 21 | -904915.0811 | -908533.8538 | 3609.3456 | 0 | 9.4271 | -0.64237 | -43091.1943 | -0.64493 | -794418.9361 | -84032.82 | -30082.0977 | 87.44% | 9.249% | 3.311% | -0.3989% | 0% | -0.001042% |  | 4.081
HV HH Metered | 1830710.7055 | 595 | 23233519.7334 | 14853983.9081 | 140069.664 | 7897565.7013 | 341900.46 | 1.2691 | 39047.9323 | 0.81138 | 13717994.9625 | 822369.8946 | 313619.051 | 92.35% | 5.536% | 2.111% | 0.6029% | 33.99% | 1.472% | 606124.9541 | 155409.3
HV Medium Non-Domestic | 382.4668 | 2 | 6139.3323 | 4426.8183 | 1712.514 | 0 | 0 | 1.6052 | 3069.6662 | 1.1574 | 4391.5596 | 35.2587 | 0 | 99.2% | 0.7965% | 0% | 27.89% | 0% | 0%
HV Sub Generation Intermittent | 2566.9824 | 3 | -14757.9242 | -15273.545 | 515.6208 | 0 | 0 | -0.57491 | -4919.3081 | -0.595 | -15273.545 | 0 | 0 | 100% | 0% | 0% | -3.494% | 0% | 0%
HV Sub Generation Non-Intermittent | 63365.2593 | 19 | -373625.6833 | -376891.2817 | 3265.5984 | 0 | 0 | -0.58964 | -19664.5096 | -0.59479 | -338494.9519 | -27175.3984 | -11220.9313 | 89.81% | 7.21% | 2.977% | -0.874% | 0% | 0%
HV Sub HH Metered | 2012886.7466 | 221 | 20912968.2295 | 10982163.1486 | 112083.7302 | 9547797.5376 | 270923.8132 | 1.039 | 94628.8155 | 0.54559 | 10715240.2758 | 109144.7581 | 157778.1147 | 97.57% | 0.9938% | 1.437% | 0.536% | 45.65% | 1.295% | 660427.3043 | 189457.212
LDNO HV: Domestic Off Peak (related MPAN) | 0 | 0 | 0 | 0 | 0 | 0 | 0 |  |  | 0 | 0 | 0 | 0
LDNO HV: Domestic Two Rate | 800.5022 | 216 | 7380.1927 | 6526.6909 | 853.5018 | 0 | 0 | 0.92195 | 34.1676 | 0.81532 | 6097.2846 | 429.4062 | 0 | 93.42% | 6.579% | 0% | 11.56% | 0% | 0%
LDNO HV: Domestic Unrestricted | 3505.6228 | 1259.5 | 44730.9963 | 39754.2115 | 4976.7848 | 0 | 0 | 1.276 | 35.5149 | 1.134 | 39754.2115 | 0 | 0 | 100% | 0% | 0% | 11.13% | 0% | 0%
LDNO HV: HV Generation Intermittent | 0 | 0 | 0 | 0 | 0 | 0 | 0 |  |  | 0 | 0 | 0 | 0
LDNO HV: HV Generation Non-Intermittent | 0 | 0 | 0 | 0 | 0 | 0 | 0 |  |  | 0 | 0 | 0 | 0
LDNO HV: HV HH Metered | 1912.5415 | 1 | 21697.6671 | 12340.8725 | 163.0583 | 9193.7362 | 0 | 1.1345 | 21697.6671 | 0.64526 | 11418.6874 | 763.4335 | 158.7517 | 92.53% | 6.186% | 1.286% | 0.7515% | 42.37% | 0% | 1018.6974
LDNO HV: LV Generation Intermittent | 0 | 0 | 0 | 0 | 0 | 0 | 0 |  |  | 0 | 0 | 0 | 0
LDNO HV: LV Generation NHH | 0 | 0 | 0 | 0 | 0 | 0 | 0 |  |  | 0 | 0 | 0 | 0
LDNO HV: LV Generation Non-Intermittent | 0 | 0 | 0 | 0 | 0 | 0 | 0 |  |  | 0 | 0 | 0 | 0
LDNO HV: LV HH Metered | 5602.0906 | 16 | 47331.0761 | 38871.4577 | 292.7681 | 8166.8503 | 0 | 0.84488 | 2958.1923 | 0.69387 | 31640.9079 | 6202.5059 | 1028.0439 | 81.4% | 15.96% | 2.645% | 0.6186% | 17.25% | 0% | 2356.9068
LDNO HV: LV Medium Non-Domestic | 715.9604 | 14.6 | 7061.1645 | 6650.4533 | 410.7113 | 0 | 0 | 0.98625 | 483.6414 | 0.92889 | 6552.3464 | 98.1068 | 0 | 98.52% | 1.475% | 0% | 5.816% | 0% | 0%
LDNO HV: LV Sub Generation Intermittent | 0 | 0 | 0 | 0 | 0 | 0 | 0 |  |  | 0 | 0 | 0 | 0
LDNO HV: LV Sub Generation NHH | 0 | 0 | 0 | 0 | 0 | 0 | 0 |  |  | 0 | 0 | 0 | 0
LDNO HV: LV Sub Generation Non-Intermittent | 0 | 0 | 0 | 0 | 0 | 0 | 0 |  |  | 0 | 0 | 0 | 0
LDNO HV: LV Sub HH Metered | 0 | 0 | 0 | 0 | 0 | 0 | 0 |  |  | 0 | 0 | 0 | 0
LDNO HV: LV UMS (Pseudo HH Metered) | 0 | 0 | 0 | 0 | 0 | 0 | 0 |  |  | 0 | 0 | 0 | 0
LDNO HV: NHH UMS | 15.1913 | 10 | 129.7554 | 129.7554 | 0 | 0 | 0 | 0.85414 | 12.9755 | 0.85414 | 129.7554 | 0 | 0 | 100% | 0% | 0% | 0% | 0% | 0%
LDNO HV: Small Non Domestic Off Peak (related MPAN) | 0 | 0 | 0 | 0 | 0 | 0 | 0 |  |  | 0 | 0 | 0 | 0
LDNO HV: Small Non Domestic Two Rate | 470.1896 | 11 | 4167.1482 | 4112.6494 | 54.4989 | 0 | 0 | 0.88627 | 378.8317 | 0.87468 | 4047.4817 | 65.1676 | 0 | 98.42% | 1.585% | 0% | 1.308% | 0% | 0%
LDNO HV: Small Non Domestic Unrestricted | 1806.1824 | 66.7667 | 17918.1541 | 17587.3624 | 330.7917 | 0 | 0 | 0.99205 | 268.3698 | 0.97373 | 17587.3624 | 0 | 0 | 100% | 0% | 0% | 1.846% | 0% | 0%
LDNO LV: Domestic Off Peak (related MPAN) | 0 | 0 | 0 | 0 | 0 | 0 | 0 |  |  | 0 | 0 | 0 | 0
LDNO LV: Domestic Two Rate | 242.8783 | 81 | 4613.5661 | 4066.304 | 547.2621 | 0 | 0 | 1.8995 | 56.9576 | 1.6742 | 3905.3668 | 160.9371 | 0 | 96.04% | 3.958% | 0% | 11.86% | 0% | 0%
LDNO LV: Domestic Unrestricted | 5062.1085 | 1921.4667 | 111136.295 | 98154.2463 | 12982.0486 | 0 | 0 | 2.1955 | 57.8393 | 1.939 | 98154.2463 | 0 | 0 | 100% | 0% | 0% | 11.68% | 0% | 0%
LDNO LV: LV Generation Intermittent | 0 | 0 | 0 | 0 | 0 | 0 | 0 |  |  | 0 | 0 | 0 | 0
LDNO LV: LV Generation NHH | 0 | 0 | 0 | 0 | 0 | 0 | 0 |  |  | 0 | 0 | 0 | 0
LDNO LV: LV Generation Non-Intermittent | 0 | 0 | 0 | 0 | 0 | 0 | 0 |  |  | 0 | 0 | 0 | 0
LDNO LV: LV HH Metered | 0 | 0 | 0 | 0 | 0 | 0 | 0 |  |  | 0 | 0 | 0 | 0
LDNO LV: LV Medium Non-Domestic | 0 | 0 | 0 | 0 | 0 | 0 | 0 |  |  | 0 | 0 | 0 | 0
LDNO LV: LV UMS (Pseudo HH Metered) | 0 | 0 | 0 | 0 | 0 | 0 | 0 |  |  | 0 | 0 | 0 | 0
LDNO LV: NHH UMS | 17.9171 | 12 | 261.6724 | 261.6724 | 0 | 0 | 0 | 1.4605 | 21.806 | 1.4605 | 261.6724 | 0 | 0 | 100% | 0% | 0% | 0% | 0% | 0%
LDNO LV: Small Non Domestic Off Peak (related MPAN) | 0 | 0 | 0 | 0 | 0 | 0 | 0 |  |  | 0 | 0 | 0 | 0
LDNO LV: Small Non Domestic Two Rate | 16.3609 | 1 | 208.534 | 200.0626 | 8.4714 | 0 | 0 | 1.2746 | 208.534 | 1.2228 | 191.5092 | 8.5534 | 0 | 95.72% | 4.275% | 0% | 4.062% | 0% | 0%
LDNO LV: Small Non Domestic Unrestricted | 408.4434 | 69 | 7384.8666 | 6800.3407 | 584.5258 | 0 | 0 | 1.8081 | 107.0271 | 1.6649 | 6800.3407 | 0 | 0 | 100% | 0% | 0% | 7.915% | 0% | 0%
LV Generation Intermittent | 866.3134 | 3 | -10049.2354 | -10049.2354 | 0 | 0 | 0 | -1.16 | -3349.7451 | -1.16 | -10049.2354 | 0 | 0 | 100% | 0% | 0% | 0% | 0% | 0%
LV Generation NHH | 76.7726 | 17 | -890.562 | -890.562 | 0 | 0 | 0 | -1.16 | -52.386 | -1.16 | -890.562 | 0 | 0 | 100% | 0% | 0% | 0% | 0% | 0%
LV Generation Non-Intermittent | 7636.199 | 7 | -88562.1814 | -88562.1814 | 0 | 0 | 0 | -1.1598 | -12651.7402 | -1.1598 | -66134.9377 | -17773.935 | -4653.3088 | 74.68% | 20.07% | 5.254% | 0% | 0% | 0%
LV HH Metered | 583824.4216 | 1889 | 11871458.4604 | 9218998.6301 | 83241.4296 | 2322043.2944 | 247175.1062 | 2.0334 | 6284.5201 | 1.5791 | 7462579.2047 | 1476817.7364 | 279601.6891 | 80.95% | 16.02% | 3.033% | 0.7012% | 19.56% | 2.082% | 278262.3064 | 54443.856
LV Medium Non-Domestic | 504921.2217 | 4578 | 11585064.2135 | 11274920.2787 | 310143.9348 | 0 | 0 | 2.2944 | 2530.5951 | 2.233 | 11107011.4765 | 167908.8022 | 0 | 98.51% | 1.489% | 0% | 2.677% | 0% | 0%
LV Sub Generation Intermittent | 3056.5082 | 7 | -31296.7226 | -31298.6437 | 0 | 0 | 1.921 | -1.0239 | -4470.9604 | -1.024 | -31298.6437 | 0 | 0 | 100% | 0% | 0% | 0% | 0% | -0.006138% |  | 0.606
LV Sub Generation NHH | 31.4759 | 7 | -322.3135 | -322.3135 | 0 | 0 | 0 | -1.024 | -46.0448 | -1.024 | -322.3135 | 0 | 0 | 100% | 0% | 0% | 0% | 0% | 0%
LV Sub Generation Non-Intermittent | 2162.5011 | 3 | -22142.2731 | -22142.2731 | 0 | 0 | 0 | -1.0239 | -7380.7577 | -1.0239 | -16879.0931 | -4148.1404 | -1115.0396 | 76.23% | 18.73% | 5.036% | 0% | 0% | 0%
LV Sub HH Metered | 1313500.9228 | 1914 | 25328795.0907 | 15127747.7482 | 29772.27 | 9764706.14 | 406568.9324 | 1.9283 | 13233.4353 | 1.1517 | 13323501.8646 | 1452521.8605 | 351724.0231 | 88.07% | 9.602% | 2.325% | 0.1175% | 38.55% | 1.605% | 544480.1015 | 127451.076
LV Sub Medium Non-Domestic | 227402.4516 | 2026 | 4598834.0503 | 4404037.7971 | 194796.2532 | 0 | 0 | 2.0223 | 2269.9082 | 1.9367 | 4346087.9102 | 57949.8869 | 0 | 98.68% | 1.316% | 0% | 4.236% | 0% | 0%
LV UMS (Pseudo HH Metered) | 106729.4538 | 22 | 2195443.0087 | 2195443.0087 | 0 | 0 | 0 | 2.057 | 99792.864 | 2.057 | 1519645.982 | 471878.6649 | 203918.3617 | 69.22% | 21.49% | 9.288% | 0% | 0% | 0%
NHH UMS | 106729.4538 | 701 | 2195424.8647 | 2195424.8647 | 0 | 0 | 0 | 2.057 | 3131.8472 | 2.057 | 2195424.8647 | 0 | 0 | 100% | 0% | 0% | 0% | 0% | 0%
Small Non Domestic Off Peak (related MPAN) | 5765.1238 | 1188 | 11472.5964 | 11472.5964 | 0 | 0 | 0 | 0.199 | 9.6571 | 0.199 | 11472.5964 | 0 | 0 | 100% | 0% | 0% | 0% | 0% | 0%
Small Non Domestic Two Rate | 562529.0348 | 17554 | 10545453.6464 | 10336006.34 | 209447.3064 | 0 | 0 | 1.8747 | 600.7436 | 1.8374 | 9989662.7257 | 346343.6143 | 0 | 96.65% | 3.351% | 0% | 1.986% | 0% | 0%
Small Non Domestic Unrestricted | 1203804.9087 | 78180 | 29162037.5959 | 28229225.1079 | 932812.488 | 0 | 0 | 2.4225 | 373.0115 | 2.345 | 28229225.1079 | 0 | 0 | 100% | 0% | 0% | 3.199% | 0% | 0%
3803. Revenue summary by tariff component
Data sources:
x1 = 3802. All units (MWh) (in Revenue summary)
x2 = 3802. MPANs by tariff (in Volume forecasts for the charging year) (copy) (in Revenue summary)
x3 = 3802. Net revenues (£/year) (in Revenue summary)
x4 = 3802. Revenues from unit rates (£/year) (in Revenue summary)
x5 = 3802. Revenues from fixed charges (£/year) (in Revenue summary)
x6 = 3802. Revenues from capacity charges (£/year) (in Revenue summary)
x7 = 3802. Revenues from reactive power charges (£/year) (in Revenue summary)
Kind: | Cell summation | Cell summation | Cell summation | Cell summation | Cell summation | Cell summation | Cell summation
Formula: | =SUM(x1) | =SUM(x2) | =SUM(x3) | =SUM(x4) | =SUM(x5) | =SUM(x6) | =SUM(x7)
| Total units (MWh) | Total MPANs | Total net revenues (£/year) | Total net revenues from unit rates (£/year) | Total revenues from fixed charges (£/year) | Total revenues from capacity charges (£/year) | Total revenues from reactive power charges (£/year)
Revenue summary by tariff component | 14139672.7747 | 1483266.3333 | 291643200.3451 | 245795440.9762 | 15029187.0083 | 29549473.2599 | 1269099.1007

## Summary DNO4
CDCM model 100: Summary statistics |  | SP Distribution |  | Final 2011/12 (Oct 2011) |  | 1
3801. Workbook build options and main parameters
Include a 132kV/HV network level
Network model: 500 MW at time of GSP peak
Standing charges factors: 100/0/0 LV NHH, 100/100/20 network, 100/100/0 substation
Put some 132kV costs into HV capacity charges
Operating expenditure allocated by asset values
LV circuit costs by exit point for profile classes 1-4
Revenue matching by £/kW/year at transmission exit level
Scaler subject to capping of each tariff component to zero
Data sources:
x1 = 1010. Annuity proportion for customer-contributed assets (in Financial and general assumptions)
x2 = 3510. Net revenues by tariff from scaler (in Scaler)
x3 = 3607. Total net revenues (£/year) (in Revenue forecast summary)
x4 = 3402. Allowed revenue (£/year)
x5 = 3607. Deviation from target revenue (£/year) (in Workbook build options and main parameters) (in Revenue forecast summary)
Kind: | Copy cells | Cell summation | Cell-by-cell calculation | Cell-by-cell calculation
Formula: | = x1 | =SUM(x2) | =x3-x4 | =x5/x4
| Annuity proportion for customer-contributed assets | Total net revenues from scaler (£/year) | Deviation from target revenue (£/year) | Over/under recovery
Workbook build options and main parameters | 0 | 126111319.4068 | -18185.8051 | -0.005231%
3802. Revenue summary
Data sources:
x1 = 1053. Rate 1 units (MWh) by tariff (in Volume forecasts for the charging year)
x2 = 1053. Rate 2 units (MWh) by tariff (in Volume forecasts for the charging year)
x3 = 1053. Rate 3 units (MWh) by tariff (in Volume forecasts for the charging year)
x4 = 1053. MPANs by tariff (in Volume forecasts for the charging year)
x5 = 1010. Days in the charging period (in Financial and general assumptions)
x6 = 3605. Fixed charge p/MPAN/day (in Tariffs)
x7 = 3605. Capacity charge p/kVA/day (in Tariffs)
x8 = 1053. Import capacity (kVA) by tariff (in Volume forecasts for the charging year)
x9 = 3605. Unit rate 1 p/kWh (in Tariffs)
x10 = 3605. Unit rate 2 p/kWh (in Tariffs)
x11 = 3605. Unit rate 3 p/kWh (in Tariffs)
x12 = 3605. Reactive power charge p/kVArh (in Tariffs)
x13 = 1053. Reactive power units (MVArh) by tariff (in Volume forecasts for the charging year)
x14 = All units (MWh) (in Revenue summary)
x15 = Net revenues (£/year) (in Revenue summary)
x16 = MPANs by tariff (in Volume forecasts for the charging year) (copy) (in Revenue summary)
x17 = Revenues from unit rates (£/year) (in Revenue summary)
x18 = Net revenues from unit rate 1 (£/year) (in Revenue summary)
x19 = Net revenues from unit rate 2 (£/year) (in Revenue summary)
x20 = Net revenues from unit rate 3 (£/year) (in Revenue summary)
x21 = Revenues from fixed charges (£/year) (in Revenue summary)
x22 = Revenues from capacity charges (£/year) (in Revenue summary)
x23 = Revenues from reactive power charges (£/year) (in Revenue summary)
Kind: | Cell-by-cell calculation | Copy cells | Cell-by-cell calculation | Cell-by-cell calculation | Cell-by-cell calculation | Cell-by-cell calculation | Cell-by-cell calculation | Cell-by-cell calculation | Cell-by-cell calculation | Cell-by-cell calculation | Cell-by-cell calculation | Cell-by-cell calculation | Cell-by-cell calculation | Cell-by-cell calculation | Cell-by-cell calculation | Cell-by-cell calculation | Cell-by-cell calculation | Cell-by-cell calculation | Cell-by-cell calculation
Formula: | =x1+x2+x3 | = x4 | =0.01*x5*(x6*x4+x7*x8)+10*(x9*x1+x10*x2+x11*x3+x12*x13) | =10*(x9*x1+x10*x2+x11*x3) | =x6*x5*x4/100 | =x7*x5*x8/100 | =x12*x13*10 | =IF(x14<>0,0.1*x15/x14,"") | =IF(x16<>0,x15/x16,"") | =IF(x14<>0,0.1*x17/x14,0) | =x9*x1*10 | =x10*x2*10 | =x11*x3*10 | =IF(x17<>0,x18/x17,"") | =IF(x17<>0,x19/x17,"") | =IF(x17<>0,x20/x17,"") | =IF(x15<>0,x21/x15,"") | =IF(x15<>0,x22/x15,"") | =IF(x15<>0,x23/x15,"")
| All units (MWh) | MPANs | Net revenues (£/year) | Revenues from unit rates (£/year) | Revenues from fixed charges (£/year) | Revenues from capacity charges (£/year) | Revenues from reactive power charges (£/year) | Average p/kWh | Average £/MPAN/year | Average unit rate p/kWh | Net revenues from unit rate 1 (£/year) | Net revenues from unit rate 2 (£/year) | Net revenues from unit rate 3 (£/year) | Rate 1 revenue proportion | Rate 2 revenue proportion | Rate 3 revenue proportion | Fixed charge proportion | Capacity charge proportion | Reactive power charge proportion | Import capacity (kVA) | Reactive power units (MVArh)
> Domestic Off Peak (related MPAN)
> Domestic Two Rate
> Domestic Unrestricted
> HV Generation Intermittent
> HV Generation Non-Intermittent
> HV HH Metered
> HV Medium Non-Domestic
> HV Sub Generation Intermittent
> HV Sub Generation Non-Intermittent
> HV Sub HH Metered
> LV Generation Intermittent
> LV Generation NHH
> LV Generation Non-Intermittent
> LV HH Metered
> LV Medium Non-Domestic
> LV Sub Generation Intermittent
> LV Sub Generation NHH
> LV Sub Generation Non-Intermittent
> LV Sub HH Metered
> LV Sub Medium Non-Domestic
> LV UMS (Pseudo HH Metered)
> NHH UMS
> Small Non Domestic Off Peak (related MPAN)
> Small Non Domestic Two Rate
> Small Non Domestic Unrestricted
Domestic Off Peak (related MPAN) | 576824.903 | 133387 | 905615.0977 | 905615.0977 | 0 | 0 | 0 | 0.157 | 6.7894 | 0.157 | 905615.0977 | 0 | 0 | 100% | 0% | 0% | 0% | 0% | 0%
Domestic Two Rate | 1189985.4296 | 202458 | 21097941.997 | 18511864.9798 | 2586077.0172 | 0 | 0 | 1.773 | 104.209 | 1.5556 | 17179713.9278 | 1332151.0521 | 0 | 92.8% | 7.196% | 0% | 12.26% | 0% | 0%
Domestic Unrestricted | 5806504.8842 | 1640322 | 149856897.4643 | 128904408.4295 | 20952489.0348 | 0 | 0 | 2.5808 | 91.3582 | 2.22 | 128904408.4295 | 0 | 0 | 100% | 0% | 0% | 13.98% | 0% | 0%
HV Generation Intermittent | 365665.6051 | 25 | -1116358.7198 | -1129906.7198 | 5995.08 | 0 | 7552.92 | -0.30529 | -44654.3488 | -0.309 | -1129906.7198 | 0 | 0 | 100% | 0% | 0% | -0.537% | 0% | -0.6766% |  | 6684
HV Generation Non-Intermittent | 461318.7871 | 29 | -1429118.999 | -1436269.9118 | 6954.2928 | 0 | 196.62 | -0.30979 | -49279.9655 | -0.31134 | -1018868.6732 | -352632.0809 | -64769.1577 | 70.94% | 24.55% | 4.51% | -0.4866% | 0% | -0.01376% |  | 174
HV HH Metered | 4463542.955 | 1036 | 54193502.7303 | 31360695.8331 | 340196.7072 | 21938847.03 | 553763.16 | 1.2141 | 52310.3308 | 0.7026 | 23277413.2323 | 6974061.4417 | 1109221.1591 | 74.22% | 22.24% | 3.537% | 0.6277% | 40.48% | 1.022% | 1462005 | 339732
HV Medium Non-Domestic | 1084.8786 | 8 | 15753.0622 | 9454.9342 | 6298.128 | 0 | 0 | 1.4521 | 1969.1328 | 0.87152 | 9425.4255 | 29.5087 | 0 | 99.69% | 0.3121% | 0% | 39.98% | 0% | 0%
HV Sub Generation Intermittent | 0 | 0 | 0 | 0 | 0 | 0 | 0 |  |  | 0 | 0 | 0 | 0
HV Sub Generation Non-Intermittent | 0 | 0 | 0 | 0 | 0 | 0 | 0 |  |  | 0 | 0 | 0 | 0
HV Sub HH Metered | 0 | 0 | 0 | 0 | 0 | 0 | 0 |  |  | 0 | 0 | 0 | 0
LDNO HV: Domestic Off Peak (related MPAN) | 495.4451 | 115 | 274.6759 | 274.6759 | 0 | 0 | 0 | 0.05544 | 2.3885 | 0.05544 | 274.6759 | 0 | 0 | 100% | 0% | 0% | 0% | 0% | 0%
LDNO HV: Domestic Two Rate | 355.0769 | 51 | 2606.6501 | 2376.6107 | 230.0394 | 0 | 0 | 0.73411 | 51.1108 | 0.66932 | 2271.7507 | 104.86 | 0 | 95.59% | 4.412% | 0% | 8.825% | 0% | 0%
LDNO HV: Domestic Unrestricted | 36091.8662 | 9875 | 327477.6467 | 282935.7125 | 44541.9342 | 0 | 0 | 0.90734 | 33.1623 | 0.78393 | 282935.7125 | 0 | 0 | 100% | 0% | 0% | 13.6% | 0% | 0%
LDNO HV: HV Generation Intermittent | 0 | 0 | 0 | 0 | 0 | 0 | 0 |  |  | 0 | 0 | 0 | 0
LDNO HV: HV Generation Non-Intermittent | 0 | 0 | 0 | 0 | 0 | 0 | 0 |  |  | 0 | 0 | 0 | 0
LDNO HV: HV HH Metered | 10894.88 | 8 | 95480.2454 | 54502.784 | 1602.0952 | 39351.5085 | 23.8576 | 0.87638 | 11935.0307 | 0.50026 | 41722.1203 | 11339.3748 | 1441.289 | 76.55% | 20.81% | 2.644% | 1.678% | 41.21% | 0.02499% | 4300 | 24
LDNO HV: LV Generation Intermittent | 0 | 0 | 0 | 0 | 0 | 0 | 0 |  |  | 0 | 0 | 0 | 0
LDNO HV: LV Generation NHH | 0 | 0 | 0 | 0 | 0 | 0 | 0 |  |  | 0 | 0 | 0 | 0
LDNO HV: LV Generation Non-Intermittent | 0 | 0 | 0 | 0 | 0 | 0 | 0 |  |  | 0 | 0 | 0 | 0
LDNO HV: LV HH Metered | 34516.5807 | 75 | 252698.6305 | 175217.8731 | 1627.4906 | 72014.1184 | 3839.1484 | 0.73211 | 3369.3151 | 0.50763 | 123579.6172 | 46660.7827 | 4977.4731 | 70.53% | 26.63% | 2.841% | 0.644% | 28.5% | 1.519% | 28000 | 3600
LDNO HV: LV Medium Non-Domestic | 521.1012 | 12 | 2792.1181 | 2426.7227 | 365.3954 | 0 | 0 | 0.53581 | 232.6765 | 0.46569 | 2394.2723 | 32.4504 | 0 | 98.66% | 1.337% | 0% | 13.09% | 0% | 0%
LDNO HV: LV Sub Generation Intermittent | 0 | 0 | 0 | 0 | 0 | 0 | 0 |  |  | 0 | 0 | 0 | 0
LDNO HV: LV Sub Generation NHH | 0 | 0 | 0 | 0 | 0 | 0 | 0 |  |  | 0 | 0 | 0 | 0
LDNO HV: LV Sub Generation Non-Intermittent | 0 | 0 | 0 | 0 | 0 | 0 | 0 |  |  | 0 | 0 | 0 | 0
LDNO HV: LV Sub HH Metered | 0 | 0 | 0 | 0 | 0 | 0 | 0 |  |  | 0 | 0 | 0 | 0
LDNO HV: LV UMS (Pseudo HH Metered) | 0 | 0 | 0 | 0 | 0 | 0 | 0 |  |  | 0 | 0 | 0 | 0
LDNO HV: NHH UMS | 198.8365 | 35 | 1284.2075 | 1284.2075 | 0 | 0 | 0 | 0.64586 | 36.6916 | 0.64586 | 1284.2075 | 0 | 0 | 100% | 0% | 0% | 0% | 0% | 0%
LDNO HV: Small Non Domestic Off Peak (related MPAN) | 0 | 0 | 0 | 0 | 0 | 0 | 0 |  |  | 0 | 0 | 0 | 0
LDNO HV: Small Non Domestic Two Rate | 498.2848 | 4 | 3316.2471 | 3293.397 | 22.8501 | 0 | 0 | 0.66553 | 829.0618 | 0.66095 | 3106.1142 | 187.2828 | 0 | 94.31% | 5.687% | 0% | 0.689% | 0% | 0%
LDNO HV: Small Non Domestic Unrestricted | 8030.9901 | 387 | 58305.3223 | 56094.5716 | 2210.7507 | 0 | 0 | 0.726 | 150.6597 | 0.69848 | 56094.5716 | 0 | 0 | 100% | 0% | 0% | 3.792% | 0% | 0%
LDNO LV: Domestic Off Peak (related MPAN) | 284.692 | 73 | 311.1907 | 311.1907 | 0 | 0 | 0 | 0.10931 | 4.2629 | 0.10931 | 311.1907 | 0 | 0 | 100% | 0% | 0% | 0% | 0% | 0%
LDNO LV: Domestic Two Rate | 213.4868 | 34 | 2961.6928 | 2659.3239 | 302.3689 | 0 | 0 | 1.3873 | 87.1086 | 1.2457 | 2521.8555 | 137.4684 | 0 | 94.83% | 5.169% | 0% | 10.21% | 0% | 0%
LDNO LV: Domestic Unrestricted | 29529.8646 | 9167 | 537945.5468 | 456421.5513 | 81523.9956 | 0 | 0 | 1.8217 | 58.6828 | 1.5456 | 456421.5513 | 0 | 0 | 100% | 0% | 0% | 15.15% | 0% | 0%
LDNO LV: LV Generation Intermittent | 0 | 0 | 0 | 0 | 0 | 0 | 0 |  |  | 0 | 0 | 0 | 0
LDNO LV: LV Generation NHH | 0 | 0 | 0 | 0 | 0 | 0 | 0 |  |  | 0 | 0 | 0 | 0
LDNO LV: LV Generation Non-Intermittent | 0 | 0 | 0 | 0 | 0 | 0 | 0 |  |  | 0 | 0 | 0 | 0
LDNO LV: LV HH Metered | 0 | 0 | 0 | 0 | 0 | 0 | 0 |  |  | 0 | 0 | 0 | 0
LDNO LV: LV Medium Non-Domestic | 179.7497 | 54 | 5095.8546 | 1853.938 | 3241.9166 | 0 | 0 | 2.835 | 94.3677 | 1.0314 | 1852.236 | 1.702 | 0 | 99.91% | 0.0918% | 0% | 63.62% | 0% | 0%
LDNO LV: LV UMS (Pseudo HH Metered) | 0 | 0 | 0 | 0 | 0 | 0 | 0 |  |  | 0 | 0 | 0 | 0
LDNO LV: NHH UMS | 140.0311 | 2 | 1783.1587 | 1783.1587 | 0 | 0 | 0 | 1.2734 | 891.5793 | 1.2734 | 1783.1587 | 0 | 0 | 100% | 0% | 0% | 0% | 0% | 0%
LDNO LV: Small Non Domestic Off Peak (related MPAN) | 0 | 0 | 0 | 0 | 0 | 0 | 0 |  |  | 0 | 0 | 0 | 0
LDNO LV: Small Non Domestic Two Rate | 0 | 0 | 0 | 0 | 0 | 0 | 0 |  |  | 0 | 0 | 0 | 0
LDNO LV: Small Non Domestic Unrestricted | 2241.1411 | 253 | 33713.1892 | 30863.6437 | 2849.5455 | 0 | 0 | 1.5043 | 133.2537 | 1.3771 | 30863.6437 | 0 | 0 | 100% | 0% | 0% | 8.452% | 0% | 0%
LV Generation Intermittent | 1916.1842 | 5 | -11522.382 | -11880.342 | 0 | 0 | 357.96 | -0.60132 | -2304.4764 | -0.62 | -11880.342 | 0 | 0 | 100% | 0% | 0% | 0% | 0% | -3.107% |  | 228
LV Generation NHH | 316.8032 | 23 | -1964.1799 | -1964.1799 | 0 | 0 | 0 | -0.62 | -85.3991 | -0.62 | -1964.1799 | 0 | 0 | 100% | 0% | 0% | 0% | 0% | 0%
LV Generation Non-Intermittent | 522.8566 | 4 | -3280.5276 | -3280.716 | 0 | 0 | 0.1884 | -0.62742 | -820.1319 | -0.62746 | -2021.5728 | -1093.816 | -165.3273 | 61.62% | 33.34% | 5.039% | 0% | 0% | -0.005743% |  | 0.12
LV HH Metered | 2910262.7133 | 5172 | 47791758.5961 | 37744456.8687 | 317826.6408 | 8884648.2066 | 844826.88 | 1.6422 | 9240.4792 | 1.2969 | 25664202.5079 | 10802493.4233 | 1277760.9375 | 67.99% | 28.62% | 3.385% | 0.665% | 18.59% | 1.768% | 1219849 | 279744
LV Medium Non-Domestic | 1008366.1605 | 8651 | 15632390.2265 | 14886417.9569 | 745972.2696 | 0 | 0 | 1.5503 | 1807.0038 | 1.4763 | 14867538.4606 | 18879.4963 | 0 | 99.87% | 0.1268% | 0% | 4.772% | 0% | 0%
LV Sub Generation Intermittent | 0 | 0 | 0 | 0 | 0 | 0 | 0 |  |  | 0 | 0 | 0 | 0
LV Sub Generation NHH | 0 | 0 | 0 | 0 | 0 | 0 | 0 |  |  | 0 | 0 | 0 | 0
LV Sub Generation Non-Intermittent | 0 | 0 | 0 | 0 | 0 | 0 | 0 |  |  | 0 | 0 | 0 | 0
LV Sub HH Metered | 373.8318 | 1 | 8059.5655 | 3629.1217 | 21.7038 | 4381.02 | 27.72 | 2.1559 | 8059.5655 | 0.97079 | 2692.6994 | 824.157 | 112.2653 | 74.2% | 22.71% | 3.093% | 0.2693% | 54.36% | 0.3439% | 315 | 12
LV Sub Medium Non-Domestic | 0 | 0 | 0 | 0 | 0 | 0 | 0 |  |  | 0 | 0 | 0 | 0
LV UMS (Pseudo HH Metered) | 114730.2236 | 6 | 1962818.8384 | 1962818.8384 | 0 | 0 | 0 | 1.7108 | 327136.4731 | 1.7108 | 1187288.5328 | 396730.1795 | 378800.1262 | 60.49% | 20.21% | 19.3% | 0% | 0% | 0%
NHH UMS | 315540.7997 | 5004 | 5771241.2272 | 5771241.2272 | 0 | 0 | 0 | 1.829 | 1153.3256 | 1.829 | 5771241.2272 | 0 | 0 | 100% | 0% | 0% | 0% | 0% | 0%
Small Non Domestic Off Peak (related MPAN) | 154605.0315 | 11564 | 1147169.3337 | 1147169.3337 | 0 | 0 | 0 | 0.742 | 99.2018 | 0.742 | 1147169.3337 | 0 | 0 | 100% | 0% | 0% | 0% | 0% | 0%
Small Non Domestic Two Rate | 433234.1137 | 17847 | 6932896.4077 | 6644181.9193 | 288714.4884 | 0 | 0 | 1.6003 | 388.4628 | 1.5336 | 6001622.2651 | 642559.6542 | 0 | 90.33% | 9.671% | 0% | 4.164% | 0% | 0%
Small Non Domestic Unrestricted | 1820007.4573 | 99388 | 37607567.0594 | 35999747.5058 | 1607819.5536 | 0 | 0 | 2.0663 | 378.3914 | 1.978 | 35999747.5058 | 0 | 0 | 100% | 0% | 0% | 4.275% | 0% | 0%
3803. Revenue summary by tariff component
Data sources:
x1 = 3802. All units (MWh) (in Revenue summary)
x2 = 3802. MPANs by tariff (in Volume forecasts for the charging year) (copy) (in Revenue summary)
x3 = 3802. Net revenues (£/year) (in Revenue summary)
x4 = 3802. Revenues from unit rates (£/year) (in Revenue summary)
x5 = 3802. Revenues from fixed charges (£/year) (in Revenue summary)
x6 = 3802. Revenues from capacity charges (£/year) (in Revenue summary)
x7 = 3802. Revenues from reactive power charges (£/year) (in Revenue summary)
Kind: | Cell summation | Cell summation | Cell summation | Cell summation | Cell summation | Cell summation | Cell summation
Formula: | =SUM(x1) | =SUM(x2) | =SUM(x3) | =SUM(x4) | =SUM(x5) | =SUM(x6) | =SUM(x7)
| Total units (MWh) | Total MPANs | Total net revenues (£/year) | Total net revenues from unit rates (£/year) | Total revenues from fixed charges (£/year) | Total revenues from capacity charges (£/year) | Total revenues from reactive power charges (£/year)
Revenue summary by tariff component | 19748995.645 | 2145075 | 341687413.174 | 282340699.5378 | 26996883.2984 | 30939241.8835 | 1410588.4544

## Summary DNO3
CDCM model 100: Summary statistics |  | Electricity North West |  | 2011/12 |  | October 2011 Finals
3801. Workbook build options and main parameters
Include a 132kV/HV network level
Network model: 500 MW at time of GSP peak
Standing charges factors: 100/0/0 LV NHH, 100/100/20 network, 100/100/0 substation
Put some 132kV costs into HV capacity charges
Operating expenditure allocated by asset values
LV circuit costs by exit point for profile classes 1-4
Revenue matching by £/kW/year at transmission exit level
Scaler subject to capping of each tariff component to zero
Data sources:
x1 = 1010. Annuity proportion for customer-contributed assets (in Financial and general assumptions)
x2 = 3510. Net revenues by tariff from scaler (in Scaler)
x3 = 3607. Total net revenues (£/year) (in Revenue forecast summary)
x4 = 3402. Allowed revenue (£/year)
x5 = 3607. Deviation from target revenue (£/year) (in Workbook build options and main parameters) (in Revenue forecast summary)
Kind: | Copy cells | Cell summation | Cell-by-cell calculation | Cell-by-cell calculation
Formula: | = x1 | =SUM(x2) | =x3-x4 | =x5/x4
| Annuity proportion for customer-contributed assets | Total net revenues from scaler (£/year) | Deviation from target revenue (£/year) | Over/under recovery
Workbook build options and main parameters | 0 | 42183421.0919 | -34848.131 | -0.009725%
3802. Revenue summary
Data sources:
x1 = 1053. Rate 1 units (MWh) by tariff (in Volume forecasts for the charging year)
x2 = 1053. Rate 2 units (MWh) by tariff (in Volume forecasts for the charging year)
x3 = 1053. Rate 3 units (MWh) by tariff (in Volume forecasts for the charging year)
x4 = 1053. MPANs by tariff (in Volume forecasts for the charging year)
x5 = 1010. Days in the charging period (in Financial and general assumptions)
x6 = 3605. Fixed charge p/MPAN/day (in Tariffs)
x7 = 3605. Capacity charge p/kVA/day (in Tariffs)
x8 = 1053. Import capacity (kVA) by tariff (in Volume forecasts for the charging year)
x9 = 3605. Unit rate 1 p/kWh (in Tariffs)
x10 = 3605. Unit rate 2 p/kWh (in Tariffs)
x11 = 3605. Unit rate 3 p/kWh (in Tariffs)
x12 = 3605. Reactive power charge p/kVArh (in Tariffs)
x13 = 1053. Reactive power units (MVArh) by tariff (in Volume forecasts for the charging year)
x14 = All units (MWh) (in Revenue summary)
x15 = Net revenues (£/year) (in Revenue summary)
x16 = MPANs by tariff (in Volume forecasts for the charging year) (copy) (in Revenue summary)
x17 = Revenues from unit rates (£/year) (in Revenue summary)
x18 = Net revenues from unit rate 1 (£/year) (in Revenue summary)
x19 = Net revenues from unit rate 2 (£/year) (in Revenue summary)
x20 = Net revenues from unit rate 3 (£/year) (in Revenue summary)
x21 = Revenues from fixed charges (£/year) (in Revenue summary)
x22 = Revenues from capacity charges (£/year) (in Revenue summary)
x23 = Revenues from reactive power charges (£/year) (in Revenue summary)
Kind: | Cell-by-cell calculation | Copy cells | Cell-by-cell calculation | Cell-by-cell calculation | Cell-by-cell calculation | Cell-by-cell calculation | Cell-by-cell calculation | Cell-by-cell calculation | Cell-by-cell calculation | Cell-by-cell calculation | Cell-by-cell calculation | Cell-by-cell calculation | Cell-by-cell calculation | Cell-by-cell calculation | Cell-by-cell calculation | Cell-by-cell calculation | Cell-by-cell calculation | Cell-by-cell calculation | Cell-by-cell calculation
Formula: | =x1+x2+x3 | = x4 | =0.01*x5*(x6*x4+x7*x8)+10*(x9*x1+x10*x2+x11*x3+x12*x13) | =10*(x9*x1+x10*x2+x11*x3) | =x6*x5*x4/100 | =x7*x5*x8/100 | =x12*x13*10 | =IF(x14<>0,0.1*x15/x14,"") | =IF(x16<>0,x15/x16,"") | =IF(x14<>0,0.1*x17/x14,0) | =x9*x1*10 | =x10*x2*10 | =x11*x3*10 | =IF(x17<>0,x18/x17,"") | =IF(x17<>0,x19/x17,"") | =IF(x17<>0,x20/x17,"") | =IF(x15<>0,x21/x15,"") | =IF(x15<>0,x22/x15,"") | =IF(x15<>0,x23/x15,"")
| All units (MWh) | MPANs | Net revenues (£/year) | Revenues from unit rates (£/year) | Revenues from fixed charges (£/year) | Revenues from capacity charges (£/year) | Revenues from reactive power charges (£/year) | Average p/kWh | Average £/MPAN/year | Average unit rate p/kWh | Net revenues from unit rate 1 (£/year) | Net revenues from unit rate 2 (£/year) | Net revenues from unit rate 3 (£/year) | Rate 1 revenue proportion | Rate 2 revenue proportion | Rate 3 revenue proportion | Fixed charge proportion | Capacity charge proportion | Reactive power charge proportion | Import capacity (kVA) | Reactive power units (MVArh)
> Domestic Off Peak (related MPAN)
> Domestic Two Rate
> Domestic Unrestricted
> HV Generation Intermittent
> HV Generation Non-Intermittent
> HV HH Metered
> HV Medium Non-Domestic
> HV Sub Generation Intermittent
> HV Sub Generation Non-Intermittent
> HV Sub HH Metered
> LV Generation Intermittent
> LV Generation NHH
> LV Generation Non-Intermittent
> LV HH Metered
> LV Medium Non-Domestic
> LV Sub Generation Intermittent
> LV Sub Generation NHH
> LV Sub Generation Non-Intermittent
> LV Sub HH Metered
> LV Sub Medium Non-Domestic
> LV UMS (Pseudo HH Metered)
> NHH UMS
> Small Non Domestic Off Peak (related MPAN)
> Small Non Domestic Two Rate
> Small Non Domestic Unrestricted
Domestic Off Peak (related MPAN) | 38996.5042 | 8946 | 91251.8197 | 91251.8197 | 0 | 0 | 0 | 0.234 | 10.2003 | 0.234 | 91251.8197 | 0 | 0 | 100% | 0% | 0% | 0% | 0% | 0%
Domestic Two Rate | 1425314.1396 | 202625 | 19529475.0179 | 17200827.4679 | 2328647.55 | 0 | 0 | 1.3702 | 96.3824 | 1.2068 | 15434502.5568 | 1766324.9111 | 0 | 89.73% | 10.27% | 0% | 11.92% | 0% | 0%
Domestic Unrestricted | 7231682.1853 | 1966935 | 170420387.6609 | 147815583.8669 | 22604803.794 | 0 | 0 | 2.3566 | 86.6426 | 2.044 | 147815583.8669 | 0 | 0 | 100% | 0% | 0% | 13.26% | 0% | 0%
HV Generation Intermittent | 71205.634 | 33 | -290460.4667 | -291231.0431 | 770.5764 | 0 | 0 | -0.40792 | -8801.8323 | -0.409 | -291231.0431 | 0 | 0 | 100% | 0% | 0% | -0.2653% | 0% | 0%
HV Generation Non-Intermittent | 492802.873 | 88 | -2023784.2365 | -2025839.1069 | 2054.8704 | 0 | 0 | -0.41067 | -22997.5481 | -0.41109 | -1260464.4902 | -575510.5696 | -189864.0471 | 62.22% | 28.41% | 9.372% | -0.1015% | 0% | 0%
HV HH Metered | 5019789.4913 | 1999 | 49929657.1153 | 27508611.462 | 615157.8672 | 21113341.4468 | 692546.3393 | 0.99466 | 24977.3172 | 0.548 | 17911609.075 | 7831649.8735 | 1765352.5136 | 65.11% | 28.47% | 6.417% | 1.232% | 42.29% | 1.387% | 1797094.245 | 501845.1734
HV Medium Non-Domestic | 11445.2 | 80 | 119918.5229 | 59783.2589 | 60135.264 | 0 | 0 | 1.0478 | 1498.9815 | 0.52234 | 58641.3598 | 1141.899 | 0 | 98.09% | 1.91% | 0% | 50.15% | 0% | 0%
HV Sub Generation Intermittent | 0 | 0 | 0 | 0 | 0 | 0 | 0 |  |  | 0 | 0 | 0 | 0
HV Sub Generation Non-Intermittent | 796.701 | 5 | -1879.6232 | -1996.3772 | 116.754 | 0 | 0 | -0.23593 | -375.9246 | -0.25058 | -292.2074 | -1656.2887 | -47.881 | 14.64% | 82.96% | 2.398% | -6.212% | 0% | 0%
HV Sub HH Metered | 1028263.5167 | 31 | 6591849.2786 | 4236067.2877 | 11124.753 | 2258571.0916 | 86086.1464 | 0.64107 | 212640.2993 | 0.41196 | 2939229.5666 | 1104871.2052 | 191966.5159 | 69.39% | 26.08% | 4.532% | 0.1688% | 34.26% | 1.306% | 280498.1485 | 79709.3948
LDNO HV: Domestic Off Peak (related MPAN) | 0 | 0 | 0 | 0 | 0 | 0 | 0 |  |  | 0 | 0 | 0 | 0
LDNO HV: Domestic Two Rate | 1319.628 | 346 | 12066.7006 | 10286.077 | 1780.6236 | 0 | 0 | 0.9144 | 34.8749 | 0.77947 | 9896.3384 | 389.7386 | 0 | 96.21% | 3.789% | 0% | 14.76% | 0% | 0%
LDNO HV: Domestic Unrestricted | 3558.816 | 1221.8667 | 38862.1533 | 32574.0474 | 6288.1059 | 0 | 0 | 1.092 | 31.8056 | 0.91531 | 32574.0474 | 0 | 0 | 100% | 0% | 0% | 16.18% | 0% | 0%
LDNO HV: HV Generation Intermittent | 0 | 0 | 0 | 0 | 0 | 0 | 0 |  |  | 0 | 0 | 0 | 0
LDNO HV: HV Generation Non-Intermittent | 0 | 0 | 0 | 0 | 0 | 0 | 0 |  |  | 0 | 0 | 0 | 0
LDNO HV: HV HH Metered | 0 | 0 | 0 | 0 | 0 | 0 | 0 |  |  | 0 | 0 | 0 | 0 | [6 empty] | 0
LDNO HV: LV Generation Intermittent | 0 | 0 | 0 | 0 | 0 | 0 | 0 |  |  | 0 | 0 | 0 | 0
LDNO HV: LV Generation NHH | 0 | 0 | 0 | 0 | 0 | 0 | 0 |  |  | 0 | 0 | 0 | 0
LDNO HV: LV Generation Non-Intermittent | 0 | 0 | 0 | 0 | 0 | 0 | 0 |  |  | 0 | 0 | 0 | 0
LDNO HV: LV HH Metered | 1250.8764 | 5 | 5196.1425 | 5102.3125 | 93.83 | 0 | 0 | 0.4154 | 1039.2285 | 0.4079 | 3246.9888 | 1642.4683 | 212.8554 | 63.64% | 32.19% | 4.172% | 1.806% | 0% | 0% | 0
LDNO HV: LV Medium Non-Domestic | 0 | 0 | 0 | 0 | 0 | 0 | 0 |  |  | 0 | 0 | 0 | 0
LDNO HV: LV Sub Generation Intermittent | 0 | 0 | 0 | 0 | 0 | 0 | 0 |  |  | 0 | 0 | 0 | 0
LDNO HV: LV Sub Generation NHH | 0 | 0 | 0 | 0 | 0 | 0 | 0 |  |  | 0 | 0 | 0 | 0
LDNO HV: LV Sub Generation Non-Intermittent | 0 | 0 | 0 | 0 | 0 | 0 | 0 |  |  | 0 | 0 | 0 | 0
LDNO HV: LV Sub HH Metered | 0 | 0 | 0 | 0 | 0 | 0 | 0 |  |  | 0 | 0 | 0 | 0 | [6 empty] | 0
LDNO HV: LV UMS (Pseudo HH Metered) | 0 | 0 | 0 | 0 | 0 | 0 | 0 |  |  | 0 | 0 | 0 | 0
LDNO HV: NHH UMS | 43.776 | 4 | 526.7312 | 526.7312 | 0 | 0 | 0 | 1.2032 | 131.6828 | 1.2032 | 526.7312 | 0 | 0 | 100% | 0% | 0% | 0% | 0% | 0%
LDNO HV: Small Non Domestic Off Peak (related MPAN) | 0 | 0 | 0 | 0 | 0 | 0 | 0 |  |  | 0 | 0 | 0 | 0
LDNO HV: Small Non Domestic Two Rate | 36.684 | 2 | 333.5047 | 323.2121 | 10.2926 | 0 | 0 | 0.90913 | 166.7524 | 0.88107 | 316.9311 | 6.281 | 0 | 98.06% | 1.943% | 0% | 3.086% | 0% | 0%
LDNO HV: Small Non Domestic Unrestricted | 656.916 | 54.0667 | 4784.8946 | 4506.6507 | 278.2439 | 0 | 0 | 0.72839 | 88.4999 | 0.68603 | 4506.6507 | 0 | 0 | 100% | 0% | 0% | 5.815% | 0% | 0%
LDNO LV: Domestic Off Peak (related MPAN) | 0 | 0 | 0 | 0 | 0 | 0 | 0 |  |  | 0 | 0 | 0 | 0
LDNO LV: Domestic Two Rate | 75.96 | 18 | 830.6029 | 686.3144 | 144.2885 | 0 | 0 | 1.0935 | 46.1446 | 0.90352 | 625.7501 | 60.5643 | 0 | 91.18% | 8.825% | 0% | 17.37% | 0% | 0%
LDNO LV: Domestic Unrestricted | 6746.952 | 2528.8 | 116462.5141 | 96191.58 | 20270.9341 | 0 | 0 | 1.7262 | 46.0545 | 1.4257 | 96191.58 | 0 | 0 | 100% | 0% | 0% | 17.41% | 0% | 0%
LDNO LV: LV Generation Intermittent | 0 | 0 | 0 | 0 | 0 | 0 | 0 |  |  | 0 | 0 | 0 | 0
LDNO LV: LV Generation NHH | 0 | 0 | 0 | 0 | 0 | 0 | 0 |  |  | 0 | 0 | 0 | 0
LDNO LV: LV Generation Non-Intermittent | 0 | 0 | 0 | 0 | 0 | 0 | 0 |  |  | 0 | 0 | 0 | 0
LDNO LV: LV HH Metered | 0 | 0 | 0 | 0 | 0 | 0 | 0 |  |  | 0 | 0 | 0 | 0 | [6 empty] | 0
LDNO LV: LV Medium Non-Domestic | 0 | 0 | 0 | 0 | 0 | 0 | 0 |  |  | 0 | 0 | 0 | 0
LDNO LV: LV UMS (Pseudo HH Metered) | 0 | 0 | 0 | 0 | 0 | 0 | 0 |  |  | 0 | 0 | 0 | 0
LDNO LV: NHH UMS | 26.448 | 11 | 495.6887 | 495.6887 | 0 | 0 | 0 | 1.8742 | 45.0626 | 1.8742 | 495.6887 | 0 | 0 | 100% | 0% | 0% | 0% | 0% | 0%
LDNO LV: Small Non Domestic Off Peak (related MPAN) | 0 | 0 | 0 | 0 | 0 | 0 | 0 |  |  | 0 | 0 | 0 | 0
LDNO LV: Small Non Domestic Two Rate | 10.332 | 1.4333 | 135.9553 | 124.4657 | 11.4896 | 0 | 0 | 1.3159 | 94.8525 | 1.2047 | 119.7866 | 4.679 | 0 | 96.24% | 3.759% | 0% | 8.451% | 0% | 0%
LDNO LV: Small Non Domestic Unrestricted | 419.088 | 52.1 | 4895.9284 | 4478.2933 | 417.6351 | 0 | 0 | 1.1682 | 93.9718 | 1.0686 | 4478.2933 | 0 | 0 | 100% | 0% | 0% | 8.53% | 0% | 0%
LV Generation Intermittent | 385.752 | 1 | -3271.177 | -3271.177 | 0 | 0 | 0 | -0.848 | -3271.177 | -0.848 | -3271.177 | 0 | 0 | 100% | 0% | 0% | 0% | 0% | 0%
LV Generation NHH | 0.33 | 65 | -2.7984 | -2.7984 | 0 | 0 | 0 | -0.848 | -0.043052 | -0.848 | -2.7984 | 0 | 0 | 100% | 0% | 0% | 0% | 0% | 0%
LV Generation Non-Intermittent | 628.9398 | 5 | -5554.7496 | -5554.7496 | 0 | 0 | 0 | -0.88319 | -1110.9499 | -0.88319 | -3250.5988 | -1777.1107 | -527.0401 | 58.52% | 31.99% | 9.488% | 0% | 0% | 0%
LV HH Metered | 1561574.1583 | 4752 | 21986905.5692 | 12980210.413 | 199142.064 | 8527490.527 | 280062.5652 | 1.408 | 4626.8741 | 0.83123 | 7724795.0463 | 4655302.4177 | 600112.949 | 59.51% | 35.86% | 4.623% | 0.9057% | 38.78% | 1.274% | 739655.6967 | 137285.5712
LV Medium Non-Domestic | 1316799.0181 | 11309 | 15241310.1425 | 14373342.1307 | 867968.0118 | 0 | 0 | 1.1575 | 1347.7151 | 1.0915 | 14064207.7918 | 309134.3389 | 0 | 97.85% | 2.151% | 0% | 5.695% | 0% | 0%
LV Sub Generation Intermittent | 5.5 | 1 | -36.96 | -36.96 | 0 | 0 | 0 | -0.672 | -36.96 | -0.672 | -36.96 | 0 | 0 | 100% | 0% | 0% | 0% | 0% | 0%
LV Sub Generation NHH | 0 | 0 | 0 | 0 | 0 | 0 | 0 |  |  | 0 | 0 | 0 | 0
LV Sub Generation Non-Intermittent | 51.1999 | 4 | -254.8666 | -254.8666 | 0 | 0 | 0 | -0.49779 | -63.7167 | -0.49779 | -166.347 | -44.0227 | -44.4969 | 65.27% | 17.27% | 17.46% | 0% | 0% | 0%
LV Sub HH Metered | 1314153.0417 | 1852 | 19826522.4166 | 11285859.5881 | 262727.6832 | 8049176.5636 | 228758.5817 | 1.5087 | 10705.4657 | 0.85879 | 6537598.6141 | 4099232.3264 | 649028.6476 | 57.93% | 36.32% | 5.751% | 1.325% | 40.6% | 1.154% | 635615.1934 | 114379.2909
LV Sub Medium Non-Domestic | 59029.2819 | 399 | 628689.7687 | 530452.6969 | 98237.0718 | 0 | 0 | 1.065 | 1575.6636 | 0.89863 | 516823.5915 | 13629.1054 | 0 | 97.43% | 2.569% | 0% | 15.63% | 0% | 0%
LV UMS (Pseudo HH Metered) | 281858.75 | 25 | 7698926.6589 | 7698926.6589 | 0 | 0 | 0 | 2.7315 | 307957.0664 | 2.7315 | 2413951.0785 | 2297658.9768 | 2987316.6035 | 31.35% | 29.84% | 38.8% | 0% | 0% | 0%
NHH UMS | 43674.9 | 656 | 1173544.563 | 1173544.563 | 0 | 0 | 0 | 2.687 | 1788.9399 | 2.687 | 1173544.563 | 0 | 0 | 100% | 0% | 0% | 0% | 0% | 0%
Small Non Domestic Off Peak (related MPAN) | 35214.1044 | 5344 | 82401.0044 | 82401.0044 | 0 | 0 | 0 | 0.234 | 15.4193 | 0.234 | 82401.0044 | 0 | 0 | 100% | 0% | 0% | 0% | 0% | 0%
Small Non Domestic Two Rate | 767639.902 | 30727 | 11231889.3711 | 10878762.3963 | 353126.9748 | 0 | 0 | 1.4632 | 365.5381 | 1.4172 | 10116265.6813 | 762496.715 | 0 | 92.99% | 7.009% | 0% | 3.144% | 0% | 0%
Small Non Domestic Unrestricted | 1747528.5647 | 118433 | 28133217.0208 | 26772137.6116 | 1361079.4092 | 0 | 0 | 1.6099 | 237.5454 | 1.532 | 26772137.6116 | 0 | 0 | 100% | 0% | 0% | 4.838% | 0% | 0%
3803. Revenue summary by tariff component
Data sources:
x1 = 3802. All units (MWh) (in Revenue summary)
x2 = 3802. MPANs by tariff (in Volume forecasts for the charging year) (copy) (in Revenue summary)
x3 = 3802. Net revenues (£/year) (in Revenue summary)
x4 = 3802. Revenues from unit rates (£/year) (in Revenue summary)
x5 = 3802. Revenues from fixed charges (£/year) (in Revenue summary)
x6 = 3802. Revenues from capacity charges (£/year) (in Revenue summary)
x7 = 3802. Revenues from reactive power charges (£/year) (in Revenue summary)
Kind: | Cell summation | Cell summation | Cell summation | Cell summation | Cell summation | Cell summation | Cell summation
Formula: | =SUM(x1) | =SUM(x2) | =SUM(x3) | =SUM(x4) | =SUM(x5) | =SUM(x6) | =SUM(x7)
| Total units (MWh) | Total MPANs | Total net revenues (£/year) | Total net revenues from unit rates (£/year) | Total revenues from fixed charges (£/year) | Total revenues from capacity charges (£/year) | Total revenues from reactive power charges (£/year)
Revenue summary by tariff component | 22462985.1644 | 2358559.2667 | 350545291.869 | 280514870.5202 | 28794388.0873 | 39948579.6289 | 1287453.6326

## Summary DNO2
CDCM model 100: Summary statistics |  | WPD South Wales |  | 2011/12 |  | model version 2441 April 2011 Price Change
3801. Workbook build options and main parameters
Include a 132kV/HV network level
Network model: 500 MW at time of GSP peak
Standing charges factors: 100/0/0 LV NHH, 100/100/20 network, 100/100/0 substation
Put some 132kV costs into HV capacity charges
Operating expenditure allocated by asset values
LV circuit costs by exit point for profile classes 1-4
Revenue matching by £/kW/year at transmission exit level
Scaler subject to capping of each tariff component to zero
Data sources:
x1 = 1010. Annuity proportion for customer-contributed assets (in Financial and general assumptions)
x2 = 3510. Net revenues by tariff from scaler (in Scaler)
x3 = 3607. Total net revenues (£/year) (in Revenue forecast summary)
x4 = 3402. Allowed revenue (£/year)
x5 = 3607. Deviation from target revenue (£/year) (in Workbook build options and main parameters) (in Revenue forecast summary)
Kind: | Copy cells | Cell summation | Cell-by-cell calculation | Cell-by-cell calculation
Formula: | = x1 | =SUM(x2) | =x3-x4 | =x5/x4
| Annuity proportion for customer-contributed assets | Total net revenues from scaler (£/year) | Deviation from target revenue (£/year) | Over/under recovery
Workbook build options and main parameters | 0 | 93074260.7768 | 8903.7847 | 0.004005%
3802. Revenue summary
Data sources:
x1 = 1053. Rate 1 units (MWh) by tariff (in Volume forecasts for the charging year)
x2 = 1053. Rate 2 units (MWh) by tariff (in Volume forecasts for the charging year)
x3 = 1053. Rate 3 units (MWh) by tariff (in Volume forecasts for the charging year)
x4 = 1053. MPANs by tariff (in Volume forecasts for the charging year)
x5 = 1010. Days in the charging period (in Financial and general assumptions)
x6 = 3605. Fixed charge p/MPAN/day (in Tariffs)
x7 = 3605. Capacity charge p/kVA/day (in Tariffs)
x8 = 1053. Import capacity (kVA) by tariff (in Volume forecasts for the charging year)
x9 = 3605. Unit rate 1 p/kWh (in Tariffs)
x10 = 3605. Unit rate 2 p/kWh (in Tariffs)
x11 = 3605. Unit rate 3 p/kWh (in Tariffs)
x12 = 3605. Reactive power charge p/kVArh (in Tariffs)
x13 = 1053. Reactive power units (MVArh) by tariff (in Volume forecasts for the charging year)
x14 = All units (MWh) (in Revenue summary)
x15 = Net revenues (£/year) (in Revenue summary)
x16 = MPANs by tariff (in Volume forecasts for the charging year) (copy) (in Revenue summary)
x17 = Revenues from unit rates (£/year) (in Revenue summary)
x18 = Net revenues from unit rate 1 (£/year) (in Revenue summary)
x19 = Net revenues from unit rate 2 (£/year) (in Revenue summary)
x20 = Net revenues from unit rate 3 (£/year) (in Revenue summary)
x21 = Revenues from fixed charges (£/year) (in Revenue summary)
x22 = Revenues from capacity charges (£/year) (in Revenue summary)
x23 = Revenues from reactive power charges (£/year) (in Revenue summary)
Kind: | Cell-by-cell calculation | Copy cells | Cell-by-cell calculation | Cell-by-cell calculation | Cell-by-cell calculation | Cell-by-cell calculation | Cell-by-cell calculation | Cell-by-cell calculation | Cell-by-cell calculation | Cell-by-cell calculation | Cell-by-cell calculation | Cell-by-cell calculation | Cell-by-cell calculation | Cell-by-cell calculation | Cell-by-cell calculation | Cell-by-cell calculation | Cell-by-cell calculation | Cell-by-cell calculation | Cell-by-cell calculation
Formula: | =x1+x2+x3 | = x4 | =0.01*x5*(x6*x4+x7*x8)+10*(x9*x1+x10*x2+x11*x3+x12*x13) | =10*(x9*x1+x10*x2+x11*x3) | =x6*x5*x4/100 | =x7*x5*x8/100 | =x12*x13*10 | =IF(x14<>0,0.1*x15/x14,"") | =IF(x16<>0,x15/x16,"") | =IF(x14<>0,0.1*x17/x14,0) | =x9*x1*10 | =x10*x2*10 | =x11*x3*10 | =IF(x17<>0,x18/x17,"") | =IF(x17<>0,x19/x17,"") | =IF(x17<>0,x20/x17,"") | =IF(x15<>0,x21/x15,"") | =IF(x15<>0,x22/x15,"") | =IF(x15<>0,x23/x15,"")
| All units (MWh) | MPANs | Net revenues (£/year) | Revenues from unit rates (£/year) | Revenues from fixed charges (£/year) | Revenues from capacity charges (£/year) | Revenues from reactive power charges (£/year) | Average p/kWh | Average £/MPAN/year | Average unit rate p/kWh | Net revenues from unit rate 1 (£/year) | Net revenues from unit rate 2 (£/year) | Net revenues from unit rate 3 (£/year) | Rate 1 revenue proportion | Rate 2 revenue proportion | Rate 3 revenue proportion | Fixed charge proportion | Capacity charge proportion | Reactive power charge proportion | Import capacity (kVA) | Reactive power units (MVArh)
> Domestic Off Peak (related MPAN)
> Domestic Two Rate
> Domestic Unrestricted
> HV Generation Intermittent
> HV Generation Non-Intermittent
> HV HH Metered
> HV Medium Non-Domestic
> HV Sub Generation Intermittent
> HV Sub Generation Non-Intermittent
> HV Sub HH Metered
> LV Generation Intermittent
> LV Generation NHH
> LV Generation Non-Intermittent
> LV HH Metered
> LV Medium Non-Domestic
> LV Sub Generation Intermittent
> LV Sub Generation NHH
> LV Sub Generation Non-Intermittent
> LV Sub HH Metered
> LV Sub Medium Non-Domestic
> LV UMS (Pseudo HH Metered)
> NHH UMS
> Small Non Domestic Off Peak (related MPAN)
> Small Non Domestic Two Rate
> Small Non Domestic Unrestricted
Domestic Off Peak (related MPAN) | 5122.7366 | 0 | 12858.0688 | 12858.0688 | 0 | 0 | 0 | 0.251 |  | 0.251 | 12858.0688 | 0 | 0 | 100% | 0% | 0% | 0% | 0% | 0%
Domestic Two Rate | 438595.8226 | 65149 | 8041795.5308 | 7228696.9214 | 813098.6094 | 0 | 0 | 1.8335 | 123.437 | 1.6481 | 6399204.4666 | 829492.4548 | 0 | 88.53% | 11.47% | 0% | 10.11% | 0% | 0%
Domestic Unrestricted | 3352312.1673 | 940737 | 99739156.5938 | 87998194.3916 | 11740962.2022 | 0 | 0 | 2.9752 | 106.0224 | 2.625 | 87998194.3916 | 0 | 0 | 100% | 0% | 0% | 11.77% | 0% | 0%
HV Generation Intermittent | 14211.1526 | 5 | -56709.5009 | -57270.9449 | 561.444 | 0 | 0 | -0.39905 | -11341.9002 | -0.403 | -57270.9449 | 0 | 0 | 100% | 0% | 0% | -0.99% | 0% | 0%
HV Generation Non-Intermittent | 98319.5952 | 14 | -395764.4719 | -397336.5151 | 1572.0432 | 0 | 0 | -0.40253 | -28268.8908 | -0.40413 | -228480.8199 | -125243.0622 | -43612.633 | 57.5% | 31.52% | 10.98% | -0.3972% | 0% | 0%
HV HH Metered | 2205762.4063 | 558 | 32148621.8388 | 24922172.0365 | 152394.9336 | 6638342.8608 | 435712.008 | 1.4575 | 57614.0176 | 1.1299 | 14973821.0508 | 8169724.2157 | 1778626.7699 | 60.08% | 32.78% | 7.137% | 0.474% | 20.65% | 1.355% | 708498 | 125928.326
HV Medium Non-Domestic | 712.3828 | 12 | 15467.0542 | 10190.5054 | 5276.5488 | 0 | 0 | 2.1712 | 1288.9212 | 1.4305 | 9915.6864 | 274.819 | 0 | 97.3% | 2.697% | 0% | 34.11% | 0% | 0%
HV Sub Generation Intermittent | 0 | 0 | 0 | 0 | 0 | 0 | 0 |  |  | 0 | 0 | 0 | 0
HV Sub Generation Non-Intermittent | 0 | 0 | 0 | 0 | 0 | 0 | 0 |  |  | 0 | 0 | 0 | 0
HV Sub HH Metered | 20299.897 | 4 | 327025.5065 | 228507.5042 | 1092.4368 | 90617.94 | 6807.6256 | 1.611 | 81756.3766 | 1.1257 | 132265.5166 | 81665.7876 | 14576.1999 | 57.88% | 35.74% | 6.379% | 0.3341% | 27.71% | 2.082% | 13100 | 2044.332
LDNO HV: Domestic Off Peak (related MPAN) | 0 | 0 | 0 | 0 | 0 | 0 | 0 |  |  | 0 | 0 | 0 | 0
LDNO HV: Domestic Two Rate | 0 | 0 | 0 | 0 | 0 | 0 | 0 |  |  | 0 | 0 | 0 | 0
LDNO HV: Domestic Unrestricted | 4103.0201 | 881 | 43117.6765 | 39123.5928 | 3994.0836 | 0 | 0 | 1.0509 | 48.9417 | 0.95353 | 39123.5928 | 0 | 0 | 100% | 0% | 0% | 9.263% | 0% | 0%
LDNO HV: HV Generation Intermittent | 0 | 0 | 0 | 0 | 0 | 0 | 0 |  |  | 0 | 0 | 0 | 0
LDNO HV: HV Generation Non-Intermittent | 0 | 0 | 0 | 0 | 0 | 0 | 0 |  |  | 0 | 0 | 0 | 0
LDNO HV: HV HH Metered | 4745.5582 | 1 | 110496.8368 | 33727.9754 | 171.7451 | 76597.1163 | 0 | 2.3284 | 110496.8368 | 0.71073 | 20276.5585 | 11043.1513 | 2408.2657 | 60.12% | 32.74% | 7.14% | 0.1554% | 69.32% | 0% | 13000
LDNO HV: LV Generation Intermittent | 0 | 0 | 0 | 0 | 0 | 0 | 0 |  |  | 0 | 0 | 0 | 0
LDNO HV: LV Generation NHH | 0 | 0 | 0 | 0 | 0 | 0 | 0 |  |  | 0 | 0 | 0 | 0
LDNO HV: LV Generation Non-Intermittent | 0 | 0 | 0 | 0 | 0 | 0 | 0 |  |  | 0 | 0 | 0 | 0
LDNO HV: LV HH Metered | 13310.2969 | 1 | 80639.9746 | 77690.2229 | 11.5666 | 2938.185 | 0 | 0.60585 | 80639.9746 | 0.58369 | 46798.92 | 26787.6778 | 4103.6252 | 60.24% | 34.48% | 5.282% | 0.01434% | 3.644% | 0% | 1000
LDNO HV: LV Medium Non-Domestic | 1737.5222 | 7 | 12225.773 | 11872.7787 | 352.9943 | 0 | 0 | 0.70363 | 1746.539 | 0.68332 | 11562.4296 | 310.3491 | 0 | 97.39% | 2.614% | 0% | 2.887% | 0% | 0%
LDNO HV: LV Sub Generation Intermittent | 0 | 0 | 0 | 0 | 0 | 0 | 0 |  |  | 0 | 0 | 0 | 0
LDNO HV: LV Sub Generation NHH | 0 | 0 | 0 | 0 | 0 | 0 | 0 |  |  | 0 | 0 | 0 | 0
LDNO HV: LV Sub Generation Non-Intermittent | 0 | 0 | 0 | 0 | 0 | 0 | 0 |  |  | 0 | 0 | 0 | 0
LDNO HV: LV Sub HH Metered | 10.367 | 0 | 4905.6645 | 76.6134 | 0 | 4829.0511 | 0 | 47.32 |  | 0.73901 | 47.3808 | 23.723 | 5.5095 | 61.84% | 30.96% | 7.191% | 0% | 98.44% | 0% | 1000
LDNO HV: LV UMS (Pseudo HH Metered) | 0 | 0 | 0 | 0 | 0 | 0 | 0 |  |  | 0 | 0 | 0 | 0
LDNO HV: NHH UMS | 91.2424 | 0 | 1090.1006 | 1090.1006 | 0 | 0 | 0 | 1.1947 |  | 1.1947 | 1090.1006 | 0 | 0 | 100% | 0% | 0% | 0% | 0% | 0%
LDNO HV: Small Non Domestic Off Peak (related MPAN) | 0 | 0 | 0 | 0 | 0 | 0 | 0 |  |  | 0 | 0 | 0 | 0
LDNO HV: Small Non Domestic Two Rate | 84.7547 | 1 | 655.0127 | 647.6074 | 7.4053 | 0 | 0 | 0.77283 | 655.0127 | 0.7641 | 618.6711 | 28.9363 | 0 | 95.53% | 4.468% | 0% | 1.131% | 0% | 0%
LDNO HV: Small Non Domestic Unrestricted | 1210.5864 | 32 | 9581.5651 | 9344.5958 | 236.9693 | 0 | 0 | 0.79148 | 299.4239 | 0.77191 | 9344.5958 | 0 | 0 | 100% | 0% | 0% | 2.473% | 0% | 0%
LDNO LV: Domestic Off Peak (related MPAN) | 0 | 0 | 0 | 0 | 0 | 0 | 0 |  |  | 0 | 0 | 0 | 0
LDNO LV: Domestic Two Rate | 0 | 0 | 0 | 0 | 0 | 0 | 0 |  |  | 0 | 0 | 0 | 0
LDNO LV: Domestic Unrestricted | 1544.3871 | 381 | 32257.0858 | 28870.729 | 3386.3568 | 0 | 0 | 2.0887 | 84.6643 | 1.8694 | 28870.729 | 0 | 0 | 100% | 0% | 0% | 10.5% | 0% | 0%
LDNO LV: LV Generation Intermittent | 0 | 0 | 0 | 0 | 0 | 0 | 0 |  |  | 0 | 0 | 0 | 0
LDNO LV: LV Generation NHH | 0 | 0 | 0 | 0 | 0 | 0 | 0 |  |  | 0 | 0 | 0 | 0
LDNO LV: LV Generation Non-Intermittent | 0 | 0 | 0 | 0 | 0 | 0 | 0 |  |  | 0 | 0 | 0 | 0
LDNO LV: LV HH Metered | 0 | 0 | 0 | 0 | 0 | 0 | 0 |  |  | 0 | 0 | 0 | 0
LDNO LV: LV Medium Non-Domestic | 0 | 0 | 0 | 0 | 0 | 0 | 0 |  |  | 0 | 0 | 0 | 0
LDNO LV: LV UMS (Pseudo HH Metered) | 0 | 0 | 0 | 0 | 0 | 0 | 0 |  |  | 0 | 0 | 0 | 0
LDNO LV: NHH UMS | 7.7464 | 0 | 181.4402 | 181.4402 | 0 | 0 | 0 | 2.3423 |  | 2.3423 | 181.4402 | 0 | 0 | 100% | 0% | 0% | 0% | 0% | 0%
LDNO LV: Small Non Domestic Off Peak (related MPAN) | 0 | 0 | 0 | 0 | 0 | 0 | 0 |  |  | 0 | 0 | 0 | 0
LDNO LV: Small Non Domestic Two Rate | 0 | 0 | 0 | 0 | 0 | 0 | 0 |  |  | 0 | 0 | 0 | 0
LDNO LV: Small Non Domestic Unrestricted | 15.0649 | 1 | 242.4991 | 227.981 | 14.5181 | 0 | 0 | 1.6097 | 242.4991 | 1.5133 | 227.981 | 0 | 0 | 100% | 0% | 0% | 5.987% | 0% | 0%
LV Generation Intermittent | 678.9895 | 0 | -4338.7426 | -4338.7426 | 0 | 0 | 0 | -0.639 |  | -0.639 | -4338.7426 | 0 | 0 | 100% | 0% | 0% | 0% | 0% | 0%
LV Generation NHH | 0 | 0 | 0 | 0 | 0 | 0 | 0 |  |  | 0 | 0 | 0 | 0
LV Generation Non-Intermittent | 1601.326 | 0 | -10130.0543 | -10130.0543 | 0 | 0 | 0 | -0.6326 |  | -0.6326 | -5853.6379 | -3380.5937 | -895.8227 | 57.78% | 33.37% | 8.843% | 0% | 0% | 0%
LV HH Metered | 1313042.9104 | 2828 | 26156912.5491 | 21089805.1764 | 90049.176 | 4588573.8054 | 388484.3914 | 1.9921 | 9249.2619 | 1.6062 | 12703251.7913 | 7271289.2803 | 1115264.1048 | 60.23% | 34.48% | 5.288% | 0.3443% | 17.54% | 1.485% | 567289 | 78323.466
LV Medium Non-Domestic | 509945.7508 | 4531 | 10056363.5372 | 9427352.8994 | 629010.6378 | 0 | 0 | 1.972 | 2219.4579 | 1.8487 | 9156475.5985 | 270877.3008 | 0 | 97.13% | 2.873% | 0% | 6.255% | 0% | 0%
LV Sub Generation Intermittent | 0 | 0 | 0 | 0 | 0 | 0 | 0 |  |  | 0 | 0 | 0 | 0
LV Sub Generation NHH | 0 | 0 | 0 | 0 | 0 | 0 | 0 |  |  | 0 | 0 | 0 | 0
LV Sub Generation Non-Intermittent | 272.6278 | 0 | -1320.3092 | -1320.3092 | 0 | 0 | 0 | -0.48429 |  | -0.48429 | -92.5511 | -1227.5629 | -0.19527 | 7.01% | 92.98% | 0.01479% | 0% | 0% | 0%
LV Sub HH Metered | 0 | 0 | 0 | 0 | 0 | 0 | 0 |  |  | 0 | 0 | 0 | 0
LV Sub Medium Non-Domestic | 0 | 0 | 0 | 0 | 0 | 0 | 0 |  |  | 0 | 0 | 0 | 0
LV UMS (Pseudo HH Metered) | 154909.6533 | 0 | 4770417.319 | 4770417.319 | 0 | 0 | 0 | 3.0795 |  | 3.0795 | 2519658.4727 | 971818.6427 | 1278940.2036 | 52.82% | 20.37% | 26.81% | 0% | 0% | 0%
NHH UMS | 15421.4122 | 0 | 507210.2465 | 507210.2465 | 0 | 0 | 0 | 3.289 |  | 3.289 | 507210.2465 | 0 | 0 | 100% | 0% | 0% | 0% | 0% | 0%
Small Non Domestic Off Peak (related MPAN) | 2887.3492 | 0 | 8575.427 | 8575.427 | 0 | 0 | 0 | 0.297 |  | 0.297 | 8575.427 | 0 | 0 | 100% | 0% | 0% | 0% | 0% | 0%
Small Non Domestic Two Rate | 304747.187 | 13194 | 6076138.3652 | 5807162.8424 | 268975.5228 | 0 | 0 | 1.9938 | 460.5228 | 1.9056 | 5427106.7242 | 380056.1182 | 0 | 93.46% | 6.545% | 0% | 4.427% | 0% | 0%
Small Non Domestic Unrestricted | 869078.6162 | 62565 | 19743383.1975 | 18467920.5945 | 1275462.603 | 0 | 0 | 2.2718 | 315.5659 | 2.125 | 18467920.5945 | 0 | 0 | 100% | 0% | 0% | 6.46% | 0% | 0%
3803. Revenue summary by tariff component
Data sources:
x1 = 3802. All units (MWh) (in Revenue summary)
x2 = 3802. MPANs by tariff (in Volume forecasts for the charging year) (copy) (in Revenue summary)
x3 = 3802. Net revenues (£/year) (in Revenue summary)
x4 = 3802. Revenues from unit rates (£/year) (in Revenue summary)
x5 = 3802. Revenues from fixed charges (£/year) (in Revenue summary)
x6 = 3802. Revenues from capacity charges (£/year) (in Revenue summary)
x7 = 3802. Revenues from reactive power charges (£/year) (in Revenue summary)
Kind: | Cell summation | Cell summation | Cell summation | Cell summation | Cell summation | Cell summation | Cell summation
Formula: | =SUM(x1) | =SUM(x2) | =SUM(x3) | =SUM(x4) | =SUM(x5) | =SUM(x6) | =SUM(x7)
| Total units (MWh) | Total MPANs | Total net revenues (£/year) | Total net revenues from unit rates (£/year) | Total revenues from fixed charges (£/year) | Total revenues from capacity charges (£/year) | Total revenues from reactive power charges (£/year)
Revenue summary by tariff component | 9334782.5291 | 1090902 | 207431055.7846 | 180211521.0044 | 14986631.7967 | 11401898.9587 | 831004.0249
|  |  | 207431055.7846 | 207422152
8903.7846

## Summary DNO1
CDCM model 100: Summary statistics |  | WPD South West |  | 2011/12 |  | model version 2441 April 2011 Price Change
3801. Workbook build options and main parameters
Include a 132kV/HV network level
Network model: 500 MW at time of GSP peak
Standing charges factors: 100/0/0 LV NHH, 100/100/20 network, 100/100/0 substation
Put some 132kV costs into HV capacity charges
Operating expenditure allocated by asset values
LV circuit costs by exit point for profile classes 1-4
Revenue matching by £/kW/year at transmission exit level
Scaler subject to capping of each tariff component to zero
Data sources:
x1 = 1010. Annuity proportion for customer-contributed assets (in Financial and general assumptions)
x2 = 3510. Net revenues by tariff from scaler (in Scaler)
x3 = 3607. Total net revenues (£/year) (in Revenue forecast summary)
x4 = 3402. Allowed revenue (£/year)
x5 = 3607. Deviation from target revenue (£/year) (in Workbook build options and main parameters) (in Revenue forecast summary)
Kind: | Copy cells | Cell summation | Cell-by-cell calculation | Cell-by-cell calculation
Formula: | = x1 | =SUM(x2) | =x3-x4 | =x5/x4
| Annuity proportion for customer-contributed assets | Total net revenues from scaler (£/year) | Deviation from target revenue (£/year) | Over/under recovery
Workbook build options and main parameters | 0 | 149800634.363 | -221.2734 | -7.369e-05%
3802. Revenue summary
Data sources:
x1 = 1053. Rate 1 units (MWh) by tariff (in Volume forecasts for the charging year)
x2 = 1053. Rate 2 units (MWh) by tariff (in Volume forecasts for the charging year)
x3 = 1053. Rate 3 units (MWh) by tariff (in Volume forecasts for the charging year)
x4 = 1053. MPANs by tariff (in Volume forecasts for the charging year)
x5 = 1010. Days in the charging period (in Financial and general assumptions)
x6 = 3605. Fixed charge p/MPAN/day (in Tariffs)
x7 = 3605. Capacity charge p/kVA/day (in Tariffs)
x8 = 1053. Import capacity (kVA) by tariff (in Volume forecasts for the charging year)
x9 = 3605. Unit rate 1 p/kWh (in Tariffs)
x10 = 3605. Unit rate 2 p/kWh (in Tariffs)
x11 = 3605. Unit rate 3 p/kWh (in Tariffs)
x12 = 3605. Reactive power charge p/kVArh (in Tariffs)
x13 = 1053. Reactive power units (MVArh) by tariff (in Volume forecasts for the charging year)
x14 = All units (MWh) (in Revenue summary)
x15 = Net revenues (£/year) (in Revenue summary)
x16 = MPANs by tariff (in Volume forecasts for the charging year) (copy) (in Revenue summary)
x17 = Revenues from unit rates (£/year) (in Revenue summary)
x18 = Net revenues from unit rate 1 (£/year) (in Revenue summary)
x19 = Net revenues from unit rate 2 (£/year) (in Revenue summary)
x20 = Net revenues from unit rate 3 (£/year) (in Revenue summary)
x21 = Revenues from fixed charges (£/year) (in Revenue summary)
x22 = Revenues from capacity charges (£/year) (in Revenue summary)
x23 = Revenues from reactive power charges (£/year) (in Revenue summary)
Kind: | Cell-by-cell calculation | Copy cells | Cell-by-cell calculation | Cell-by-cell calculation | Cell-by-cell calculation | Cell-by-cell calculation | Cell-by-cell calculation | Cell-by-cell calculation | Cell-by-cell calculation | Cell-by-cell calculation | Cell-by-cell calculation | Cell-by-cell calculation | Cell-by-cell calculation | Cell-by-cell calculation | Cell-by-cell calculation | Cell-by-cell calculation | Cell-by-cell calculation | Cell-by-cell calculation | Cell-by-cell calculation
Formula: | =x1+x2+x3 | = x4 | =0.01*x5*(x6*x4+x7*x8)+10*(x9*x1+x10*x2+x11*x3+x12*x13) | =10*(x9*x1+x10*x2+x11*x3) | =x6*x5*x4/100 | =x7*x5*x8/100 | =x12*x13*10 | =IF(x14<>0,0.1*x15/x14,"") | =IF(x16<>0,x15/x16,"") | =IF(x14<>0,0.1*x17/x14,0) | =x9*x1*10 | =x10*x2*10 | =x11*x3*10 | =IF(x17<>0,x18/x17,"") | =IF(x17<>0,x19/x17,"") | =IF(x17<>0,x20/x17,"") | =IF(x15<>0,x21/x15,"") | =IF(x15<>0,x22/x15,"") | =IF(x15<>0,x23/x15,"")
| All units (MWh) | MPANs | Net revenues (£/year) | Revenues from unit rates (£/year) | Revenues from fixed charges (£/year) | Revenues from capacity charges (£/year) | Revenues from reactive power charges (£/year) | Average p/kWh | Average £/MPAN/year | Average unit rate p/kWh | Net revenues from unit rate 1 (£/year) | Net revenues from unit rate 2 (£/year) | Net revenues from unit rate 3 (£/year) | Rate 1 revenue proportion | Rate 2 revenue proportion | Rate 3 revenue proportion | Fixed charge proportion | Capacity charge proportion | Reactive power charge proportion | Import capacity (kVA) | Reactive power units (MVArh)
> Domestic Off Peak (related MPAN)
> Domestic Two Rate
> Domestic Unrestricted
> HV Generation Intermittent
> HV Generation Non-Intermittent
> HV HH Metered
> HV Medium Non-Domestic
> HV Sub Generation Intermittent
> HV Sub Generation Non-Intermittent
> HV Sub HH Metered
> LV Generation Intermittent
> LV Generation NHH
> LV Generation Non-Intermittent
> LV HH Metered
> LV Medium Non-Domestic
> LV Sub Generation Intermittent
> LV Sub Generation NHH
> LV Sub Generation Non-Intermittent
> LV Sub HH Metered
> LV Sub Medium Non-Domestic
> LV UMS (Pseudo HH Metered)
> NHH UMS
> Small Non Domestic Off Peak (related MPAN)
> Small Non Domestic Two Rate
> Small Non Domestic Unrestricted
Domestic Off Peak (related MPAN) | 85209.1586 | 0 | 197685.2479 | 197685.2479 | 0 | 0 | 0 | 0.232 |  | 0.232 | 197685.2479 | 0 | 0 | 100% | 0% | 0% | 0% | 0% | 0%
Domestic Two Rate | 1712199.7467 | 239304 | 32267160.7096 | 29096574.1528 | 3170586.5568 | 0 | 0 | 1.8845 | 134.8375 | 1.6994 | 27218197.1878 | 1878376.9649 | 0 | 93.54% | 6.456% | 0% | 9.826% | 0% | 0%
Domestic Unrestricted | 4331156.6041 | 1147314 | 131795728.4304 | 116594735.7816 | 15200992.6488 | 0 | 0 | 3.043 | 114.8733 | 2.692 | 116594735.7816 | 0 | 0 | 100% | 0% | 0% | 11.53% | 0% | 0%
HV Generation Intermittent | 14973.2588 | 8 | -47732.461 | -48513.3586 | 780.8976 | 0 | 0 | -0.31878 | -5966.5576 | -0.324 | -48513.3586 | 0 | 0 | 100% | 0% | 0% | -1.636% | 0% | 0%
HV Generation Non-Intermittent | 180271.9644 | 43 | -583152.086 | -587349.4106 | 4197.3246 | 0 | 0 | -0.32348 | -13561.6764 | -0.32581 | -483371.901 | -41045.2311 | -62932.2785 | 82.3% | 6.988% | 10.71% | -0.7198% | 0% | 0%
HV HH Metered | 2829563.7755 | 900 | 37799530.3729 | 31044393.4539 | 213714.72 | 6167414.3644 | 374007.8346 | 1.3359 | 41999.4782 | 1.0971 | 29740783.4101 | 515617.8211 | 787992.2228 | 95.8% | 1.661% | 2.538% | 0.5654% | 16.32% | 0.9895% | 991226.9952 | 157146.149
HV Medium Non-Domestic | 1295.2701 | 25 | 30130.6388 | 21842.5688 | 8288.07 | 0 | 0 | 2.3262 | 1205.2256 | 1.6863 | 21579.6933 | 262.8755 | 0 | 98.8% | 1.204% | 0% | 27.51% | 0% | 0%
HV Sub Generation Intermittent | 0 | 0 | 0 | 0 | 0 | 0 | 0 |  |  | 0 | 0 | 0 | 0
HV Sub Generation Non-Intermittent | 0 | 0 | 0 | 0 | 0 | 0 | 0 |  |  | 0 | 0 | 0 | 0
HV Sub HH Metered | 139000.758 | 12 | 1469722.7721 | 1203845.47 | 2849.5296 | 249529.5664 | 13498.206 | 1.0573 | 122476.8977 | 0.86607 | 1167064.2383 | 8684.7888 | 28096.4429 | 96.94% | 0.7214% | 2.334% | 0.1939% | 16.98% | 0.9184% | 58271.348 | 7218.292
LDNO HV: Domestic Off Peak (related MPAN) | 0 | 0 | 0 | 0 | 0 | 0 | 0 |  |  | 0 | 0 | 0 | 0
LDNO HV: Domestic Two Rate | 53.5009 | 7 | 535.8796 | 501.3708 | 34.5087 | 0 | 0 | 1.0016 | 76.5542 | 0.93713 | 490.3971 | 10.9737 | 0 | 97.81% | 2.189% | 0% | 6.44% | 0% | 0%
LDNO HV: Domestic Unrestricted | 3133.4964 | 810 | 35379.8289 | 31386.6776 | 3993.1514 | 0 | 0 | 1.1291 | 43.6788 | 1.0017 | 31386.6776 | 0 | 0 | 100% | 0% | 0% | 11.29% | 0% | 0%
LDNO HV: HV Generation Intermittent | 0 | 0 | 0 | 0 | 0 | 0 | 0 |  |  | 0 | 0 | 0 | 0
LDNO HV: HV Generation Non-Intermittent | 0 | 0 | 0 | 0 | 0 | 0 | 0 |  |  | 0 | 0 | 0 | 0
LDNO HV: HV HH Metered | 0 | 0 | 0 | 0 | 0 | 0 | 0 |  |  | 0 | 0 | 0 | 0
LDNO HV: LV Generation Intermittent | 0 | 0 | 0 | 0 | 0 | 0 | 0 |  |  | 0 | 0 | 0 | 0
LDNO HV: LV Generation NHH | 0 | 0 | 0 | 0 | 0 | 0 | 0 |  |  | 0 | 0 | 0 | 0
LDNO HV: LV Generation Non-Intermittent | 0 | 0 | 0 | 0 | 0 | 0 | 0 |  |  | 0 | 0 | 0 | 0
LDNO HV: LV HH Metered | 20163.0661 | 2 | 121687.9271 | 121667.3091 | 20.6181 | 0 | 0 | 0.60352 | 60843.9636 | 0.60342 | 109482.4549 | 7765.3425 | 4419.5116 | 89.99% | 6.382% | 3.632% | 0.01694% | 0% | 0%
LDNO HV: LV Medium Non-Domestic | 4708.3438 | 31 | 34770.1041 | 33534.0003 | 1236.1038 | 0 | 0 | 0.73848 | 1121.6163 | 0.71222 | 32997.6119 | 536.3884 | 0 | 98.4% | 1.6% | 0% | 3.555% | 0% | 0%
LDNO HV: LV Sub Generation Intermittent | 0 | 0 | 0 | 0 | 0 | 0 | 0 |  |  | 0 | 0 | 0 | 0
LDNO HV: LV Sub Generation NHH | 0 | 0 | 0 | 0 | 0 | 0 | 0 |  |  | 0 | 0 | 0 | 0
LDNO HV: LV Sub Generation Non-Intermittent | 0 | 0 | 0 | 0 | 0 | 0 | 0 |  |  | 0 | 0 | 0 | 0
LDNO HV: LV Sub HH Metered | 0 | 0 | 0 | 0 | 0 | 0 | 0 |  |  | 0 | 0 | 0 | 0 | [6 empty] | 0
LDNO HV: LV UMS (Pseudo HH Metered) | 0 | 0 | 0 | 0 | 0 | 0 | 0 |  |  | 0 | 0 | 0 | 0
LDNO HV: NHH UMS | 87.884 | 0 | 983.9507 | 983.9507 | 0 | 0 | 0 | 1.1196 |  | 1.1196 | 983.9507 | 0 | 0 | 100% | 0% | 0% | 0% | 0% | 0%
LDNO HV: Small Non Domestic Off Peak (related MPAN) | 0 | 0 | 0 | 0 | 0 | 0 | 0 |  |  | 0 | 0 | 0 | 0
LDNO HV: Small Non Domestic Two Rate | 421.6837 | 8 | 3660.8557 | 3600.9352 | 59.9204 | 0 | 0 | 0.86815 | 457.607 | 0.85394 | 3567.3561 | 33.5792 | 0 | 99.07% | 0.9325% | 0% | 1.637% | 0% | 0%
LDNO HV: Small Non Domestic Unrestricted | 4886.9302 | 94 | 44380.8069 | 43676.742 | 704.065 | 0 | 0 | 0.90815 | 472.1362 | 0.89375 | 43676.742 | 0 | 0 | 100% | 0% | 0% | 1.586% | 0% | 0%
LDNO LV: Domestic Off Peak (related MPAN) | 0 | 0 | 0 | 0 | 0 | 0 | 0 |  |  | 0 | 0 | 0 | 0
LDNO LV: Domestic Two Rate | 259.4863 | 52 | 3807.2282 | 3354.0305 | 453.1977 | 0 | 0 | 1.4672 | 73.2159 | 1.2926 | 3196.9793 | 157.0512 | 0 | 95.32% | 4.682% | 0% | 11.9% | 0% | 0%
LDNO LV: Domestic Unrestricted | 1500.8029 | 762 | 33217.3245 | 26576.2347 | 6641.0898 | 0 | 0 | 2.2133 | 43.5923 | 1.7708 | 26576.2347 | 0 | 0 | 100% | 0% | 0% | 19.99% | 0% | 0%
LDNO LV: LV Generation Intermittent | 0 | 0 | 0 | 0 | 0 | 0 | 0 |  |  | 0 | 0 | 0 | 0
LDNO LV: LV Generation NHH | 0 | 0 | 0 | 0 | 0 | 0 | 0 |  |  | 0 | 0 | 0 | 0
LDNO LV: LV Generation Non-Intermittent | 0 | 0 | 0 | 0 | 0 | 0 | 0 |  |  | 0 | 0 | 0 | 0
LDNO LV: LV HH Metered | 0 | 0 | 0 | 0 | 0 | 0 | 0 |  |  | 0 | 0 | 0 | 0
LDNO LV: LV Medium Non-Domestic | 0 | 0 | 0 | 0 | 0 | 0 | 0 |  |  | 0 | 0 | 0 | 0
LDNO LV: LV UMS (Pseudo HH Metered) | 0 | 0 | 0 | 0 | 0 | 0 | 0 |  |  | 0 | 0 | 0 | 0
LDNO LV: NHH UMS | 3.0705 | 0 | 60.7747 | 60.7747 | 0 | 0 | 0 | 1.9793 |  | 1.9793 | 60.7747 | 0 | 0 | 100% | 0% | 0% | 0% | 0% | 0%
LDNO LV: Small Non Domestic Off Peak (related MPAN) | 0 | 0 | 0 | 0 | 0 | 0 | 0 |  |  | 0 | 0 | 0 | 0
LDNO LV: Small Non Domestic Two Rate | 20.9443 | 1 | 245.8108 | 232.5692 | 13.2415 | 0 | 0 | 1.1736 | 245.8108 | 1.1104 | 222.1007 | 10.4685 | 0 | 95.5% | 4.501% | 0% | 5.387% | 0% | 0%
LDNO LV: Small Non Domestic Unrestricted | 130.7867 | 24 | 2384.2775 | 2066.4806 | 317.797 | 0 | 0 | 1.823 | 99.3449 | 1.58 | 2066.4806 | 0 | 0 | 100% | 0% | 0% | 13.33% | 0% | 0%
LV Generation Intermittent | 4332.3794 | 0 | -23871.4103 | -23871.4103 | 0 | 0 | 0 | -0.551 |  | -0.551 | -23871.4103 | 0 | 0 | 100% | 0% | 0% | 0% | 0% | 0%
LV Generation NHH | 990.6024 | 0 | -5458.2192 | -5458.2192 | 0 | 0 | 0 | -0.551 |  | -0.551 | -5458.2192 | 0 | 0 | 100% | 0% | 0% | 0% | 0% | 0%
LV Generation Non-Intermittent | 13.5572 | 0 | -676.1463 | -676.1463 | 0 | 0 | 0 | -4.9874 |  | -4.9874 | -669.3336 | -5.8389 | -0.97383 | 98.99% | 0.8635% | 0.144% | 0% | 0% | 0%
LV HH Metered | 741361.5729 | 2478 | 14811540.4057 | 12022818.8584 | 68655.9636 | 2553362.5127 | 166703.071 | 1.9979 | 5977.2157 | 1.6217 | 10818746.0897 | 767349.1462 | 436723.6226 | 89.99% | 6.382% | 3.632% | 0.4635% | 17.24% | 1.125% | 330635.0857 | 47224.666
LV Medium Non-Domestic | 897488.3844 | 9038 | 17267740.6185 | 16299185.1561 | 968555.4624 | 0 | 0 | 1.924 | 1910.571 | 1.8161 | 15937430.56 | 361754.5961 | 0 | 97.78% | 2.219% | 0% | 5.609% | 0% | 0%
LV Sub Generation Intermittent | 41.0516 | 0 | -207.3105 | -207.3105 | 0 | 0 | 0 | -0.505 |  | -0.505 | -207.3105 | 0 | 0 | 100% | 0% | 0% | 0% | 0% | 0%
LV Sub Generation NHH | 0 | 0 | 0 | 0 | 0 | 0 | 0 |  |  | 0 | 0 | 0 | 0
LV Sub Generation Non-Intermittent | 1.9557 | 0 | -6.0676 | -6.0676 | 0 | 0 | 0 | -0.31026 |  | -0.31026 | -2.9484 | -2.5077 | -0.61153 | 48.59% | 41.33% | 10.08% | 0% | 0% | 0%
LV Sub HH Metered | 797584.9785 | 1315 | 13894815.7218 | 10908006.2086 | 26711.595 | 2795705.8402 | 164392.078 | 1.7421 | 10566.3998 | 1.3676 | 10114212.0657 | 451095.8989 | 342698.244 | 92.72% | 4.135% | 3.142% | 0.1922% | 20.12% | 1.183% | 335023.7082 | 55350.868
LV Sub Medium Non-Domestic | 99813.8522 | 779 | 1735216.4136 | 1676910.6006 | 58305.813 | 0 | 0 | 1.7385 | 2227.4922 | 1.68 | 1638494.2866 | 38416.314 | 0 | 97.71% | 2.291% | 0% | 3.36% | 0% | 0%
LV UMS (Pseudo HH Metered) | 157142.9237 | 0 | 4825323.9216 | 4825323.9216 | 0 | 0 | 0 | 3.0707 |  | 3.0707 | 3302018.5115 | 347726.1435 | 1175579.2667 | 68.43% | 7.206% | 24.36% | 0% | 0% | 0%
NHH UMS | 25164.862 | 0 | 757210.6975 | 757210.6975 | 0 | 0 | 0 | 3.009 |  | 3.009 | 757210.6975 | 0 | 0 | 100% | 0% | 0% | 0% | 0% | 0%
Small Non Domestic Off Peak (related MPAN) | 29116.484 | 0 | 63765.0999 | 63765.0999 | 0 | 0 | 0 | 0.219 |  | 0.219 | 63765.0999 | 0 | 0 | 100% | 0% | 0% | 0% | 0% | 0%
Small Non Domestic Two Rate | 549215.0097 | 26423 | 9986421.2975 | 9454526.3075 | 531894.99 | 0 | 0 | 1.8183 | 377.9443 | 1.7215 | 9053695.0741 | 400831.2334 | 0 | 95.76% | 4.24% | 0% | 5.326% | 0% | 0%
Small Non Domestic Unrestricted | 1222297.903 | 106636 | 31506178.311 | 29359595.631 | 2146582.68 | 0 | 0 | 2.5776 | 295.4554 | 2.402 | 29359595.631 | 0 | 0 | 100% | 0% | 0% | 6.813% | 0% | 0%
3803. Revenue summary by tariff component
Data sources:
x1 = 3802. All units (MWh) (in Revenue summary)
x2 = 3802. MPANs by tariff (in Volume forecasts for the charging year) (copy) (in Revenue summary)
x3 = 3802. Net revenues (£/year) (in Revenue summary)
x4 = 3802. Revenues from unit rates (£/year) (in Revenue summary)
x5 = 3802. Revenues from fixed charges (£/year) (in Revenue summary)
x6 = 3802. Revenues from capacity charges (£/year) (in Revenue summary)
x7 = 3802. Revenues from reactive power charges (£/year) (in Revenue summary)
Kind: | Cell summation | Cell summation | Cell summation | Cell summation | Cell summation | Cell summation | Cell summation
Formula: | =SUM(x1) | =SUM(x2) | =SUM(x3) | =SUM(x4) | =SUM(x5) | =SUM(x6) | =SUM(x7)
| Total units (MWh) | Total MPANs | Total net revenues (£/year) | Total net revenues from unit rates (£/year) | Total revenues from fixed charges (£/year) | Total revenues from capacity charges (£/year) | Total revenues from reactive power charges (£/year)
Revenue summary by tariff component | 13853606.0483 | 1536066 | 298028181.7266 | 263127978.3085 | 22415589.9448 | 11766012.2837 | 718601.1896
|  |  | 298028181.7266 | 298028403
-221.2734

## DCP097 CDCM Tariffs
CDCM Impact Assessment for DCP | 97 |  | CDCM Table 3701 Effective from Oct 2011 DNO1
Specification in Section 3.7
Tariff | Current Prices | [5 empty] | Prices on New Basis | [5 empty] | PRICE CHANGE | [5 empty] | % CHANGE | [5 empty] | PRICE CHANGE OVER CHARGINIG PERIOD (365 Days)
| Unit rate 1 p/kWh | Unit rate 2 p/kWh | Unit rate 3 p/kWh | Fixed charge p/MPAN/day | Capacity charge p/kVA/day | Reactive power charge p/kVArh | Unit rate 1 p/kWh | Unit rate 2 p/kWh | Unit rate 3 p/kWh | Fixed charge p/MPAN/day | Capacity charge p/kVA/day | Reactive power charge p/kVArh | Unit rate 1 p/kWh | Unit rate 2 p/kWh | Unit rate 3 p/kWh | Fixed charge p/MPAN/day | Capacity charge p/kVA/day | Reactive power charge p/kVArh | Unit rate 1 p/kWh | Unit rate 2 p/kWh | Unit rate 3 p/kWh | Fixed charge p/MPAN/day | Capacity charge p/kVA/day | Reactive power charge p/kVArh | Ave kWHs/ MPAN | Annual Change for Rate 1 Units (pence) | Annual Change for Rate 1 Units (pence) | Annual Change for Rate 1 Units (pence) | Total Annual Unit Charge (pence) | Annaul Change in Fixed charge (pence) | Annaul Change in Capacity Charge (pence) | Annaul Change in Reactive Power Charge (pence) | Change in Total Annual DUOS Charge (£)
Domestic Unrestricted | 2.692 | 0 | 0 | 3.62 | 0 | 0 | 2.692 | 0 | 0 | 3.62 | 0 | 0 | 0 | 0 | 0 | 0 | 0 | 0 | 0% | 0% | 0% | 0% | 0% | 0% | 3775.0403 | 0 | 0 | 0 | 0 | 0 | 0 | 0 | 0
Domestic Two Rate | 3.346 | 0.209 | 0 | 3.62 | 0 | 0 | 3.346 | 0.209 | 0 | 3.62 | 0 | 0 | 0 | 0 | 0 | 0 | 0 | 0 | 0% | 0% | 0% | 0% | 0% | 0% | 7154.9149 | 0 | 0 | 0 | 0 | 0 | 0 | 0 | 0
Domestic Off Peak | 0.232 | 0 | 0 | 0 | 0 | 0 | 0.232 | 0 | 0 | 0 | 0 | 0 | 0 | 0 | 0 | 0 | 0 | 0 | 0% | 0% | 0% | 0% | 0% | 0% | 0 | 0 | 0 | 0 | 0 | 0 | 0 | 0 | 0
Small Non Domestic Unrestricted | 2.402 | 0 | 0 | 5.5 | 0 | 0 | 2.402 | 0 | 0 | 5.5 | 0 | 0 | 0 | 0 | 0 | 0 | 0 | 0 | 0% | 0% | 0% | 0% | 0% | 0% | 11462.3383 | 0 | 0 | 0 | 0 | 0 | 0 | 0 | 0
Small Non Domestic Two Rate | 2.533 | 0.209 | 0 | 5.5 | 0 | 0 | 2.533 | 0.209 | 0 | 5.5 | 0 | 0 | 0 | 0 | 0 | 0 | 0 | 0 | 0% | 0% | 0% | 0% | 0% | 0% | 20785.4903 | 0 | 0 | 0 | 0 | 0 | 0 | 0 | 0
Small Non Domestic Off Peak | 0.219 | 0 | 0 | 0 | 0 | 0 | 0.219 | 0 | 0 | 0 | 0 | 0 | 0 | 0 | 0 | 0 | 0 | 0 | 0% | 0% | 0% | 0% | 0% | 0% | 0 | 0 | 0 | 0 | 0 | 0 | 0 | 0 | 0
LV Medium Non-Domestic | 2.224 | 0.2 | 0 | 29.28 | 0 | 0 | 2.224 | 0.2 | 0 | 29.28 | 0 | 0 | 0 | 0 | 0 | 0 | 0 | 0 | 0% | 0% | 0% | 0% | 0% | 0% | 99301.6579 | 0 | 0 | 0 | 0 | 0 | 0 | 0 | 0
LV Sub Medium Non-Domestic | 2.101 | 0.176 | 0 | 20.45 | 0 | 0 | 2.101 | 0.176 | 0 | 20.45 | 0 | 0 | 0 | 0 | 0 | 0 | 0 | 0 | 0% | 0% | 0% | 0% | 0% | 0% | 128130.7474 | 0 | 0 | 0 | 0 | 0 | 0 | 0 | 0
HV Medium Non-Domestic | 2.085 | 0.101 | 0 | 90.58 | 0 | 0 | 2.085 | 0.101 | 0 | 90.58 | 0 | 0 | 0 | 0 | 0 | 0 | 0 | 0 | 0% | 0% | 0% | 0% | 0% | 0% | 51810.8026 | 0 | 0 | 0 | 0 | 0 | 0 | 0 | 0
LV HH Metered | 21.39 | 0.205 | 0.138 | 7.57 | 2.11 | 0.353 | 21.39 | 0.205 | 0.138 | 7.57 | 2.11 | 0.353 | 0 | 0 | 0 | 0 | 0 | 0 | 0% | 0% | 0% | 0% | 0% | 0% | 299177.3902 | 0 | 0 | 0 | 0 | 0 | 0 | 0 | 0
LV Sub HH Metered | 19.439 | 0.115 | 0.097 | 5.55 | 2.28 | 0.297 | 19.439 | 0.115 | 0.097 | 5.55 | 2.28 | 0.297 | 0 | 0 | 0 | 0 | 0 | 0 | 0% | 0% | 0% | 0% | 0% | 0% | 606528.5007 | 0 | 0 | 0 | 0 | 0 | 0 | 0 | 0
HV HH Metered | 16.349 | 0.04 | 0.058 | 64.88 | 1.7 | 0.238 | 16.349 | 0.04 | 0.058 | 64.88 | 1.7 | 0.238 | 0 | 0 | 0 | 0 | 0 | 0 | 0% | 0% | 0% | 0% | 0% | 0% | 3143959.7505 | 0 | 0 | 0 | 0 | 0 | 0 | 0 | 0
HV Sub HH Metered | 13.83 | 0.014 | 0.041 | 64.88 | 1.17 | 0.187 | 13.831 | 0.014 | 0.041 | 64.88 | 1.17 | 0.187 | 0.001 | 0 | 0 | 0 | 0 | 0 | 0.007231% | 0% | 0% | 0% | 0% | 0% | 11583396.4972 | 11229.4876 | 0 | 0 | 11229.4876 | 0 | 0 | 0 | 112.2949
NHH UMS | 3.009 | 0 | 0 | 0 | 0 | 0 | 3.009 | 0 | 0 | 0 | 0 | 0 | 0 | 0 | 0 | 0 | 0 | 0 | 0% | 0% | 0% | 0% | 0% | 0% | 0 | 0 | 0 | 0 | 0 | 0 | 0 | 0 | 0
LV UMS (Pseudo HH Metered) | 46.753 | 1.253 | 0.961 | 0 | 0 | 0 | 46.755 | 1.253 | 0.961 | 0 | 0 | 0 | 0.002 | 0 | 0 | 0 | 0 | 0 | 0.004278% | 0% | 0% | 0% | 0% | 0% | 0 | 0 | 0 | 0 | 0 | 0 | 0 | 0 | 0
LV Generation NHH | -0.551 | 0 | 0 | 0 | 0 | 0 | -0.551 | 0 | 0 | 0 | 0 | 0 | 0 | 0 | 0 | 0 | 0 | 0 | 0% | 0% | 0% | 0% | 0% | 0% | 0 | 0 | 0 | 0 | 0 | 0 | 0 | 0 | 0
LV Sub Generation NHH | -0.505 | 0 | 0 | 0 | 0 | 0 | -0.505 | 0 | 0 | 0 | 0 | 0 | 0 | 0 | 0 | 0 | 0 | 0 | 0% | 0% | 0% | 0% | 0% | 0% | 0 | 0 | 0 | 0 | 0 | 0 | 0 | 0 | 0
LV Generation Intermittent | -0.551 | 0 | 0 | 0 | 0 | 0.137 | -0.551 | 0 | 0 | 0 | 0 | 0.137 | 0 | 0 | 0 | 0 | 0 | 0 | 0% | 0% | 0% | 0% | 0% | 0% | 0 | 0 | 0 | 0 | 0 | 0 | 0 | 0 | 0
LV Generation Non-Intermittent | -6.633 | -0.214 | -0.132 | 0 | 0 | 0.137 | -6.633 | -0.214 | -0.132 | 0 | 0 | 0.137 | 0 | 0 | 0 | 0 | 0 | 0 | 0% | 0% | 0% | 0% | 0% | 0% | 0 | 0 | 0 | 0 | 0 | 0 | 0 | 0 | 0
LV Sub Generation Intermittent | -0.505 | 0 | 0 | 0 | 0 | 0.118 | -0.505 | 0 | 0 | 0 | 0 | 0.118 | 0 | 0 | 0 | 0 | 0 | 0 | 0% | 0% | 0% | 0% | 0% | 0% | 0 | 0 | 0 | 0 | 0 | 0 | 0 | 0 | 0
LV Sub Generation Non-Intermittent | -6.205 | -0.181 | -0.117 | 0 | 0 | 0.118 | -6.205 | -0.181 | -0.117 | 0 | 0 | 0.118 | 0 | 0 | 0 | 0 | 0 | 0 | 0% | 0% | 0% | 0% | 0% | 0% | 0 | 0 | 0 | 0 | 0 | 0 | 0 | 0 | 0
HV Generation Intermittent | -0.324 | 0 | 0 | 26.67 | 0 | 0.086 | -0.324 | 0 | 0 | 26.67 | 0 | 0.086 | 0 | 0 | 0 | 0 | 0 | 0 | 0% | 0% | 0% | 0% | 0% | 0% | 1871657.3533 | 0 | 0 | 0 | 0 | 0 | 0 | 0 | 0
HV Generation Non-Intermittent | -4.471 | -0.059 | -0.063 | 26.67 | 0 | 0.086 | -4.471 | -0.059 | -0.063 | 26.67 | 0 | 0.086 | 0 | 0 | 0 | 0 | 0 | 0 | 0% | 0% | 0% | 0% | 0% | 0% | 4192371.2648 | 0 | 0 | 0 | 0 | 0 | 0 | 0 | 0
HV Sub Generation Non-Intermittent | -4.181 | -0.042 | -0.055 | 26.67 | 0 | 0.064 | -4.181 | -0.042 | -0.055 | 26.67 | 0 | 0.064 | 0 | 0 | 0 | 0 | 0 | 0 | 0% | 0% | 0% | 0% | 0% | 0% | 0 | 0 | 0 | 0 | 0 | 0 | 0 | 0 | 0
HV Sub Generation Intermittent | -0.296 | 0 | 0 | 26.67 | 0 | 0.064 | -0.296 | 0 | 0 | 26.67 | 0 | 0.064 | 0 | 0 | 0 | 0 | 0 | 0 | 0% | 0% | 0% | 0% | 0% | 0% | 0 | 0 | 0 | 0 | 0 | 0 | 0 | 0 | 0
CDCM Impact Assessment for DCP | 97 |  | CDCM Table 3701 Effective from Oct 2011 DNO2
Specification in Section 3.7
Tariff | Current Prices | [5 empty] | Prices on New Basis | [5 empty] | PRICE CHANGE | [5 empty] | % CHANGE | [5 empty] | PRICE CHANGE OVER CHARGINIG PERIOD (365 Days)
| Unit rate 1 p/kWh | Unit rate 2 p/kWh | Unit rate 3 p/kWh | Fixed charge p/MPAN/day | Capacity charge p/kVA/day | Reactive power charge p/kVArh | Unit rate 1 p/kWh | Unit rate 2 p/kWh | Unit rate 3 p/kWh | Fixed charge p/MPAN/day | Capacity charge p/kVA/day | Reactive power charge p/kVArh | Unit rate 1 p/kWh | Unit rate 2 p/kWh | Unit rate 3 p/kWh | Fixed charge p/MPAN/day | Capacity charge p/kVA/day | Reactive power charge p/kVArh | Unit rate 1 p/kWh | Unit rate 2 p/kWh | Unit rate 3 p/kWh | Fixed charge p/MPAN/day | Capacity charge p/kVA/day | Reactive power charge p/kVArh | Ave kWHs/ MPAN | Annual Change for Rate 1 Units (pence) | Annual Change for Rate 1 Units (pence) | Annual Change for Rate 1 Units (pence) | Total Annual Unit Charge (pence) | Annaul Change in Fixed charge (pence) | Annaul Change in Capacity Charge (pence) | Annaul Change in Reactive Power Charge (pence) | Change in Total Annual DUOS Charge (£)
Domestic Unrestricted | 2.625 | 0 | 0 | 3.41 | 0 | 0 | 2.625 | 0 | 0 | 3.41 | 0 | 0 | 0 | 0 | 0 | 0 | 0 | 0 | 0% | 0% | 0% | 0% | 0% | 0% | 3563.4956 | 0 | 0 | 0 | 0 | 0 | 0 | 0 | 0
Domestic Two Rate | 3.046 | 0.363 | 0 | 3.41 | 0 | 0 | 3.046 | 0.363 | 0 | 3.41 | 0 | 0 | 0 | 0 | 0 | 0 | 0 | 0 | 0% | 0% | 0% | 0% | 0% | 0% | 6732.1958 | 0 | 0 | 0 | 0 | 0 | 0 | 0 | 0
Domestic Off Peak | 0.251 | 0 | 0 | 0 | 0 | 0 | 0.251 | 0 | 0 | 0 | 0 | 0 | 0 | 0 | 0 | 0 | 0 | 0 | 0% | 0% | 0% | 0% | 0% | 0% | 0 | 0 | 0 | 0 | 0 | 0 | 0 | 0 | 0
Small Non Domestic Unrestricted | 2.125 | 0 | 0 | 5.57 | 0 | 0 | 2.126 | 0 | 0 | 5.57 | 0 | 0 | 0.001 | 0 | 0 | 0 | 0 | 0 | 0.04706% | 0% | 0% | 0% | 0% | 0% | 13890.8114 | 13.8908 | 0 | 0 | 13.8908 | 0 | 0 | 0 | 0.13891
Small Non Domestic Two Rate | 2.709 | 0.364 | 0 | 5.57 | 0 | 0 | 2.709 | 0.364 | 0 | 5.57 | 0 | 0 | 0 | 0 | 0 | 0 | 0 | 0 | 0% | 0% | 0% | 0% | 0% | 0% | 23097.4069 | 0 | 0 | 0 | 0 | 0 | 0 | 0 | 0
Small Non Domestic Off Peak | 0.297 | 0 | 0 | 0 | 0 | 0 | 0.297 | 0 | 0 | 0 | 0 | 0 | 0 | 0 | 0 | 0 | 0 | 0 | 0% | 0% | 0% | 0% | 0% | 0% | 0 | 0 | 0 | 0 | 0 | 0 | 0 | 0 | 0
LV Medium Non-Domestic | 2.285 | 0.248 | 0 | 37.93 | 0 | 0 | 2.285 | 0.248 | 0 | 37.93 | 0 | 0 | 0 | 0 | 0 | 0 | 0 | 0 | 0% | 0% | 0% | 0% | 0% | 0% | 112545.9613 | 0 | 0 | 0 | 0 | 0 | 0 | 0 | 0
LV Sub Medium Non-Domestic | 1.628 | 0.18 | 0 | 3.51 | 0 | 0 | 1.628 | 0.18 | 0 | 3.51 | 0 | 0 | 0 | 0 | 0 | 0 | 0 | 0 | 0% | 0% | 0% | 0% | 0% | 0% | 0 | 0 | 0 | 0 | 0 | 0 | 0 | 0 | 0
HV Medium Non-Domestic | 1.698 | 0.214 | 0 | 120.14 | 0 | 0 | 1.698 | 0.214 | 0 | 120.15 | 0 | 0 | 0 | 0 | 0 | 0.01 | 0 | 0 | 0% | 0% | 0% | 0.008324% | 0% | 0% | 59365.2304 | 0 | 0 | 0 | 0 | 3.65 | 0 | 0 | 0.0365
LV HH Metered | 11.701 | 1.053 | 0.217 | 8.7 | 2.21 | 0.496 | 11.702 | 1.053 | 0.217 | 8.7 | 2.21 | 0.496 | 0.001 | 0 | 0 | 0 | 0 | 0 | 0.008546% | 0% | 0% | 0% | 0% | 0% | 464300.8877 | 279.6674 | 0 | 0 | 279.6674 | 0 | 0 | 0 | 2.7967
LV Sub HH Metered | 10.874 | 0.961 | 0.211 | 6.38 | 2.48 | 0.44 | 10.874 | 0.961 | 0.211 | 6.38 | 2.48 | 0.44 | 0 | 0 | 0 | 0 | 0 | 0 | 0% | 0% | 0% | 0% | 0% | 0% | 0 | 0 | 0 | 0 | 0 | 0 | 0 | 0 | 0
HV HH Metered | 9.031 | 0.785 | 0.178 | 74.62 | 2.56 | 0.346 | 9.031 | 0.785 | 0.178 | 74.62 | 2.56 | 0.346 | 0 | 0 | 0 | 0 | 0 | 0 | 0% | 0% | 0% | 0% | 0% | 0% | 3952979.2228 | 0 | 0 | 0 | 0 | 0 | 0 | 0 | 0
HV Sub HH Metered | 8.825 | 0.763 | 0.18 | 74.62 | 1.89 | 0.333 | 8.825 | 0.763 | 0.18 | 74.62 | 1.89 | 0.333 | 0 | 0 | 0 | 0 | 0 | 0 | 0% | 0% | 0% | 0% | 0% | 0% | 5074974.2381 | 0 | 0 | 0 | 0 | 0 | 0 | 0 | 0
NHH UMS | 3.289 | 0 | 0 | 0 | 0 | 0 | 3.29 | 0 | 0 | 0 | 0 | 0 | 0.001 | 0 | 0 | 0 | 0 | 0 | 0.0304% | 0% | 0% | 0% | 0% | 0% | 0 | 0 | 0 | 0 | 0 | 0 | 0 | 0 | 0
LV UMS (Pseudo HH Metered) | 26.14 | 3.019 | 1.131 | 0 | 0 | 0 | 26.141 | 3.019 | 1.131 | 0 | 0 | 0 | 0.001 | 0 | 0 | 0 | 0 | 0 | 0.003826% | 0% | 0% | 0% | 0% | 0% | 0 | 0 | 0 | 0 | 0 | 0 | 0 | 0 | 0
LV Generation NHH | -0.639 | 0 | 0 | 0 | 0 | 0 | -0.639 | 0 | 0 | 0 | 0 | 0 | 0 | 0 | 0 | 0 | 0 | 0 | 0% | 0% | 0% | 0% | 0% | 0% | 0 | 0 | 0 | 0 | 0 | 0 | 0 | 0 | 0
LV Sub Generation NHH | -0.582 | 0 | 0 | 0 | 0 | 0 | -0.582 | 0 | 0 | 0 | 0 | 0 | 0 | 0 | 0 | 0 | 0 | 0 | 0% | 0% | 0% | 0% | 0% | 0% | 0 | 0 | 0 | 0 | 0 | 0 | 0 | 0 | 0
LV Generation Intermittent | -0.639 | 0 | 0 | 0 | 0 | 0.252 | -0.639 | 0 | 0 | 0 | 0 | 0.252 | 0 | 0 | 0 | 0 | 0 | 0 | 0% | 0% | 0% | 0% | 0% | 0% | 0 | 0 | 0 | 0 | 0 | 0 | 0 | 0 | 0
LV Generation Non-Intermittent | -4.954 | -0.5 | -0.111 | 0 | 0 | 0.252 | -4.954 | -0.5 | -0.111 | 0 | 0 | 0.252 | 0 | 0 | 0 | 0 | 0 | 0 | 0% | 0% | 0% | 0% | 0% | 0% | 0 | 0 | 0 | 0 | 0 | 0 | 0 | 0 | 0
LV Sub Generation Intermittent | -0.582 | 0 | 0 | 0 | 0 | 0.221 | -0.582 | 0 | 0 | 0 | 0 | 0.221 | 0 | 0 | 0 | 0 | 0 | 0 | 0% | 0% | 0% | 0% | 0% | 0% | 0 | 0 | 0 | 0 | 0 | 0 | 0 | 0 | 0
LV Sub Generation Non-Intermittent | -4.507 | -0.454 | -0.105 | 0 | 0 | 0.221 | -4.507 | -0.454 | -0.105 | 0 | 0 | 0.221 | 0 | 0 | 0 | 0 | 0 | 0 | 0% | 0% | 0% | 0% | 0% | 0% | 0 | 0 | 0 | 0 | 0 | 0 | 0 | 0 | 0
HV Generation Intermittent | -0.403 | 0 | 0 | 30.68 | 0 | 0.178 | -0.403 | 0 | 0 | 30.68 | 0 | 0.178 | 0 | 0 | 0 | 0 | 0 | 0 | 0% | 0% | 0% | 0% | 0% | 0% | 2842230.5159 | 0 | 0 | 0 | 0 | 0 | 0 | 0 | 0
HV Generation Non-Intermittent | -3.077 | -0.303 | -0.088 | 30.68 | 0 | 0.178 | -3.077 | -0.303 | -0.088 | 30.68 | 0 | 0.178 | 0 | 0 | 0 | 0 | 0 | 0 | 0% | 0% | 0% | 0% | 0% | 0% | 7022828.2272 | 0 | 0 | 0 | 0 | 0 | 0 | 0 | 0
HV Sub Generation Non-Intermittent | -3.01 | -0.296 | -0.088 | 30.68 | 0 | 0.149 | -3.01 | -0.296 | -0.088 | 30.68 | 0 | 0.149 | 0 | 0 | 0 | 0 | 0 | 0 | 0% | 0% | 0% | 0% | 0% | 0% | 0 | 0 | 0 | 0 | 0 | 0 | 0 | 0 | 0
HV Sub Generation Intermittent | -0.395 | 0 | 0 | 30.68 | 0 | 0.149 | -0.395 | 0 | 0 | 30.68 | 0 | 0.149 | 0 | 0 | 0 | 0 | 0 | 0 | 0% | 0% | 0% | 0% | 0% | 0% | 0 | 0 | 0 | 0 | 0 | 0 | 0 | 0 | 0
CDCM Impact Assessment for DCP | 97 |  | CDCM Table 3701 Effective from Oct 2011 DNO3
Specification in Section 3.7
Tariff | Current Prices | [5 empty] | Prices on New Basis | [5 empty] | PRICE CHANGE | [5 empty] | % CHANGE | [5 empty] | PRICE CHANGE OVER CHARGINIG PERIOD (365 Days)
| Unit rate 1 p/kWh | Unit rate 2 p/kWh | Unit rate 3 p/kWh | Fixed charge p/MPAN/day | Capacity charge p/kVA/day | Reactive power charge p/kVArh | Unit rate 1 p/kWh | Unit rate 2 p/kWh | Unit rate 3 p/kWh | Fixed charge p/MPAN/day | Capacity charge p/kVA/day | Reactive power charge p/kVArh | Unit rate 1 p/kWh | Unit rate 2 p/kWh | Unit rate 3 p/kWh | Fixed charge p/MPAN/day | Capacity charge p/kVA/day | Reactive power charge p/kVArh | Unit rate 1 p/kWh | Unit rate 2 p/kWh | Unit rate 3 p/kWh | Fixed charge p/MPAN/day | Capacity charge p/kVA/day | Reactive power charge p/kVArh | Ave kWHs/ MPAN | Annual Change for Rate 1 Units (pence) | Annual Change for Rate 1 Units (pence) | Annual Change for Rate 1 Units (pence) | Total Annual Unit Charge (pence) | Annaul Change in Fixed charge (pence) | Annaul Change in Capacity Charge (pence) | Annaul Change in Reactive Power Charge (pence) | Change in Total Annual DUOS Charge (£)
Domestic Unrestricted | 2.044 | 0 | 0 | 3.14 | 0 | 0 | 2.044 | 0 | 0 | 3.14 | 0 | 0 | 0 | 0 | 0 | 0 | 0 | 0 | 0% | 0% | 0% | 0% | 0% | 0% | 3676.6249 | 0 | 0 | 0 | 0 | 0 | 0 | 0 | 0
Domestic Two Rate | 2.348 | 0.23 | 0 | 3.14 | 0 | 0 | 2.348 | 0.23 | 0 | 3.14 | 0 | 0 | 0 | 0 | 0 | 0 | 0 | 0 | 0% | 0% | 0% | 0% | 0% | 0% | 7034.2462 | 0 | 0 | 0 | 0 | 0 | 0 | 0 | 0
Domestic Off Peak | 0.234 | 0 | 0 | 0 | 0 | 0 | 0.234 | 0 | 0 | 0 | 0 | 0 | 0 | 0 | 0 | 0 | 0 | 0 | 0% | 0% | 0% | 0% | 0% | 0% | 4359.0995 | 0 | 0 | 0 | 0 | 0 | 0 | 0 | 0
Small Non Domestic Unrestricted | 1.532 | 0 | 0 | 3.14 | 0 | 0 | 1.532 | 0 | 0 | 3.14 | 0 | 0 | 0 | 0 | 0 | 0 | 0 | 0 | 0% | 0% | 0% | 0% | 0% | 0% | 14755.4192 | 0 | 0 | 0 | 0 | 0 | 0 | 0 | 0
Small Non Domestic Two Rate | 2.312 | 0.231 | 0 | 3.14 | 0 | 0 | 2.312 | 0.231 | 0 | 3.14 | 0 | 0 | 0 | 0 | 0 | 0 | 0 | 0 | 0% | 0% | 0% | 0% | 0% | 0% | 24982.5854 | 0 | 0 | 0 | 0 | 0 | 0 | 0 | 0
Small Non Domestic Off Peak | 0.234 | 0 | 0 | 0 | 0 | 0 | 0.234 | 0 | 0 | 0 | 0 | 0 | 0 | 0 | 0 | 0 | 0 | 0 | 0% | 0% | 0% | 0% | 0% | 0% | 6589.4657 | 0 | 0 | 0 | 0 | 0 | 0 | 0 | 0
LV Medium Non-Domestic | 1.32 | 0.123 | 0 | 20.97 | 0 | 0 | 1.32 | 0.123 | 0 | 20.97 | 0 | 0 | 0 | 0 | 0 | 0 | 0 | 0 | 0% | 0% | 0% | 0% | 0% | 0% | 116438.1482 | 0 | 0 | 0 | 0 | 0 | 0 | 0 | 0
LV Sub Medium Non-Domestic | 1.135 | 0.101 | 0 | 67.27 | 0 | 0 | 1.135 | 0.101 | 0 | 67.27 | 0 | 0 | 0 | 0 | 0 | 0 | 0 | 0 | 0% | 0% | 0% | 0% | 0% | 0% | 147943.0625 | 0 | 0 | 0 | 0 | 0 | 0 | 0 | 0
HV Medium Non-Domestic | 0.672 | 0.042 | 0 | 205.38 | 0 | 0 | 0.672 | 0.042 | 0 | 205.39 | 0 | 0 | 0 | 0 | 0 | 0.01 | 0 | 0 | 0% | 0% | 0% | 0.004869% | 0% | 0% | 143065 | 0 | 0 | 0 | 0 | 3.65 | 0 | 0 | 0.0365
LV HH Metered | 6.64 | 0.637 | 0.084 | 11.45 | 3.15 | 0.204 | 6.641 | 0.637 | 0.084 | 11.45 | 3.15 | 0.204 | 0.001 | 0 | 0 | 0 | 0 | 0 | 0.01506% | 0% | 0% | 0% | 0% | 0% | 328614.0906 | 195.5651 | 0 | 0 | 195.5651 | 0 | 0 | 0 | 1.9557
LV Sub HH Metered | 8.319 | 0.752 | 0.094 | 38.76 | 3.46 | 0.2 | 8.319 | 0.752 | 0.094 | 38.76 | 3.46 | 0.2 | 0 | 0 | 0 | 0 | 0 | 0 | 0% | 0% | 0% | 0% | 0% | 0% | 709585.8757 | 0 | 0 | 0 | 0 | 0 | 0 | 0 | 0
HV HH Metered | 6.387 | 0.512 | 0.055 | 84.08 | 3.21 | 0.138 | 6.388 | 0.512 | 0.055 | 84.08 | 3.21 | 0.138 | 0.001 | 0 | 0 | 0 | 0 | 0 | 0.01566% | 0% | 0% | 0% | 0% | 0% | 2511150.3208 | 1635.0786 | 0 | 0 | 1635.0786 | 0 | 0 | 0 | 16.3508
HV Sub HH Metered | 4.78 | 0.338 | 0.03 | 98.05 | 2.2 | 0.108 | 4.78 | 0.338 | 0.03 | 98.05 | 2.2 | 0.108 | 0 | 0 | 0 | 0 | 0 | 0 | 0% | 0% | 0% | 0% | 0% | 0% | 33169790.86 | 0 | 0 | 0 | 0 | 0 | 0 | 0 | 0
NHH UMS | 2.687 | 0 | 0 | 0 | 0 | 0 | 2.687 | 0 | 0 | 0 | 0 | 0 | 0 | 0 | 0 | 0 | 0 | 0 | 0% | 0% | 0% | 0% | 0% | 0% | 66577.5915 | 0 | 0 | 0 | 0 | 0 | 0 | 0 | 0
LV UMS (Pseudo HH Metered) | 16.47 | 2.901 | 1.589 | 0 | 0 | 0 | 16.47 | 2.901 | 1.589 | 0 | 0 | 0 | 0 | 0 | 0 | 0 | 0 | 0 | 0% | 0% | 0% | 0% | 0% | 0% | 11274350 | 0 | 0 | 0 | 0 | 0 | 0 | 0 | 0
LV Generation NHH | -0.848 | 0 | 0 | 0 | 0 | 0 | -0.848 | 0 | 0 | 0 | 0 | 0 | 0 | 0 | 0 | 0 | 0 | 0 | 0% | 0% | 0% | 0% | 0% | 0% | 5.0769 | 0 | 0 | 0 | 0 | 0 | 0 | 0 | 0
LV Sub Generation NHH | -0.672 | 0 | 0 | 0 | 0 | 0 | -0.672 | 0 | 0 | 0 | 0 | 0 | 0 | 0 | 0 | 0 | 0 | 0 | 0% | 0% | 0% | 0% | 0% | 0% | 0 | 0 | 0 | 0 | 0 | 0 | 0 | 0 | 0
LV Generation Intermittent | -0.848 | 0 | 0 | 0 | 0 | 0.219 | -0.848 | 0 | 0 | 0 | 0 | 0.219 | 0 | 0 | 0 | 0 | 0 | 0 | 0% | 0% | 0% | 0% | 0% | 0% | 385752 | 0 | 0 | 0 | 0 | 0 | 0 | 0 | 0
LV Generation Non-Intermittent | -8.176 | -0.894 | -0.135 | 0 | 0 | 0.219 | -8.177 | -0.894 | -0.135 | 0 | 0 | 0.219 | -0.001 | 0 | 0 | 0 | 0 | 0 | 0.01223% | 0% | 0% | 0% | 0% | 0% | 125787.9623 | -73.6102 | 0 | 0 | -73.6102 | 0 | 0 | 0 | -0.7361
LV Sub Generation Intermittent | -0.672 | 0 | 0 | 0 | 0 | 0.181 | -0.672 | 0 | 0 | 0 | 0 | 0.181 | 0 | 0 | 0 | 0 | 0 | 0 | 0% | 0% | 0% | 0% | 0% | 0% | 5500 | 0 | 0 | 0 | 0 | 0 | 0 | 0 | 0
LV Sub Generation Non-Intermittent | -6.544 | -0.701 | -0.105 | 0 | 0 | 0.181 | -6.544 | -0.701 | -0.105 | 0 | 0 | 0.181 | 0 | 0 | 0 | 0 | 0 | 0 | 0% | 0% | 0% | 0% | 0% | 0% | 12799.9872 | 0 | 0 | 0 | 0 | 0 | 0 | 0 | 0
HV Generation Intermittent | -0.409 | 0 | 0 | 6.38 | 0 | 0.122 | -0.409 | 0 | 0 | 6.38 | 0 | 0.122 | 0 | 0 | 0 | 0 | 0 | 0 | 0% | 0% | 0% | 0% | 0% | 0% | 2157746.4848 | 0 | 0 | 0 | 0 | 0 | 0 | 0 | 0
HV Generation Non-Intermittent | -4.115 | -0.41 | -0.059 | 6.38 | 0 | 0.122 | -4.115 | -0.41 | -0.059 | 6.38 | 0 | 0.122 | 0 | 0 | 0 | 0 | 0 | 0 | 0% | 0% | 0% | 0% | 0% | 0% | 5600032.6479 | 0 | 0 | 0 | 0 | 0 | 0 | 0 | 0
HV Sub Generation Non-Intermittent | -2.817 | -0.255 | -0.035 | 6.38 | 0 | 0.068 | -2.817 | -0.255 | -0.035 | 6.38 | 0 | 0.068 | 0 | 0 | 0 | 0 | 0 | 0 | 0% | 0% | 0% | 0% | 0% | 0% | 159340.1997 | 0 | 0 | 0 | 0 | 0 | 0 | 0 | 0
HV Sub Generation Intermittent | -0.268 | 0 | 0 | 6.38 | 0 | 0.068 | -0.268 | 0 | 0 | 6.38 | 0 | 0.068 | 0 | 0 | 0 | 0 | 0 | 0 | 0% | 0% | 0% | 0% | 0% | 0% | 0 | 0 | 0 | 0 | 0 | 0 | 0 | 0 | 0
CDCM Impact Assessment for DCP | 97 |  | CDCM Table 3701 Effective from Oct 2011 DNO4
Specification in Section 3.7
Tariff | Current Prices | [5 empty] | Prices on New Basis | [5 empty] | PRICE CHANGE | [5 empty] | % CHANGE | [5 empty] | PRICE CHANGE OVER CHARGINIG PERIOD (365 Days)
| Unit rate 1 p/kWh | Unit rate 2 p/kWh | Unit rate 3 p/kWh | Fixed charge p/MPAN/day | Capacity charge p/kVA/day | Reactive power charge p/kVArh | Unit rate 1 p/kWh | Unit rate 2 p/kWh | Unit rate 3 p/kWh | Fixed charge p/MPAN/day | Capacity charge p/kVA/day | Reactive power charge p/kVArh | Unit rate 1 p/kWh | Unit rate 2 p/kWh | Unit rate 3 p/kWh | Fixed charge p/MPAN/day | Capacity charge p/kVA/day | Reactive power charge p/kVArh | Unit rate 1 p/kWh | Unit rate 2 p/kWh | Unit rate 3 p/kWh | Fixed charge p/MPAN/day | Capacity charge p/kVA/day | Reactive power charge p/kVArh | Ave kWHs/ MPAN | Annual Change for Rate 1 Units (pence) | Annual Change for Rate 1 Units (pence) | Annual Change for Rate 1 Units (pence) | Total Annual Unit Charge (pence) | Annaul Change in Fixed charge (pence) | Annaul Change in Capacity Charge (pence) | Annaul Change in Reactive Power Charge (pence) | Change in Total Annual DUOS Charge (£)
Domestic Unrestricted | 2.22 | 0 | 0 | 3.49 | 0 | 0 | 2.221 | 0 | 0 | 3.49 | 0 | 0 | 0.001 | 0 | 0 | 0 | 0 | 0 | 0.04505% | 0% | 0% | 0% | 0% | 0% | 3539.8567 | 3.5399 | 0 | 0 | 3.5399 | 0 | 0 | 0 | 0.035399
Domestic Two Rate | 2.899 | 0.223 | 0 | 3.49 | 0 | 0 | 2.899 | 0.223 | 0 | 3.49 | 0 | 0 | 0 | 0 | 0 | 0 | 0 | 0 | 0% | 0% | 0% | 0% | 0% | 0% | 5877.6903 | 0 | 0 | 0 | 0 | 0 | 0 | 0 | 0
Domestic Off Peak | 0.157 | 0 | 0 | 0 | 0 | 0 | 0.157 | 0 | 0 | 0 | 0 | 0 | 0 | 0 | 0 | 0 | 0 | 0 | 0% | 0% | 0% | 0% | 0% | 0% | 4324.4462 | 0 | 0 | 0 | 0 | 0 | 0 | 0 | 0
Small Non Domestic Unrestricted | 1.978 | 0 | 0 | 4.42 | 0 | 0 | 1.978 | 0 | 0 | 4.42 | 0 | 0 | 0 | 0 | 0 | 0 | 0 | 0 | 0% | 0% | 0% | 0% | 0% | 0% | 18312.1449 | 0 | 0 | 0 | 0 | 0 | 0 | 0 | 0
Small Non Domestic Two Rate | 2.731 | 0.301 | 0 | 4.42 | 0 | 0 | 2.731 | 0.301 | 0 | 4.42 | 0 | 0 | 0 | 0 | 0 | 0 | 0 | 0 | 0% | 0% | 0% | 0% | 0% | 0% | 24274.8985 | 0 | 0 | 0 | 0 | 0 | 0 | 0 | 0
Small Non Domestic Off Peak | 0.742 | 0 | 0 | 0 | 0 | 0 | 0.742 | 0 | 0 | 0 | 0 | 0 | 0 | 0 | 0 | 0 | 0 | 0 | 0% | 0% | 0% | 0% | 0% | 0% | 13369.5115 | 0 | 0 | 0 | 0 | 0 | 0 | 0 | 0
LV Medium Non-Domestic | 1.495 | 0.136 | 0 | 23.56 | 0 | 0 | 1.495 | 0.136 | 0 | 23.57 | 0 | 0 | 0 | 0 | 0 | 0.01 | 0 | 0 | 0% | 0% | 0% | 0.04244% | 0% | 0% | 116560.6474 | 0 | 0 | 0 | 0 | 3.65 | 0 | 0 | 0.0365
LV Sub Medium Non-Domestic | 1.41 | 0.126 | 0 | 0 | 0 | 0 | 1.41 | 0.126 | 0 | 0 | 0 | 0 | 0 | 0 | 0 | 0 | 0 | 0 | 0% | 0% | 0% | 0% | 0% | 0% | 0 | 0 | 0 | 0 | 0 | 0 | 0 | 0 | 0
HV Medium Non-Domestic | 0.905 | 0.068 | 0 | 215.1 | 0 | 0 | 0.905 | 0.068 | 0 | 215.11 | 0 | 0 | 0 | 0 | 0 | 0.01 | 0 | 0 | 0% | 0% | 0% | 0.004649% | 0% | 0% | 135609.8282 | 0 | 0 | 0 | 0 | 3.65 | 0 | 0 | 0.0365
LV HH Metered | 8.847 | 0.783 | 0.103 | 16.79 | 1.99 | 0.302 | 8.849 | 0.783 | 0.103 | 16.79 | 1.99 | 0.302 | 0.002 | 0 | 0 | 0 | 0 | 0 | 0.02261% | 0% | 0% | 0% | 0% | 0% | 562695.8069 | 765.2058 | 0 | 0 | 765.2058 | 0 | 0 | 0 | 7.6521
LV Sub HH Metered | 6.708 | 0.482 | 0.069 | 5.93 | 3.8 | 0.231 | 6.709 | 0.482 | 0.069 | 5.93 | 3.8 | 0.231 | 0.001 | 0 | 0 | 0 | 0 | 0 | 0.01491% | 0% | 0% | 0% | 0% | 0% | 373831.8387 | 277.372 | 0 | 0 | 277.372 | 0 | 0 | 0 | 2.7737
HV HH Metered | 5.508 | 0.358 | 0.053 | 89.72 | 4.1 | 0.163 | 5.508 | 0.358 | 0.053 | 89.73 | 4.1 | 0.163 | 0 | 0 | 0 | 0.01 | 0 | 0 | 0% | 0% | 0% | 0.01115% | 0% | 0% | 4308439.1458 | 0 | 0 | 0 | 0 | 3.65 | 0 | 0 | 0.0365
HV Sub HH Metered | 3.646 | 0.237 | 0.035 | 193.3 | 4.74 | 0.115 | 3.647 | 0.237 | 0.035 | 193.33 | 4.74 | 0.115 | 0.001 | 0 | 0 | 0.03 | 0 | 0 | 0.02743% | 0% | 0% | 0.01552% | 0% | 0% | 0 | 0 | 0 | 0 | 0 | 10.95 | 0 | 0 | 0.1095
NHH UMS | 1.829 | 0 | 0 | 0 | 0 | 0 | 1.829 | 0 | 0 | 0 | 0 | 0 | 0 | 0 | 0 | 0 | 0 | 0 | 0% | 0% | 0% | 0% | 0% | 0% | 63057.7138 | 0 | 0 | 0 | 0 | 0 | 0 | 0 | 0
LV UMS (Pseudo HH Metered) | 13.116 | 1.571 | 0.471 | 0 | 0 | 0 | 13.118 | 1.571 | 0.471 | 0 | 0 | 0 | 0.002 | 0 | 0 | 0 | 0 | 0 | 0.01525% | 0% | 0% | 0% | 0% | 0% | 19121703.931 | 23133.0364 | 0 | 0 | 23133.0364 | 0 | 0 | 0 | 231.3304
LV Generation NHH | -0.62 | 0 | 0 | 0 | 0 | 0 | -0.62 | 0 | 0 | 0 | 0 | 0 | 0 | 0 | 0 | 0 | 0 | 0 | 0% | 0% | 0% | 0% | 0% | 0% | 13774.0529 | 0 | 0 | 0 | 0 | 0 | 0 | 0 | 0
LV Sub Generation NHH | -0.538 | 0 | 0 | 0 | 0 | 0 | -0.538 | 0 | 0 | 0 | 0 | 0 | 0 | 0 | 0 | 0 | 0 | 0 | 0% | 0% | 0% | 0% | 0% | 0% | 0 | 0 | 0 | 0 | 0 | 0 | 0 | 0 | 0
LV Generation Intermittent | -0.62 | 0 | 0 | 0 | 0 | 0.157 | -0.62 | 0 | 0 | 0 | 0 | 0.157 | 0 | 0 | 0 | 0 | 0 | 0 | 0% | 0% | 0% | 0% | 0% | 0% | 383236.84 | 0 | 0 | 0 | 0 | 0 | 0 | 0 | 0
LV Generation Non-Intermittent | -4.296 | -0.523 | -0.062 | 0 | 0 | 0.157 | -4.296 | -0.523 | -0.062 | 0 | 0 | 0.157 | 0 | 0 | 0 | 0 | 0 | 0 | 0% | 0% | 0% | 0% | 0% | 0% | 130714.15 | 0 | 0 | 0 | 0 | 0 | 0 | 0 | 0
LV Sub Generation Intermittent | -0.538 | 0 | 0 | 0 | 0 | 0.14 | -0.538 | 0 | 0 | 0 | 0 | 0.14 | 0 | 0 | 0 | 0 | 0 | 0 | 0% | 0% | 0% | 0% | 0% | 0% | 0 | 0 | 0 | 0 | 0 | 0 | 0 | 0 | 0
LV Sub Generation Non-Intermittent | -3.789 | -0.441 | -0.053 | 0 | 0 | 0.14 | -3.789 | -0.441 | -0.053 | 0 | 0 | 0.14 | 0 | 0 | 0 | 0 | 0 | 0 | 0% | 0% | 0% | 0% | 0% | 0% | 0 | 0 | 0 | 0 | 0 | 0 | 0 | 0 | 0
HV Generation Intermittent | -0.309 | 0 | 0 | 65.52 | 0 | 0.113 | -0.309 | 0 | 0 | 65.52 | 0 | 0.113 | 0 | 0 | 0 | 0 | 0 | 0 | 0% | 0% | 0% | 0% | 0% | 0% | 14626624.204 | 0 | 0 | 0 | 0 | 0 | 0 | 0 | 0
HV Generation Non-Intermittent | -2.454 | -0.196 | -0.027 | 65.52 | 0 | 0.113 | -2.454 | -0.196 | -0.027 | 65.52 | 0 | 0.113 | 0 | 0 | 0 | 0 | 0 | 0 | 0% | 0% | 0% | 0% | 0% | 0% | 15907544.3828 | 0 | 0 | 0 | 0 | 0 | 0 | 0 | 0
HV Sub Generation Non-Intermittent | -2.12 | -0.138 | -0.02 | 65.52 | 0 | 0.059 | -2.12 | -0.138 | -0.02 | 65.52 | 0 | 0.059 | 0 | 0 | 0 | 0 | 0 | 0 | 0% | 0% | 0% | 0% | 0% | 0% | 0 | 0 | 0 | 0 | 0 | 0 | 0 | 0 | 0
HV Sub Generation Intermittent | -0.254 | 0 | 0 | 65.52 | 0 | 0.059 | -0.254 | 0 | 0 | 65.52 | 0 | 0.059 | 0 | 0 | 0 | 0 | 0 | 0 | 0% | 0% | 0% | 0% | 0% | 0% | 0 | 0 | 0 | 0 | 0 | 0 | 0 | 0 | 0
CDCM Impact Assessment for DCP | 97 |  | CDCM Table 3701 Effective from Oct 2011 DNO5
Specification in Section 3.7
Tariff | Current Prices | [5 empty] | Prices on New Basis | [5 empty] | PRICE CHANGE | [5 empty] | % CHANGE | [5 empty] | PRICE CHANGE OVER CHARGINIG PERIOD (365 Days)
| Unit rate 1 p/kWh | Unit rate 2 p/kWh | Unit rate 3 p/kWh | Fixed charge p/MPAN/day | Capacity charge p/kVA/day | Reactive power charge p/kVArh | Unit rate 1 p/kWh | Unit rate 2 p/kWh | Unit rate 3 p/kWh | Fixed charge p/MPAN/day | Capacity charge p/kVA/day | Reactive power charge p/kVArh | Unit rate 1 p/kWh | Unit rate 2 p/kWh | Unit rate 3 p/kWh | Fixed charge p/MPAN/day | Capacity charge p/kVA/day | Reactive power charge p/kVArh | Unit rate 1 p/kWh | Unit rate 2 p/kWh | Unit rate 3 p/kWh | Fixed charge p/MPAN/day | Capacity charge p/kVA/day | Reactive power charge p/kVArh | Ave kWHs/ MPAN | Annual Change for Rate 1 Units (pence) | Annual Change for Rate 1 Units (pence) | Annual Change for Rate 1 Units (pence) | Total Annual Unit Charge (pence) | Annaul Change in Fixed charge (pence) | Annaul Change in Capacity Charge (pence) | Annaul Change in Reactive Power Charge (pence) | Change in Total Annual DUOS Charge (£)
Domestic Unrestricted | 2.731 | 0 | 0 | 2.6 | 0 | 0 | 2.731 | 0 | 0 | 2.6 | 0 | 0 | 0 | 0 | 0 | 0 | 0 | 0 | 0% | 0% | 0% | 0% | 0% | 0% | 3657.7723 | 0 | 0 | 0 | 0 | 0 | 0 | 0 | 0
Domestic Two Rate | 3.385 | 0.282 | 0 | 2.6 | 0 | 0 | 3.385 | 0.282 | 0 | 2.6 | 0 | 0 | 0 | 0 | 0 | 0 | 0 | 0 | 0% | 0% | 0% | 0% | 0% | 0% | 7248.5909 | 0 | 0 | 0 | 0 | 0 | 0 | 0 | 0
Domestic Off Peak | 0.281 | 0 | 0 | 0 | 0 | 0 | 0.281 | 0 | 0 | 0 | 0 | 0 | 0 | 0 | 0 | 0 | 0 | 0 | 0% | 0% | 0% | 0% | 0% | 0% | 4844.3383 | 0 | 0 | 0 | 0 | 0 | 0 | 0 | 0
Small Non Domestic Unrestricted | 2.345 | 0 | 0 | 3.26 | 0 | 0 | 2.345 | 0 | 0 | 3.26 | 0 | 0 | 0 | 0 | 0 | 0 | 0 | 0 | 0% | 0% | 0% | 0% | 0% | 0% | 15397.8627 | 0 | 0 | 0 | 0 | 0 | 0 | 0 | 0
Small Non Domestic Two Rate | 2.425 | 0.23 | 0 | 3.26 | 0 | 0 | 2.425 | 0.23 | 0 | 3.26 | 0 | 0 | 0 | 0 | 0 | 0 | 0 | 0 | 0% | 0% | 0% | 0% | 0% | 0% | 32045.6326 | 0 | 0 | 0 | 0 | 0 | 0 | 0 | 0
Small Non Domestic Off Peak | 0.199 | 0 | 0 | 0 | 0 | 0 | 0.199 | 0 | 0 | 0 | 0 | 0 | 0 | 0 | 0 | 0 | 0 | 0 | 0% | 0% | 0% | 0% | 0% | 0% | 4852.7978 | 0 | 0 | 0 | 0 | 0 | 0 | 0 | 0
LV Medium Non-Domestic | 2.755 | 0.165 | 0 | 18.51 | 0 | 0 | 2.755 | 0.165 | 0 | 18.51 | 0 | 0 | 0 | 0 | 0 | 0 | 0 | 0 | 0% | 0% | 0% | 0% | 0% | 0% | 110292.9711 | 0 | 0 | 0 | 0 | 0 | 0 | 0 | 0
LV Sub Medium Non-Domestic | 2.36 | 0.134 | 0 | 26.27 | 0 | 0 | 2.36 | 0.134 | 0 | 26.27 | 0 | 0 | 0 | 0 | 0 | 0 | 0 | 0 | 0% | 0% | 0% | 0% | 0% | 0% | 112242.0788 | 0 | 0 | 0 | 0 | 0 | 0 | 0 | 0
HV Medium Non-Domestic | 1.516 | 0.038 | 0 | 233.95 | 0 | 0 | 1.516 | 0.038 | 0 | 233.95 | 0 | 0 | 0 | 0 | 0 | 0 | 0 | 0 | 0% | 0% | 0% | 0% | 0% | 0% | 191233.3837 | 0 | 0 | 0 | 0 | 0 | 0 | 0 | 0
LV HH Metered | 12.036 | 0.534 | 0.114 | 12.04 | 2.28 | 0.454 | 12.037 | 0.534 | 0.114 | 12.04 | 2.28 | 0.454 | 0.001 | 0 | 0 | 0 | 0 | 0 | 0.008308% | 0% | 0% | 0% | 0% | 0% | 309065.337 | 250.1817 | 0 | 0 | 250.1817 | 0 | 0 | 0 | 2.5018
LV Sub HH Metered | 10.063 | 0.23 | 0.064 | 4.25 | 4.9 | 0.319 | 10.064 | 0.23 | 0.064 | 4.25 | 4.9 | 0.319 | 0.001 | 0 | 0 | 0 | 0 | 0 | 0.009937% | 0% | 0% | 0% | 0% | 0% | 686259.6253 | 604.4113 | 0 | 0 | 604.4113 | 0 | 0 | 0 | 6.0441
HV HH Metered | 7.757 | 0.102 | 0.037 | 64.32 | 3.56 | 0.22 | 7.757 | 0.102 | 0.037 | 64.32 | 3.56 | 0.22 | 0 | 0 | 0 | 0 | 0 | 0 | 0% | 0% | 0% | 0% | 0% | 0% | 3076824.7151 | 0 | 0 | 0 | 0 | 0 | 0 | 0 | 0
HV Sub HH Metered | 5.724 | 0.013 | 0.016 | 138.57 | 3.95 | 0.143 | 5.725 | 0.013 | 0.016 | 138.57 | 3.95 | 0.143 | 0.001 | 0 | 0 | 0 | 0 | 0 | 0.01747% | 0% | 0% | 0% | 0% | 0% | 9108084.8261 | 8886.7117 | 0 | 0 | 8886.7117 | 0 | 0 | 0 | 88.8671
NHH UMS | 2.057 | 0 | 0 | 0 | 0 | 0 | 2.057 | 0 | 0 | 0 | 0 | 0 | 0 | 0 | 0 | 0 | 0 | 0 | 0% | 0% | 0% | 0% | 0% | 0% | 152253.1438 | 0 | 0 | 0 | 0 | 0 | 0 | 0 | 0
LV UMS (Pseudo HH Metered) | 15.31 | 1.06 | 0.39 | 0 | 0 | 0 | 15.311 | 1.06 | 0.39 | 0 | 0 | 0 | 0.001 | 0 | 0 | 0 | 0 | 0 | 0.006532% | 0% | 0% | 0% | 0% | 0% | 4851338.8091 | 3358.0091 | 0 | 0 | 3358.0091 | 0 | 0 | 0 | 33.5801
LV Generation NHH | -1.16 | 0 | 0 | 0 | 0 | 0 | -1.16 | 0 | 0 | 0 | 0 | 0 | 0 | 0 | 0 | 0 | 0 | 0 | 0% | 0% | 0% | 0% | 0% | 0% | 4516.0346 | 0 | 0 | 0 | 0 | 0 | 0 | 0 | 0
LV Sub Generation NHH | -1.024 | 0 | 0 | 0 | 0 | 0 | -1.024 | 0 | 0 | 0 | 0 | 0 | 0 | 0 | 0 | 0 | 0 | 0 | 0% | 0% | 0% | 0% | 0% | 0% | 4496.5611 | 0 | 0 | 0 | 0 | 0 | 0 | 0 | 0
LV Generation Intermittent | -1.16 | 0 | 0 | 0 | 0 | 0.345 | -1.16 | 0 | 0 | 0 | 0 | 0.345 | 0 | 0 | 0 | 0 | 0 | 0 | 0% | 0% | 0% | 0% | 0% | 0% | 288771.132 | 0 | 0 | 0 | 0 | 0 | 0 | 0 | 0
LV Generation Non-Intermittent | -9.7 | -0.597 | -0.117 | 0 | 0 | 0.345 | -9.7 | -0.597 | -0.117 | 0 | 0 | 0.345 | 0 | 0 | 0 | 0 | 0 | 0 | 0% | 0% | 0% | 0% | 0% | 0% | 1090885.5703 | 0 | 0 | 0 | 0 | 0 | 0 | 0 | 0
LV Sub Generation Intermittent | -1.024 | 0 | 0 | 0 | 0 | 0.317 | -1.024 | 0 | 0 | 0 | 0 | 0.317 | 0 | 0 | 0 | 0 | 0 | 0 | 0% | 0% | 0% | 0% | 0% | 0% | 436644.0244 | 0 | 0 | 0 | 0 | 0 | 0 | 0 | 0
LV Sub Generation Non-Intermittent | -8.742 | -0.492 | -0.099 | 0 | 0 | 0.317 | -8.742 | -0.492 | -0.099 | 0 | 0 | 0.317 | 0 | 0 | 0 | 0 | 0 | 0 | 0% | 0% | 0% | 0% | 0% | 0% | 720833.6859 | 0 | 0 | 0 | 0 | 0 | 0 | 0 | 0
HV Generation Intermittent | -0.645 | 0 | 0 | 46.96 | 0 | 0.231 | -0.645 | 0 | 0 | 46.97 | 0 | 0.231 | 0 | 0 | 0 | 0.01 | 0 | 0 | 0% | 0% | 0% | 0.02129% | 0% | 0% | 3396246.3498 | 0 | 0 | 0 | 0 | 3.65 | 0 | 0 | 0.0365
HV Generation Non-Intermittent | -6.316 | -0.153 | -0.041 | 46.96 | 0 | 0.231 | -6.316 | -0.153 | -0.041 | 46.97 | 0 | 0.231 | 0 | 0 | 0 | 0.01 | 0 | 0 | 0% | 0% | 0% | 0.02129% | 0% | 0% | 6708202.9649 | 0 | 0 | 0 | 0 | 3.65 | 0 | 0 | 0.0365
HV Sub Generation Non-Intermittent | -5.983 | -0.11 | -0.034 | 46.96 | 0 | 0.164 | -5.983 | -0.11 | -0.034 | 46.97 | 0 | 0.164 | 0 | 0 | 0 | 0.01 | 0 | 0 | 0% | 0% | 0% | 0.02129% | 0% | 0% | 3335013.6455 | 0 | 0 | 0 | 0 | 3.65 | 0 | 0 | 0.0365
HV Sub Generation Intermittent | -0.595 | 0 | 0 | 46.96 | 0 | 0.164 | -0.595 | 0 | 0 | 46.97 | 0 | 0.164 | 0 | 0 | 0 | 0.01 | 0 | 0 | 0% | 0% | 0% | 0.02129% | 0% | 0% | 855660.7863 | 0 | 0 | 0 | 0 | 3.65 | 0 | 0 | 0.0365
CDCM Impact Assessment for DCP | 97 |  | CDCM Table 3701 Effective from Oct 2011 DNO6
Specification in Section 3.7
Tariff | Current Prices | [5 empty] | Prices on New Basis | [5 empty] | PRICE CHANGE | [5 empty] | % CHANGE | [5 empty] | PRICE CHANGE OVER CHARGINIG PERIOD (365 Days)
| Unit rate 1 p/kWh | Unit rate 2 p/kWh | Unit rate 3 p/kWh | Fixed charge p/MPAN/day | Capacity charge p/kVA/day | Reactive power charge p/kVArh | Unit rate 1 p/kWh | Unit rate 2 p/kWh | Unit rate 3 p/kWh | Fixed charge p/MPAN/day | Capacity charge p/kVA/day | Reactive power charge p/kVArh | Unit rate 1 p/kWh | Unit rate 2 p/kWh | Unit rate 3 p/kWh | Fixed charge p/MPAN/day | Capacity charge p/kVA/day | Reactive power charge p/kVArh | Unit rate 1 p/kWh | Unit rate 2 p/kWh | Unit rate 3 p/kWh | Fixed charge p/MPAN/day | Capacity charge p/kVA/day | Reactive power charge p/kVArh | Ave kWHs/ MPAN | Annual Change for Rate 1 Units (pence) | Annual Change for Rate 1 Units (pence) | Annual Change for Rate 1 Units (pence) | Total Annual Unit Charge (pence) | Annaul Change in Fixed charge (pence) | Annaul Change in Capacity Charge (pence) | Annaul Change in Reactive Power Charge (pence) | Change in Total Annual DUOS Charge (£)
Domestic Unrestricted | 1.661 | 0 | 0 | 3.19 | 0 | 0 | 1.662 | 0 | 0 | 3.19 | 0 | 0 | 0.001 | 0 | 0 | 0 | 0 | 0 | 0.0602% | 0% | 0% | 0% | 0% | 0% | 3672.5753 | 3.6726 | 0 | 0 | 3.6726 | 0 | 0 | 0 | 0.036726
Domestic Two Rate | 2.085 | 0.227 | 0 | 3.19 | 0 | 0 | 2.085 | 0.227 | 0 | 3.19 | 0 | 0 | 0 | 0 | 0 | 0 | 0 | 0 | 0% | 0% | 0% | 0% | 0% | 0% | 6493.4184 | 0 | 0 | 0 | 0 | 0 | 0 | 0 | 0
Domestic Off Peak | 0.239 | 0 | 0 | 0 | 0 | 0 | 0.239 | 0 | 0 | 0 | 0 | 0 | 0 | 0 | 0 | 0 | 0 | 0 | 0% | 0% | 0% | 0% | 0% | 0% | 8251.0615 | 0 | 0 | 0 | 0 | 0 | 0 | 0 | 0
Small Non Domestic Unrestricted | 1.095 | 0 | 0 | 3.43 | 0 | 0 | 1.095 | 0 | 0 | 3.43 | 0 | 0 | 0 | 0 | 0 | 0 | 0 | 0 | 0% | 0% | 0% | 0% | 0% | 0% | 12966.9263 | 0 | 0 | 0 | 0 | 0 | 0 | 0 | 0
Small Non Domestic Two Rate | 1.155 | 0.097 | 0 | 3.43 | 0 | 0 | 1.155 | 0.097 | 0 | 3.43 | 0 | 0 | 0 | 0 | 0 | 0 | 0 | 0 | 0% | 0% | 0% | 0% | 0% | 0% | 25562.5938 | 0 | 0 | 0 | 0 | 0 | 0 | 0 | 0
Small Non Domestic Off Peak | 0.338 | 0 | 0 | 0 | 0 | 0 | 0.338 | 0 | 0 | 0 | 0 | 0 | 0 | 0 | 0 | 0 | 0 | 0 | 0% | 0% | 0% | 0% | 0% | 0% | 11472.3626 | 0 | 0 | 0 | 0 | 0 | 0 | 0 | 0
LV Medium Non-Domestic | 1.239 | 0.133 | 0 | 26.86 | 0 | 0 | 1.239 | 0.133 | 0 | 26.86 | 0 | 0 | 0 | 0 | 0 | 0 | 0 | 0 | 0% | 0% | 0% | 0% | 0% | 0% | 145815.4423 | 0 | 0 | 0 | 0 | 0 | 0 | 0 | 0
LV Sub Medium Non-Domestic | 0.887 | 0.088 | 0 | 6.9 | 0 | 0 | 0.887 | 0.088 | 0 | 6.9 | 0 | 0 | 0 | 0 | 0 | 0 | 0 | 0 | 0% | 0% | 0% | 0% | 0% | 0% | 0 | 0 | 0 | 0 | 0 | 0 | 0 | 0 | 0
HV Medium Non-Domestic | 0.517 | 0.019 | 0 | 73.96 | 0 | 0 | 0.517 | 0.019 | 0 | 73.96 | 0 | 0 | 0 | 0 | 0 | 0 | 0 | 0 | 0% | 0% | 0% | 0% | 0% | 0% | 0 | 0 | 0 | 0 | 0 | 0 | 0 | 0 | 0
LV HH Metered | 3.184 | 0.273 | 0.08 | 10.07 | 2.07 | 0.37 | 3.184 | 0.273 | 0.08 | 10.07 | 2.07 | 0.37 | 0 | 0 | 0 | 0 | 0 | 0 | 0% | 0% | 0% | 0% | 0% | 0% | 672215.695 | 0 | 0 | 0 | 0 | 0 | 0 | 0 | 0
LV Sub HH Metered | 2.574 | 0.166 | 0.035 | 6.9 | 4.02 | 0.282 | 2.574 | 0.166 | 0.035 | 6.9 | 4.02 | 0.282 | 0 | 0 | 0 | 0 | 0 | 0 | 0% | 0% | 0% | 0% | 0% | 0% | 687635.6231 | 0 | 0 | 0 | 0 | 0 | 0 | 0 | 0
HV HH Metered | 1.906 | 0.107 | 0.018 | 73.96 | 4.42 | 0.184 | 1.906 | 0.107 | 0.018 | 73.96 | 4.42 | 0.185 | 0 | 0 | 0 | 0 | 0 | 0.001 | 0% | 0% | 0% | 0% | 0% | 0.5435% | 6557594.0311 | 0 | 0 | 0 | 0 | 0 | 0 | 414.9884 | 4.1499
HV Sub HH Metered | 1.812 | 0.1 | 0.016 | 73.96 | 2.13 | 0.207 | 1.812 | 0.1 | 0.016 | 73.96 | 2.13 | 0.207 | 0 | 0 | 0 | 0 | 0 | 0 | 0% | 0% | 0% | 0% | 0% | 0% | 241799751.9117 | 0 | 0 | 0 | 0 | 0 | 0 | 0 | 0
NHH UMS | 1.424 | 0 | 0 | 0 | 0 | 0 | 1.424 | 0 | 0 | 0 | 0 | 0 | 0 | 0 | 0 | 0 | 0 | 0 | 0% | 0% | 0% | 0% | 0% | 0% | 329528.2595 | 0 | 0 | 0 | 0 | 0 | 0 | 0 | 0
LV UMS (Pseudo HH Metered) | 8.864 | 1.203 | 0.636 | 0 | 0 | 0 | 8.864 | 1.203 | 0.636 | 0 | 0 | 0 | 0 | 0 | 0 | 0 | 0 | 0 | 0% | 0% | 0% | 0% | 0% | 0% | 3848209.494 | 0 | 0 | 0 | 0 | 0 | 0 | 0 | 0
LV Generation NHH | -0.809 | 0 | 0 | 0 | 0 | 0 | -0.809 | 0 | 0 | 0 | 0 | 0 | 0 | 0 | 0 | 0 | 0 | 0 | 0% | 0% | 0% | 0% | 0% | 0% | 23496.7885 | 0 | 0 | 0 | 0 | 0 | 0 | 0 | 0
LV Sub Generation NHH | -0.753 | 0 | 0 | 0 | 0 | 0 | -0.753 | 0 | 0 | 0 | 0 | 0 | 0 | 0 | 0 | 0 | 0 | 0 | 0% | 0% | 0% | 0% | 0% | 0% | 0 | 0 | 0 | 0 | 0 | 0 | 0 | 0 | 0
LV Generation Intermittent | -0.809 | 0 | 0 | 0 | 0 | 0.41 | -0.809 | 0 | 0 | 0 | 0 | 0.41 | 0 | 0 | 0 | 0 | 0 | 0 | 0% | 0% | 0% | 0% | 0% | 0% | 61285.1123 | 0 | 0 | 0 | 0 | 0 | 0 | 0 | 0
LV Generation Non-Intermittent | -3.67 | -0.337 | -0.104 | 0 | 0 | 0.41 | -3.67 | -0.337 | -0.104 | 0 | 0 | 0.41 | 0 | 0 | 0 | 0 | 0 | 0 | 0% | 0% | 0% | 0% | 0% | 0% | 186206.7442 | 0 | 0 | 0 | 0 | 0 | 0 | 0 | 0
LV Sub Generation Intermittent | -0.753 | 0 | 0 | 0 | 0 | 0.383 | -0.753 | 0 | 0 | 0 | 0 | 0.383 | 0 | 0 | 0 | 0 | 0 | 0 | 0% | 0% | 0% | 0% | 0% | 0% | 0 | 0 | 0 | 0 | 0 | 0 | 0 | 0 | 0
LV Sub Generation Non-Intermittent | -3.453 | -0.302 | -0.09 | 0 | 0 | 0.383 | -3.453 | -0.302 | -0.09 | 0 | 0 | 0.383 | 0 | 0 | 0 | 0 | 0 | 0 | 0% | 0% | 0% | 0% | 0% | 0% | 0 | 0 | 0 | 0 | 0 | 0 | 0 | 0 | 0
HV Generation Intermittent | -0.548 | 0 | 0 | 34.81 | 0 | 0.333 | -0.548 | 0 | 0 | 34.81 | 0 | 0.333 | 0 | 0 | 0 | 0 | 0 | 0 | 0% | 0% | 0% | 0% | 0% | 0% | 599554.2496 | 0 | 0 | 0 | 0 | 0 | 0 | 0 | 0
HV Generation Non-Intermittent | -2.699 | -0.167 | -0.033 | 34.81 | 0 | 0.333 | -2.699 | -0.167 | -0.033 | 34.81 | 0 | 0.333 | 0 | 0 | 0 | 0 | 0 | 0 | 0% | 0% | 0% | 0% | 0% | 0% | 3993130.0916 | 0 | 0 | 0 | 0 | 0 | 0 | 0 | 0
HV Sub Generation Non-Intermittent | -2.905 | -0.173 | -0.033 | 34.81 | 0 | 0.264 | -2.905 | -0.173 | -0.033 | 34.81 | 0 | 0.264 | 0 | 0 | 0 | 0 | 0 | 0 | 0% | 0% | 0% | 0% | 0% | 0% | 0 | 0 | 0 | 0 | 0 | 0 | 0 | 0 | 0
HV Sub Generation Intermittent | -0.587 | 0 | 0 | 34.81 | 0 | 0.264 | -0.587 | 0 | 0 | 34.81 | 0 | 0.264 | 0 | 0 | 0 | 0 | 0 | 0 | 0% | 0% | 0% | 0% | 0% | 0% | 0 | 0 | 0 | 0 | 0 | 0 | 0 | 0 | 0
CDCM Impact Assessment for DCP | 97 |  | CDCM Table 3701 Effective from Oct 2011 DNO7
Specification in Section 3.7
Tariff | Current Prices | [5 empty] | Prices on New Basis | [5 empty] | PRICE CHANGE | [5 empty] | % CHANGE | [5 empty] | PRICE CHANGE OVER CHARGINIG PERIOD (365 Days)
| Unit rate 1 p/kWh | Unit rate 2 p/kWh | Unit rate 3 p/kWh | Fixed charge p/MPAN/day | Capacity charge p/kVA/day | Reactive power charge p/kVArh | Unit rate 1 p/kWh | Unit rate 2 p/kWh | Unit rate 3 p/kWh | Fixed charge p/MPAN/day | Capacity charge p/kVA/day | Reactive power charge p/kVArh | Unit rate 1 p/kWh | Unit rate 2 p/kWh | Unit rate 3 p/kWh | Fixed charge p/MPAN/day | Capacity charge p/kVA/day | Reactive power charge p/kVArh | Unit rate 1 p/kWh | Unit rate 2 p/kWh | Unit rate 3 p/kWh | Fixed charge p/MPAN/day | Capacity charge p/kVA/day | Reactive power charge p/kVArh | Ave kWHs/ MPAN | Annual Change for Rate 1 Units (pence) | Annual Change for Rate 1 Units (pence) | Annual Change for Rate 1 Units (pence) | Total Annual Unit Charge (pence) | Annaul Change in Fixed charge (pence) | Annaul Change in Capacity Charge (pence) | Annaul Change in Reactive Power Charge (pence) | Change in Total Annual DUOS Charge (£)
Domestic Unrestricted | 1.507 | 0 | 0 | 3.87 | 0 | 0 | 1.507 | 0 | 0 | 3.87 | 0 | 0 | 0 | 0 | 0 | 0 | 0 | 0 | 0% | 0% | 0% | 0% | 0% | 0% | 3840.0196 | 0 | 0 | 0 | 0 | 0 | 0 | 0 | 0
Domestic Two Rate | 2.036 | 0.143 | 0 | 3.87 | 0 | 0 | 2.036 | 0.143 | 0 | 3.87 | 0 | 0 | 0 | 0 | 0 | 0 | 0 | 0 | 0% | 0% | 0% | 0% | 0% | 0% | 5936.1293 | 0 | 0 | 0 | 0 | 0 | 0 | 0 | 0
Domestic Off Peak | 0.35 | 0 | 0 | 0 | 0 | 0 | 0.35 | 0 | 0 | 0 | 0 | 0 | 0 | 0 | 0 | 0 | 0 | 0 | 0% | 0% | 0% | 0% | 0% | 0% | 4710.779 | 0 | 0 | 0 | 0 | 0 | 0 | 0 | 0
Small Non Domestic Unrestricted | 1.469 | 0 | 0 | 4.16 | 0 | 0 | 1.469 | 0 | 0 | 4.16 | 0 | 0 | 0 | 0 | 0 | 0 | 0 | 0 | 0% | 0% | 0% | 0% | 0% | 0% | 10887.8913 | 0 | 0 | 0 | 0 | 0 | 0 | 0 | 0
Small Non Domestic Two Rate | 1.384 | 0.116 | 0 | 4.16 | 0 | 0 | 1.384 | 0.116 | 0 | 4.16 | 0 | 0 | 0 | 0 | 0 | 0 | 0 | 0 | 0% | 0% | 0% | 0% | 0% | 0% | 23891.2569 | 0 | 0 | 0 | 0 | 0 | 0 | 0 | 0
Small Non Domestic Off Peak | 0.229 | 0 | 0 | 0 | 0 | 0 | 0.229 | 0 | 0 | 0 | 0 | 0 | 0 | 0 | 0 | 0 | 0 | 0 | 0% | 0% | 0% | 0% | 0% | 0% | 8653.4565 | 0 | 0 | 0 | 0 | 0 | 0 | 0 | 0
LV Medium Non-Domestic | 1.351 | 0.117 | 0 | 29.73 | 0 | 0 | 1.351 | 0.117 | 0 | 29.73 | 0 | 0 | 0 | 0 | 0 | 0 | 0 | 0 | 0% | 0% | 0% | 0% | 0% | 0% | 121597.087 | 0 | 0 | 0 | 0 | 0 | 0 | 0 | 0
LV Sub Medium Non-Domestic | 0.755 | 0.06 | 0 | 8.33 | 0 | 0 | 0.755 | 0.061 | 0 | 8.33 | 0 | 0 | 0 | 0.001 | 0 | 0 | 0 | 0 | 0% | 1.667% | 0% | 0% | 0% | 0% | 0 | 0 | 0 | 0 | 0 | 0 | 0 | 0 | 0
HV Medium Non-Domestic | 0.549 | 0.027 | 0 | 65.34 | 0 | 0 | 0.549 | 0.027 | 0 | 65.34 | 0 | 0 | 0 | 0 | 0 | 0 | 0 | 0 | 0% | 0% | 0% | 0% | 0% | 0% | 0 | 0 | 0 | 0 | 0 | 0 | 0 | 0 | 0
LV HH Metered | 7.325 | 0.289 | 0.068 | 12.16 | 2.07 | 0.381 | 7.325 | 0.289 | 0.068 | 12.16 | 2.07 | 0.381 | 0 | 0 | 0 | 0 | 0 | 0 | 0% | 0% | 0% | 0% | 0% | 0% | 497138.6265 | 0 | 0 | 0 | 0 | 0 | 0 | 0 | 0
LV Sub HH Metered | 6.411 | 0.218 | 0.044 | 8.33 | 3.01 | 0.323 | 6.412 | 0.218 | 0.044 | 8.33 | 3.01 | 0.323 | 0.001 | 0 | 0 | 0 | 0 | 0 | 0.0156% | 0% | 0% | 0% | 0% | 0% | 523850.7243 | 441.8171 | 0 | 0 | 441.8171 | 0 | 0 | 0 | 4.4182
HV HH Metered | 5.013 | 0.156 | 0.028 | 65.34 | 2.86 | 0.233 | 5.013 | 0.156 | 0.028 | 65.34 | 2.86 | 0.233 | 0 | 0 | 0 | 0 | 0 | 0 | 0% | 0% | 0% | 0% | 0% | 0% | 3758223.3468 | 0 | 0 | 0 | 0 | 0 | 0 | 0 | 0
HV Sub HH Metered | 3.76 | 0.098 | 0.017 | 65.34 | 3 | 0.188 | 3.76 | 0.098 | 0.017 | 65.34 | 3 | 0.188 | 0 | 0 | 0 | 0 | 0 | 0 | 0% | 0% | 0% | 0% | 0% | 0% | 11696227.7879 | 0 | 0 | 0 | 0 | 0 | 0 | 0 | 0
NHH UMS | 1.566 | 0 | 0 | 0 | 0 | 0 | 1.567 | 0 | 0 | 0 | 0 | 0 | 0.001 | 0 | 0 | 0 | 0 | 0 | 0.06386% | 0% | 0% | 0% | 0% | 0% | 99302.8577 | 99.3029 | 0 | 0 | 99.3029 | 0 | 0 | 0 | 0.99303
LV UMS (Pseudo HH Metered) | 12.412 | 0.971 | 0.576 | 0 | 0 | 0 | 12.412 | 0.971 | 0.576 | 0 | 0 | 0 | 0 | 0 | 0 | 0 | 0 | 0 | 0% | 0% | 0% | 0% | 0% | 0% | 8560955.6954 | 0 | 0 | 0 | 0 | 0 | 0 | 0 | 0
LV Generation NHH | -0.617 | 0 | 0 | 0 | 0 | 0 | -0.617 | 0 | 0 | 0 | 0 | 0 | 0 | 0 | 0 | 0 | 0 | 0 | 0% | 0% | 0% | 0% | 0% | 0% | 31882.915 | 0 | 0 | 0 | 0 | 0 | 0 | 0 | 0
LV Sub Generation NHH | -0.565 | 0 | 0 | 0 | 0 | 0 | -0.565 | 0 | 0 | 0 | 0 | 0 | 0 | 0 | 0 | 0 | 0 | 0 | 0% | 0% | 0% | 0% | 0% | 0% | 0 | 0 | 0 | 0 | 0 | 0 | 0 | 0 | 0
LV Generation Intermittent | -0.617 | 0 | 0 | 0 | 0 | 0.308 | -0.617 | 0 | 0 | 0 | 0 | 0.308 | 0 | 0 | 0 | 0 | 0 | 0 | 0% | 0% | 0% | 0% | 0% | 0% | 123246.8357 | 0 | 0 | 0 | 0 | 0 | 0 | 0 | 0
LV Generation Non-Intermittent | -5.431 | -0.253 | -0.066 | 0 | 0 | 0.308 | -5.431 | -0.253 | -0.066 | 0 | 0 | 0.308 | 0 | 0 | 0 | 0 | 0 | 0 | 0% | 0% | 0% | 0% | 0% | 0% | 229802.7624 | 0 | 0 | 0 | 0 | 0 | 0 | 0 | 0
LV Sub Generation Intermittent | -0.565 | 0 | 0 | 0 | 0 | 0.283 | -0.565 | 0 | 0 | 0 | 0 | 0.283 | 0 | 0 | 0 | 0 | 0 | 0 | 0% | 0% | 0% | 0% | 0% | 0% | 0 | 0 | 0 | 0 | 0 | 0 | 0 | 0 | 0
LV Sub Generation Non-Intermittent | -5.039 | -0.224 | -0.056 | 0 | 0 | 0.283 | -5.039 | -0.224 | -0.056 | 0 | 0 | 0.283 | 0 | 0 | 0 | 0 | 0 | 0 | 0% | 0% | 0% | 0% | 0% | 0% | 0 | 0 | 0 | 0 | 0 | 0 | 0 | 0 | 0
HV Generation Intermittent | -0.439 | 0 | 0 | 46.32 | 0 | 0.244 | -0.439 | 0 | 0 | 46.32 | 0 | 0.244 | 0 | 0 | 0 | 0 | 0 | 0 | 0% | 0% | 0% | 0% | 0% | 0% | 1773.0479 | 0 | 0 | 0 | 0 | 0 | 0 | 0 | 0
HV Generation Non-Intermittent | -4.091 | -0.15 | -0.031 | 46.32 | 0 | 0.244 | -4.091 | -0.15 | -0.031 | 46.32 | 0 | 0.244 | 0 | 0 | 0 | 0 | 0 | 0 | 0% | 0% | 0% | 0% | 0% | 0% | 4385148.801 | 0 | 0 | 0 | 0 | 0 | 0 | 0 | 0
HV Sub Generation Non-Intermittent | -3.869 | -0.134 | -0.025 | 46.32 | 0 | 0.19 | -3.869 | -0.134 | -0.025 | 46.32 | 0 | 0.19 | 0 | 0 | 0 | 0 | 0 | 0 | 0% | 0% | 0% | 0% | 0% | 0% | 0 | 0 | 0 | 0 | 0 | 0 | 0 | 0 | 0
HV Sub Generation Intermittent | -0.41 | 0 | 0 | 46.32 | 0 | 0.19 | -0.41 | 0 | 0 | 46.32 | 0 | 0.19 | 0 | 0 | 0 | 0 | 0 | 0 | 0% | 0% | 0% | 0% | 0% | 0% | 0 | 0 | 0 | 0 | 0 | 0 | 0 | 0 | 0
CDCM Impact Assessment for DCP | 97 |  | CDCM Table 3701 Effective from Oct 2011 DNO8
Specification in Section 3.7
Tariff | Current Prices | [5 empty] | Prices on New Basis | [5 empty] | PRICE CHANGE | [5 empty] | % CHANGE | [5 empty] | PRICE CHANGE OVER CHARGINIG PERIOD (365 Days)
| Unit rate 1 p/kWh | Unit rate 2 p/kWh | Unit rate 3 p/kWh | Fixed charge p/MPAN/day | Capacity charge p/kVA/day | Reactive power charge p/kVArh | Unit rate 1 p/kWh | Unit rate 2 p/kWh | Unit rate 3 p/kWh | Fixed charge p/MPAN/day | Capacity charge p/kVA/day | Reactive power charge p/kVArh | Unit rate 1 p/kWh | Unit rate 2 p/kWh | Unit rate 3 p/kWh | Fixed charge p/MPAN/day | Capacity charge p/kVA/day | Reactive power charge p/kVArh | Unit rate 1 p/kWh | Unit rate 2 p/kWh | Unit rate 3 p/kWh | Fixed charge p/MPAN/day | Capacity charge p/kVA/day | Reactive power charge p/kVArh | Ave kWHs/ MPAN | Annual Change for Rate 1 Units (pence) | Annual Change for Rate 1 Units (pence) | Annual Change for Rate 1 Units (pence) | Total Annual Unit Charge (pence) | Annaul Change in Fixed charge (pence) | Annaul Change in Capacity Charge (pence) | Annaul Change in Reactive Power Charge (pence) | Change in Total Annual DUOS Charge (£)
Domestic Unrestricted | 1.383 | 0 | 0 | 4.1 | 0 | 0 | 1.383 | 0 | 0 | 4.1 | 0 | 0 | 0 | 0 | 0 | 0 | 0 | 0 | 0% | 0% | 0% | 0% | 0% | 0% | 3797.1727 | 0 | 0 | 0 | 0 | 0 | 0 | 0 | 0
Domestic Two Rate | 1.747 | 0.213 | 0 | 4.1 | 0 | 0 | 1.747 | 0.213 | 0 | 4.1 | 0 | 0 | 0 | 0 | 0 | 0 | 0 | 0 | 0% | 0% | 0% | 0% | 0% | 0% | 5850.3188 | 0 | 0 | 0 | 0 | 0 | 0 | 0 | 0
Domestic Off Peak | 0.142 | 0 | 0 | 0 | 0 | 0 | 0.142 | 0 | 0 | 0 | 0 | 0 | 0 | 0 | 0 | 0 | 0 | 0 | 0% | 0% | 0% | 0% | 0% | 0% | 4354.1837 | 0 | 0 | 0 | 0 | 0 | 0 | 0 | 0
Small Non Domestic Unrestricted | 1.247 | 0 | 0 | 4.38 | 0 | 0 | 1.247 | 0 | 0 | 4.38 | 0 | 0 | 0 | 0 | 0 | 0 | 0 | 0 | 0% | 0% | 0% | 0% | 0% | 0% | 14636.6574 | 0 | 0 | 0 | 0 | 0 | 0 | 0 | 0
Small Non Domestic Two Rate | 1.389 | 0.215 | 0 | 4.38 | 0 | 0 | 1.389 | 0.215 | 0 | 4.38 | 0 | 0 | 0 | 0 | 0 | 0 | 0 | 0 | 0% | 0% | 0% | 0% | 0% | 0% | 22977.4995 | 0 | 0 | 0 | 0 | 0 | 0 | 0 | 0
Small Non Domestic Off Peak | 0.143 | 0 | 0 | 0 | 0 | 0 | 0.143 | 0 | 0 | 0 | 0 | 0 | 0 | 0 | 0 | 0 | 0 | 0 | 0% | 0% | 0% | 0% | 0% | 0% | 11618.0977 | 0 | 0 | 0 | 0 | 0 | 0 | 0 | 0
LV Medium Non-Domestic | 1.258 | 0.228 | 0 | 33.88 | 0 | 0 | 1.258 | 0.228 | 0 | 33.88 | 0 | 0 | 0 | 0 | 0 | 0 | 0 | 0 | 0% | 0% | 0% | 0% | 0% | 0% | 111257.2928 | 0 | 0 | 0 | 0 | 0 | 0 | 0 | 0
LV Sub Medium Non-Domestic | 0.678 | 0.114 | 0 | 7.97 | 0 | 0 | 0.678 | 0.114 | 0 | 7.97 | 0 | 0 | 0 | 0 | 0 | 0 | 0 | 0 | 0% | 0% | 0% | 0% | 0% | 0% | 0 | 0 | 0 | 0 | 0 | 0 | 0 | 0 | 0
HV Medium Non-Domestic | 0.451 | 0.044 | 0 | 80.13 | 0 | 0 | 0.451 | 0.044 | 0 | 80.13 | 0 | 0 | 0 | 0 | 0 | 0 | 0 | 0 | 0% | 0% | 0% | 0% | 0% | 0% | 0 | 0 | 0 | 0 | 0 | 0 | 0 | 0 | 0
LV HH Metered | 6.63 | 0.182 | 0.127 | 11.62 | 2.23 | 0.35 | 6.63 | 0.182 | 0.127 | 11.62 | 2.23 | 0.35 | 0 | 0 | 0 | 0 | 0 | 0 | 0% | 0% | 0% | 0% | 0% | 0% | 381969.5396 | 0 | 0 | 0 | 0 | 0 | 0 | 0 | 0
LV Sub HH Metered | 5.695 | 0.144 | 0.08 | 7.97 | 3.05 | 0.287 | 5.695 | 0.144 | 0.08 | 7.97 | 3.05 | 0.287 | 0 | 0 | 0 | 0 | 0 | 0 | 0% | 0% | 0% | 0% | 0% | 0% | 958180.98 | 0 | 0 | 0 | 0 | 0 | 0 | 0 | 0
HV HH Metered | 4.016 | 0.096 | 0.045 | 80.13 | 3.16 | 0.19 | 4.016 | 0.096 | 0.045 | 80.13 | 3.16 | 0.19 | 0 | 0 | 0 | 0 | 0 | 0 | 0% | 0% | 0% | 0% | 0% | 0% | 3811776.4207 | 0 | 0 | 0 | 0 | 0 | 0 | 0 | 0
HV Sub HH Metered | 2.643 | 0.058 | 0.02 | 80.13 | 3.96 | 0.127 | 2.643 | 0.058 | 0.02 | 80.13 | 3.96 | 0.127 | 0 | 0 | 0 | 0 | 0 | 0 | 0% | 0% | 0% | 0% | 0% | 0% | 22230531.7754 | 0 | 0 | 0 | 0 | 0 | 0 | 0 | 0
NHH UMS | 1.4 | 0 | 0 | 0 | 0 | 0 | 1.4 | 0 | 0 | 0 | 0 | 0 | 0 | 0 | 0 | 0 | 0 | 0 | 0% | 0% | 0% | 0% | 0% | 0% | 24599.1877 | 0 | 0 | 0 | 0 | 0 | 0 | 0 | 0
LV UMS (Pseudo HH Metered) | 10.883 | 0.726 | 0.669 | 0 | 0 | 0 | 10.883 | 0.727 | 0.669 | 0 | 0 | 0 | 0 | 0.001 | 0 | 0 | 0 | 0 | 0% | 0.1377% | 0% | 0% | 0% | 0% | 4154831.0499 | 0 | 531.0909 | 0 | 531.0909 | 0 | 0 | 0 | 5.3109
LV Generation NHH | -0.708 | 0 | 0 | 0 | 0 | 0 | -0.708 | 0 | 0 | 0 | 0 | 0 | 0 | 0 | 0 | 0 | 0 | 0 | 0% | 0% | 0% | 0% | 0% | 0% | 2559.0442 | 0 | 0 | 0 | 0 | 0 | 0 | 0 | 0
LV Sub Generation NHH | -0.655 | 0 | 0 | 0 | 0 | 0 | -0.655 | 0 | 0 | 0 | 0 | 0 | 0 | 0 | 0 | 0 | 0 | 0 | 0% | 0% | 0% | 0% | 0% | 0% | 0 | 0 | 0 | 0 | 0 | 0 | 0 | 0 | 0
LV Generation Intermittent | -0.708 | 0 | 0 | 0 | 0 | 0.356 | -0.708 | 0 | 0 | 0 | 0 | 0.356 | 0 | 0 | 0 | 0 | 0 | 0 | 0% | 0% | 0% | 0% | 0% | 0% | 70450.9989 | 0 | 0 | 0 | 0 | 0 | 0 | 0 | 0
LV Generation Non-Intermittent | -6.37 | -0.18 | -0.135 | 0 | 0 | 0.356 | -6.37 | -0.18 | -0.135 | 0 | 0 | 0.356 | 0 | 0 | 0 | 0 | 0 | 0 | 0% | 0% | 0% | 0% | 0% | 0% | 389121.4268 | 0 | 0 | 0 | 0 | 0 | 0 | 0 | 0
LV Sub Generation Intermittent | -0.655 | 0 | 0 | 0 | 0 | 0.325 | -0.655 | 0 | 0 | 0 | 0 | 0.325 | 0 | 0 | 0 | 0 | 0 | 0 | 0% | 0% | 0% | 0% | 0% | 0% | 0 | 0 | 0 | 0 | 0 | 0 | 0 | 0 | 0
LV Sub Generation Non-Intermittent | -5.959 | -0.164 | -0.116 | 0 | 0 | 0.325 | -5.959 | -0.164 | -0.116 | 0 | 0 | 0.325 | 0 | 0 | 0 | 0 | 0 | 0 | 0% | 0% | 0% | 0% | 0% | 0% | 163034.1888 | 0 | 0 | 0 | 0 | 0 | 0 | 0 | 0
HV Generation Intermittent | -0.515 | 0 | 0 | 42.17 | 0 | 0.283 | -0.515 | 0 | 0 | 42.17 | 0 | 0.283 | 0 | 0 | 0 | 0 | 0 | 0 | 0% | 0% | 0% | 0% | 0% | 0% | 2826456.7505 | 0 | 0 | 0 | 0 | 0 | 0 | 0 | 0
HV Generation Non-Intermittent | -4.876 | -0.121 | -0.064 | 42.17 | 0 | 0.283 | -4.876 | -0.121 | -0.064 | 42.17 | 0 | 0.283 | 0 | 0 | 0 | 0 | 0 | 0 | 0% | 0% | 0% | 0% | 0% | 0% | 5546059.1613 | 0 | 0 | 0 | 0 | 0 | 0 | 0 | 0
HV Sub Generation Non-Intermittent | -4.586 | -0.11 | -0.052 | 42.17 | 0 | 0.219 | -4.586 | -0.11 | -0.052 | 42.17 | 0 | 0.219 | 0 | 0 | 0 | 0 | 0 | 0 | 0% | 0% | 0% | 0% | 0% | 0% | 2037579.8238 | 0 | 0 | 0 | 0 | 0 | 0 | 0 | 0
HV Sub Generation Intermittent | -0.479 | 0 | 0 | 42.17 | 0 | 0.219 | -0.479 | 0 | 0 | 42.17 | 0 | 0.219 | 0 | 0 | 0 | 0 | 0 | 0 | 0% | 0% | 0% | 0% | 0% | 0% | 0 | 0 | 0 | 0 | 0 | 0 | 0 | 0 | 0
CDCM Impact Assessment for DCP | 97 |  | CDCM Table 3701 Effective from Oct 2011 DNO9
Specification in Section 3.7
Tariff | Current Prices | [5 empty] | Prices on New Basis | [5 empty] | PRICE CHANGE | [5 empty] | % CHANGE | [5 empty] | PRICE CHANGE OVER CHARGINIG PERIOD (365 Days)
| Unit rate 1 p/kWh | Unit rate 2 p/kWh | Unit rate 3 p/kWh | Fixed charge p/MPAN/day | Capacity charge p/kVA/day | Reactive power charge p/kVArh | Unit rate 1 p/kWh | Unit rate 2 p/kWh | Unit rate 3 p/kWh | Fixed charge p/MPAN/day | Capacity charge p/kVA/day | Reactive power charge p/kVArh | Unit rate 1 p/kWh | Unit rate 2 p/kWh | Unit rate 3 p/kWh | Fixed charge p/MPAN/day | Capacity charge p/kVA/day | Reactive power charge p/kVArh | Unit rate 1 p/kWh | Unit rate 2 p/kWh | Unit rate 3 p/kWh | Fixed charge p/MPAN/day | Capacity charge p/kVA/day | Reactive power charge p/kVArh | Ave kWHs/ MPAN | Annual Change for Rate 1 Units (pence) | Annual Change for Rate 1 Units (pence) | Annual Change for Rate 1 Units (pence) | Total Annual Unit Charge (pence) | Annaul Change in Fixed charge (pence) | Annaul Change in Capacity Charge (pence) | Annaul Change in Reactive Power Charge (pence) | Change in Total Annual DUOS Charge (£)
Domestic Unrestricted | 1.71 | 0 | 0 | 3.67 | 0 | 0 | 1.71 | 0 | 0 | 3.67 | 0 | 0 | 0 | 0 | 0 | 0 | 0 | 0 | 0% | 0% | 0% | 0% | 0% | 0% | 3987.9908 | 0 | 0 | 0 | 0 | 0 | 0 | 0 | 0
Domestic Two Rate | 1.976 | 0.066 | 0 | 3.67 | 0 | 0 | 1.976 | 0.066 | 0 | 3.67 | 0 | 0 | 0 | 0 | 0 | 0 | 0 | 0 | 0% | 0% | 0% | 0% | 0% | 0% | 6076.5438 | 0 | 0 | 0 | 0 | 0 | 0 | 0 | 0
Domestic Off Peak | 0.187 | 0 | 0 | 0 | 0 | 0 | 0.187 | 0 | 0 | 0 | 0 | 0 | 0 | 0 | 0 | 0 | 0 | 0 | 0% | 0% | 0% | 0% | 0% | 0% | 3909.4454 | 0 | 0 | 0 | 0 | 0 | 0 | 0 | 0
Small Non Domestic Unrestricted | 1.516 | 0 | 0 | 4.71 | 0 | 0 | 1.516 | 0 | 0 | 4.71 | 0 | 0 | 0 | 0 | 0 | 0 | 0 | 0 | 0% | 0% | 0% | 0% | 0% | 0% | 13089.8332 | 0 | 0 | 0 | 0 | 0 | 0 | 0 | 0
Small Non Domestic Two Rate | 1.654 | 0.056 | 0 | 4.71 | 0 | 0 | 1.654 | 0.056 | 0 | 4.71 | 0 | 0 | 0 | 0 | 0 | 0 | 0 | 0 | 0% | 0% | 0% | 0% | 0% | 0% | 21622.8978 | 0 | 0 | 0 | 0 | 0 | 0 | 0 | 0
Small Non Domestic Off Peak | 0.292 | 0 | 0 | 0 | 0 | 0 | 0.292 | 0 | 0 | 0 | 0 | 0 | 0 | 0 | 0 | 0 | 0 | 0 | 0% | 0% | 0% | 0% | 0% | 0% | 8895.6743 | 0 | 0 | 0 | 0 | 0 | 0 | 0 | 0
LV Medium Non-Domestic | 1.527 | 0.051 | 0 | 27.87 | 0 | 0 | 1.527 | 0.051 | 0 | 27.87 | 0 | 0 | 0 | 0 | 0 | 0 | 0 | 0 | 0% | 0% | 0% | 0% | 0% | 0% | 96098.5682 | 0 | 0 | 0 | 0 | 0 | 0 | 0 | 0
LV Sub Medium Non-Domestic | 1.097 | 0.037 | 0 | 7.57 | 0 | 0 | 1.097 | 0.037 | 0 | 7.57 | 0 | 0 | 0 | 0 | 0 | 0 | 0 | 0 | 0% | 0% | 0% | 0% | 0% | 0% | 0 | 0 | 0 | 0 | 0 | 0 | 0 | 0 | 0
HV Medium Non-Domestic | 0.721 | 0.025 | 0 | 212.2 | 0 | 0 | 0.721 | 0.025 | 0 | 212.21 | 0 | 0 | 0 | 0 | 0 | 0.01 | 0 | 0 | 0% | 0% | 0% | 0.004713% | 0% | 0% | 121345.21 | 0 | 0 | 0 | 0 | 3.65 | 0 | 0 | 0.0365
LV HH Metered | 6.892 | 0.709 | 0.046 | 7.57 | 2.64 | 0.319 | 6.892 | 0.709 | 0.046 | 7.57 | 2.64 | 0.319 | 0 | 0 | 0 | 0 | 0 | 0 | 0% | 0% | 0% | 0% | 0% | 0% | 338577.2776 | 0 | 0 | 0 | 0 | 0 | 0 | 0 | 0
LV Sub HH Metered | 4.496 | 0.395 | 0.03 | 7.57 | 3.6 | 0.26 | 4.496 | 0.395 | 0.03 | 7.57 | 3.6 | 0.26 | 0 | 0 | 0 | 0 | 0 | 0 | 0% | 0% | 0% | 0% | 0% | 0% | 0 | 0 | 0 | 0 | 0 | 0 | 0 | 0 | 0
HV HH Metered | 3.917 | 0.275 | 0.023 | 76.11 | 4.22 | 0.161 | 3.917 | 0.275 | 0.023 | 76.11 | 4.22 | 0.161 | 0 | 0 | 0 | 0 | 0 | 0 | 0% | 0% | 0% | 0% | 0% | 0% | 2269444.1782 | 0 | 0 | 0 | 0 | 0 | 0 | 0 | 0
HV Sub HH Metered | 4.029 | 0.288 | 0.028 | 76.11 | 3.67 | 0.193 | 4.03 | 0.288 | 0.028 | 76.11 | 3.67 | 0.193 | 0.001 | 0 | 0 | 0 | 0 | 0 | 0.02482% | 0% | 0% | 0% | 0% | 0% | 0 | 0 | 0 | 0 | 0 | 0 | 0 | 0 | 0
NHH UMS | 2.17 | 0 | 0 | 0 | 0 | 0 | 2.17 | 0 | 0 | 0 | 0 | 0 | 0 | 0 | 0 | 0 | 0 | 0 | 0% | 0% | 0% | 0% | 0% | 0% | 80496.643 | 0 | 0 | 0 | 0 | 0 | 0 | 0 | 0
LV UMS (Pseudo HH Metered) | 21.582 | 2.932 | 0.609 | 0 | 0 | 0 | 21.582 | 2.932 | 0.609 | 0 | 0 | 0 | 0 | 0 | 0 | 0 | 0 | 0 | 0% | 0% | 0% | 0% | 0% | 0% | 16079698.7096 | 0 | 0 | 0 | 0 | 0 | 0 | 0 | 0
LV Generation NHH | -0.612 | 0 | 0 | 0 | 0 | 0 | -0.612 | 0 | 0 | 0 | 0 | 0 | 0 | 0 | 0 | 0 | 0 | 0 | 0% | 0% | 0% | 0% | 0% | 0% | 5306.8299 | 0 | 0 | 0 | 0 | 0 | 0 | 0 | 0
LV Sub Generation NHH | -0.52 | 0 | 0 | 0 | 0 | 0 | -0.52 | 0 | 0 | 0 | 0 | 0 | 0 | 0 | 0 | 0 | 0 | 0 | 0% | 0% | 0% | 0% | 0% | 0% | 0 | 0 | 0 | 0 | 0 | 0 | 0 | 0 | 0
LV Generation Intermittent | -0.612 | 0 | 0 | 0 | 0 | 0.293 | -0.612 | 0 | 0 | 0 | 0 | 0.293 | 0 | 0 | 0 | 0 | 0 | 0 | 0% | 0% | 0% | 0% | 0% | 0% | 27689.2 | 0 | 0 | 0 | 0 | 0 | 0 | 0 | 0
LV Generation Non-Intermittent | -4.427 | -0.617 | -0.042 | 0 | 0 | 0.293 | -4.427 | -0.617 | -0.042 | 0 | 0 | 0.293 | 0 | 0 | 0 | 0 | 0 | 0 | 0% | 0% | 0% | 0% | 0% | 0% | 69603.8872 | 0 | 0 | 0 | 0 | 0 | 0 | 0 | 0
LV Sub Generation Intermittent | -0.52 | 0 | 0 | 0 | 0 | 0.27 | -0.52 | 0 | 0 | 0 | 0 | 0.27 | 0 | 0 | 0 | 0 | 0 | 0 | 0% | 0% | 0% | 0% | 0% | 0% | 0 | 0 | 0 | 0 | 0 | 0 | 0 | 0 | 0
LV Sub Generation Non-Intermittent | -3.806 | -0.507 | -0.037 | 0 | 0 | 0.27 | -3.806 | -0.507 | -0.037 | 0 | 0 | 0.27 | 0 | 0 | 0 | 0 | 0 | 0 | 0% | 0% | 0% | 0% | 0% | 0% | 0 | 0 | 0 | 0 | 0 | 0 | 0 | 0 | 0
HV Generation Intermittent | -0.334 | 0 | 0 | 13.07 | 0 | 0.224 | -0.334 | 0 | 0 | 13.07 | 0 | 0.224 | 0 | 0 | 0 | 0 | 0 | 0 | 0% | 0% | 0% | 0% | 0% | 0% | 696385.3811 | 0 | 0 | 0 | 0 | 0 | 0 | 0 | 0
HV Generation Non-Intermittent | -2.564 | -0.285 | -0.028 | 13.07 | 0 | 0.224 | -2.564 | -0.285 | -0.028 | 13.07 | 0 | 0.224 | 0 | 0 | 0 | 0 | 0 | 0 | 0% | 0% | 0% | 0% | 0% | 0% | 6474637.0209 | 0 | 0 | 0 | 0 | 0 | 0 | 0 | 0
HV Sub Generation Non-Intermittent | -2.766 | -0.284 | -0.034 | 13.07 | 0 | 0.159 | -2.766 | -0.284 | -0.034 | 13.07 | 0 | 0.159 | 0 | 0 | 0 | 0 | 0 | 0 | 0% | 0% | 0% | 0% | 0% | 0% | 0 | 0 | 0 | 0 | 0 | 0 | 0 | 0 | 0
HV Sub Generation Intermittent | -0.355 | 0 | 0 | 13.07 | 0 | 0.159 | -0.355 | 0 | 0 | 13.07 | 0 | 0.159 | 0 | 0 | 0 | 0 | 0 | 0 | 0% | 0% | 0% | 0% | 0% | 0% | 0 | 0 | 0 | 0 | 0 | 0 | 0 | 0 | 0
CDCM Impact Assessment for DCP | 97 |  | CDCM Table 3701 Effective from Oct 2011 DNO10
Specification in Section 3.7
Tariff | Current Prices | [5 empty] | Prices on New Basis | [5 empty] | PRICE CHANGE | [5 empty] | % CHANGE | [5 empty] | PRICE CHANGE OVER CHARGINIG PERIOD (365 Days)
| Unit rate 1 p/kWh | Unit rate 2 p/kWh | Unit rate 3 p/kWh | Fixed charge p/MPAN/day | Capacity charge p/kVA/day | Reactive power charge p/kVArh | Unit rate 1 p/kWh | Unit rate 2 p/kWh | Unit rate 3 p/kWh | Fixed charge p/MPAN/day | Capacity charge p/kVA/day | Reactive power charge p/kVArh | Unit rate 1 p/kWh | Unit rate 2 p/kWh | Unit rate 3 p/kWh | Fixed charge p/MPAN/day | Capacity charge p/kVA/day | Reactive power charge p/kVArh | Unit rate 1 p/kWh | Unit rate 2 p/kWh | Unit rate 3 p/kWh | Fixed charge p/MPAN/day | Capacity charge p/kVA/day | Reactive power charge p/kVArh | Ave kWHs/ MPAN | Annual Change for Rate 1 Units (pence) | Annual Change for Rate 1 Units (pence) | Annual Change for Rate 1 Units (pence) | Total Annual Unit Charge (pence) | Annaul Change in Fixed charge (pence) | Annaul Change in Capacity Charge (pence) | Annaul Change in Reactive Power Charge (pence) | Change in Total Annual DUOS Charge (£)
Domestic Unrestricted | 1.667 | 0 | 0 | 2.78 | 0 | 0 | 1.667 | 0 | 0 | 2.78 | 0 | 0 | 0 | 0 | 0 | 0 | 0 | 0 | 0% | 0% | 0% | 0% | 0% | 0% | 3720.6496 | 0 | 0 | 0 | 0 | 0 | 0 | 0 | 0
Domestic Two Rate | 2.091 | 0.07 | 0 | 2.78 | 0 | 0 | 2.091 | 0.07 | 0 | 2.78 | 0 | 0 | 0 | 0 | 0 | 0 | 0 | 0 | 0% | 0% | 0% | 0% | 0% | 0% | 5068.473 | 0 | 0 | 0 | 0 | 0 | 0 | 0 | 0
Domestic Off Peak | 0.5 | 0 | 0 | 0 | 0 | 0 | 0.5 | 0 | 0 | 0 | 0 | 0 | 0 | 0 | 0 | 0 | 0 | 0 | 0% | 0% | 0% | 0% | 0% | 0% | 4345.7864 | 0 | 0 | 0 | 0 | 0 | 0 | 0 | 0
Small Non Domestic Unrestricted | 1.46 | 0 | 0 | 3.72 | 0 | 0 | 1.46 | 0 | 0 | 3.72 | 0 | 0 | 0 | 0 | 0 | 0 | 0 | 0 | 0% | 0% | 0% | 0% | 0% | 0% | 13391.2973 | 0 | 0 | 0 | 0 | 0 | 0 | 0 | 0
Small Non Domestic Two Rate | 1.574 | 0.055 | 0 | 3.72 | 0 | 0 | 1.574 | 0.055 | 0 | 3.72 | 0 | 0 | 0 | 0 | 0 | 0 | 0 | 0 | 0% | 0% | 0% | 0% | 0% | 0% | 28164.6399 | 0 | 0 | 0 | 0 | 0 | 0 | 0 | 0
Small Non Domestic Off Peak | 0.292 | 0 | 0 | 0 | 0 | 0 | 0.292 | 0 | 0 | 0 | 0 | 0 | 0 | 0 | 0 | 0 | 0 | 0 | 0% | 0% | 0% | 0% | 0% | 0% | 7719.3182 | 0 | 0 | 0 | 0 | 0 | 0 | 0 | 0
LV Medium Non-Domestic | 1.456 | 0.051 | 0 | 25.05 | 0 | 0 | 1.456 | 0.051 | 0 | 25.05 | 0 | 0 | 0 | 0 | 0 | 0 | 0 | 0 | 0% | 0% | 0% | 0% | 0% | 0% | 131129.8222 | 0 | 0 | 0 | 0 | 0 | 0 | 0 | 0
LV Sub Medium Non-Domestic | 1.085 | 0.038 | 0 | 6.84 | 0 | 0 | 1.085 | 0.038 | 0 | 6.84 | 0 | 0 | 0 | 0 | 0 | 0 | 0 | 0 | 0% | 0% | 0% | 0% | 0% | 0% | 0 | 0 | 0 | 0 | 0 | 0 | 0 | 0 | 0
HV Medium Non-Domestic | 0.863 | 0.029 | 0 | 204.64 | 0 | 0 | 0.863 | 0.029 | 0 | 204.64 | 0 | 0 | 0 | 0 | 0 | 0 | 0 | 0 | 0% | 0% | 0% | 0% | 0% | 0% | 149189.1018 | 0 | 0 | 0 | 0 | 0 | 0 | 0 | 0
LV HH Metered | 7.122 | 0.585 | 0.045 | 6.84 | 1.81 | 0.324 | 7.122 | 0.585 | 0.045 | 6.84 | 1.81 | 0.324 | 0 | 0 | 0 | 0 | 0 | 0 | 0% | 0% | 0% | 0% | 0% | 0% | 417584.8042 | 0 | 0 | 0 | 0 | 0 | 0 | 0 | 0
LV Sub HH Metered | 5.094 | 0.36 | 0.031 | 6.84 | 2.59 | 0.271 | 5.095 | 0.36 | 0.031 | 6.84 | 2.59 | 0.271 | 0.001 | 0 | 0 | 0 | 0 | 0 | 0.01963% | 0% | 0% | 0% | 0% | 0% | 0 | 0 | 0 | 0 | 0 | 0 | 0 | 0 | 0
HV HH Metered | 4.424 | 0.21 | 0.024 | 68.81 | 3.32 | 0.167 | 4.424 | 0.21 | 0.024 | 68.81 | 3.32 | 0.167 | 0 | 0 | 0 | 0 | 0 | 0 | 0% | 0% | 0% | 0% | 0% | 0% | 3075472.3407 | 0 | 0 | 0 | 0 | 0 | 0 | 0 | 0
HV Sub HH Metered | 4.104 | 0.154 | 0.021 | 68.81 | 2.83 | 0.149 | 4.104 | 0.154 | 0.021 | 68.81 | 2.83 | 0.149 | 0 | 0 | 0 | 0 | 0 | 0 | 0% | 0% | 0% | 0% | 0% | 0% | 8916718.228 | 0 | 0 | 0 | 0 | 0 | 0 | 0 | 0
NHH UMS | 2.076 | 0 | 0 | 0 | 0 | 0 | 2.076 | 0 | 0 | 0 | 0 | 0 | 0 | 0 | 0 | 0 | 0 | 0 | 0% | 0% | 0% | 0% | 0% | 0% | 30702.9845 | 0 | 0 | 0 | 0 | 0 | 0 | 0 | 0
LV UMS (Pseudo HH Metered) | 21.892 | 2.427 | 0.565 | 0 | 0 | 0 | 21.893 | 2.427 | 0.565 | 0 | 0 | 0 | 0.001 | 0 | 0 | 0 | 0 | 0 | 0.004568% | 0% | 0% | 0% | 0% | 0% | 20191414.9527 | 12752.4675 | 0 | 0 | 12752.4675 | 0 | 0 | 0 | 127.5247
LV Generation NHH | -0.669 | 0 | 0 | 0 | 0 | 0 | -0.669 | 0 | 0 | 0 | 0 | 0 | 0 | 0 | 0 | 0 | 0 | 0 | 0% | 0% | 0% | 0% | 0% | 0% | 10337.1557 | 0 | 0 | 0 | 0 | 0 | 0 | 0 | 0
LV Sub Generation NHH | -0.593 | 0 | 0 | 0 | 0 | 0 | -0.593 | 0 | 0 | 0 | 0 | 0 | 0 | 0 | 0 | 0 | 0 | 0 | 0% | 0% | 0% | 0% | 0% | 0% | 0 | 0 | 0 | 0 | 0 | 0 | 0 | 0 | 0
LV Generation Intermittent | -0.669 | 0 | 0 | 0 | 0 | 0.316 | -0.669 | 0 | 0 | 0 | 0 | 0.316 | 0 | 0 | 0 | 0 | 0 | 0 | 0% | 0% | 0% | 0% | 0% | 0% | 234148.5 | 0 | 0 | 0 | 0 | 0 | 0 | 0 | 0
LV Generation Non-Intermittent | -5.232 | -0.582 | -0.035 | 0 | 0 | 0.316 | -5.232 | -0.582 | -0.035 | 0 | 0 | 0.316 | 0 | 0 | 0 | 0 | 0 | 0 | 0% | 0% | 0% | 0% | 0% | 0% | 225831.2319 | 0 | 0 | 0 | 0 | 0 | 0 | 0 | 0
LV Sub Generation Intermittent | -0.593 | 0 | 0 | 0 | 0 | 0.296 | -0.593 | 0 | 0 | 0 | 0 | 0.296 | 0 | 0 | 0 | 0 | 0 | 0 | 0% | 0% | 0% | 0% | 0% | 0% | 0 | 0 | 0 | 0 | 0 | 0 | 0 | 0 | 0
LV Sub Generation Non-Intermittent | -4.701 | -0.498 | -0.031 | 0 | 0 | 0.296 | -4.701 | -0.498 | -0.031 | 0 | 0 | 0.296 | 0 | 0 | 0 | 0 | 0 | 0 | 0% | 0% | 0% | 0% | 0% | 0% | 0 | 0 | 0 | 0 | 0 | 0 | 0 | 0 | 0
HV Generation Intermittent | -0.425 | 0 | 0 | 11.81 | 0 | 0.228 | -0.425 | 0 | 0 | 11.81 | 0 | 0.228 | 0 | 0 | 0 | 0 | 0 | 0 | 0% | 0% | 0% | 0% | 0% | 0% | 1515173.625 | 0 | 0 | 0 | 0 | 0 | 0 | 0 | 0
HV Generation Non-Intermittent | -3.559 | -0.306 | -0.021 | 11.81 | 0 | 0.228 | -3.559 | -0.306 | -0.021 | 11.81 | 0 | 0.228 | 0 | 0 | 0 | 0 | 0 | 0 | 0% | 0% | 0% | 0% | 0% | 0% | 4876213.6155 | 0 | 0 | 0 | 0 | 0 | 0 | 0 | 0
HV Sub Generation Non-Intermittent | -3.031 | -0.212 | -0.016 | 11.81 | 0 | 0.194 | -3.031 | -0.212 | -0.016 | 11.81 | 0 | 0.194 | 0 | 0 | 0 | 0 | 0 | 0 | 0% | 0% | 0% | 0% | 0% | 0% | 0 | 0 | 0 | 0 | 0 | 0 | 0 | 0 | 0
HV Sub Generation Intermittent | -0.346 | 0 | 0 | 11.81 | 0 | 0.194 | -0.346 | 0 | 0 | 11.81 | 0 | 0.194 | 0 | 0 | 0 | 0 | 0 | 0 | 0% | 0% | 0% | 0% | 0% | 0% | 0 | 0 | 0 | 0 | 0 | 0 | 0 | 0 | 0
CDCM Impact Assessment for DCP | 97 |  | CDCM Table 3701 Effective from Oct 2011 DNO11
Specification in Section 3.7
Tariff | Current Prices | [5 empty] | Prices on New Basis | [5 empty] | PRICE CHANGE | [5 empty] | % CHANGE | [5 empty] | PRICE CHANGE OVER CHARGINIG PERIOD (365 Days)
| Unit rate 1 p/kWh | Unit rate 2 p/kWh | Unit rate 3 p/kWh | Fixed charge p/MPAN/day | Capacity charge p/kVA/day | Reactive power charge p/kVArh | Unit rate 1 p/kWh | Unit rate 2 p/kWh | Unit rate 3 p/kWh | Fixed charge p/MPAN/day | Capacity charge p/kVA/day | Reactive power charge p/kVArh | Unit rate 1 p/kWh | Unit rate 2 p/kWh | Unit rate 3 p/kWh | Fixed charge p/MPAN/day | Capacity charge p/kVA/day | Reactive power charge p/kVArh | Unit rate 1 p/kWh | Unit rate 2 p/kWh | Unit rate 3 p/kWh | Fixed charge p/MPAN/day | Capacity charge p/kVA/day | Reactive power charge p/kVArh | Ave kWHs/ MPAN | Annual Change for Rate 1 Units (pence) | Annual Change for Rate 1 Units (pence) | Annual Change for Rate 1 Units (pence) | Total Annual Unit Charge (pence) | Annaul Change in Fixed charge (pence) | Annaul Change in Capacity Charge (pence) | Annaul Change in Reactive Power Charge (pence) | Change in Total Annual DUOS Charge (£)
Domestic Unrestricted | 1.905 | 0 | 0 | 3.66 | 0 | 0 | 1.905 | 0 | 0 | 3.66 | 0 | 0 | 0 | 0 | 0 | 0 | 0 | 0 | 0% | 0% | 0% | 0% | 0% | 0% | 3682.4108 | 0 | 0 | 0 | 0 | 0 | 0 | 0 | 0
Domestic Two Rate | 2.412 | 0.07 | 0 | 3.66 | 0 | 0 | 2.412 | 0.07 | 0 | 3.66 | 0 | 0 | 0 | 0 | 0 | 0 | 0 | 0 | 0% | 0% | 0% | 0% | 0% | 0% | 6431.8716 | 0 | 0 | 0 | 0 | 0 | 0 | 0 | 0
Domestic Off Peak | 0.285 | 0 | 0 | 0 | 0 | 0 | 0.285 | 0 | 0 | 0 | 0 | 0 | 0 | 0 | 0 | 0 | 0 | 0 | 0% | 0% | 0% | 0% | 0% | 0% | 4207.9801 | 0 | 0 | 0 | 0 | 0 | 0 | 0 | 0
Small Non Domestic Unrestricted | 1.658 | 0 | 0 | 3.36 | 0 | 0 | 1.658 | 0 | 0 | 3.36 | 0 | 0 | 0 | 0 | 0 | 0 | 0 | 0 | 0% | 0% | 0% | 0% | 0% | 0% | 15093.7842 | 0 | 0 | 0 | 0 | 0 | 0 | 0 | 0
Small Non Domestic Two Rate | 2.26 | 0.112 | 0 | 3.36 | 0 | 0 | 2.26 | 0.112 | 0 | 3.36 | 0 | 0 | 0 | 0 | 0 | 0 | 0 | 0 | 0% | 0% | 0% | 0% | 0% | 0% | 29136.5176 | 0 | 0 | 0 | 0 | 0 | 0 | 0 | 0
Small Non Domestic Off Peak | 0.437 | 0 | 0 | 0 | 0 | 0 | 0.437 | 0 | 0 | 0 | 0 | 0 | 0 | 0 | 0 | 0 | 0 | 0 | 0% | 0% | 0% | 0% | 0% | 0% | 10571.9516 | 0 | 0 | 0 | 0 | 0 | 0 | 0 | 0
LV Medium Non-Domestic | 1.695 | 0.041 | 0 | 22.38 | 0 | 0 | 1.695 | 0.041 | 0 | 22.38 | 0 | 0 | 0 | 0 | 0 | 0 | 0 | 0 | 0% | 0% | 0% | 0% | 0% | 0% | 115841.4969 | 0 | 0 | 0 | 0 | 0 | 0 | 0 | 0
LV Sub Medium Non-Domestic | 1.231 | 0.028 | 0 | 33.95 | 0 | 0 | 1.231 | 0.028 | 0 | 33.95 | 0 | 0 | 0 | 0 | 0 | 0 | 0 | 0 | 0% | 0% | 0% | 0% | 0% | 0% | 0 | 0 | 0 | 0 | 0 | 0 | 0 | 0 | 0
HV Medium Non-Domestic | 1.393 | 0.015 | 0 | 143.02 | 0 | 0 | 1.393 | 0.015 | 0 | 143.03 | 0 | 0 | 0 | 0 | 0 | 0.01 | 0 | 0 | 0% | 0% | 0% | 0.006992% | 0% | 0% | 127831.4113 | 0 | 0 | 0 | 0 | 3.65 | 0 | 0 | 0.0365
LV HH Metered | 7.442 | 0.597 | 0.031 | 10.26 | 1.08 | 0.291 | 7.442 | 0.597 | 0.031 | 10.26 | 1.08 | 0.291 | 0 | 0 | 0 | 0 | 0 | 0 | 0% | 0% | 0% | 0% | 0% | 0% | 439315.5979 | 0 | 0 | 0 | 0 | 0 | 0 | 0 | 0
LV Sub HH Metered | 5.97 | 0.438 | 0.019 | 33.95 | 1.53 | 0.212 | 5.97 | 0.438 | 0.019 | 33.95 | 1.53 | 0.212 | 0 | 0 | 0 | 0 | 0 | 0 | 0% | 0% | 0% | 0% | 0% | 0% | 859006.1056 | 0 | 0 | 0 | 0 | 0 | 0 | 0 | 0
HV HH Metered | 5.341 | 0.356 | 0.011 | 83.97 | 1.43 | 0.18 | 5.341 | 0.356 | 0.011 | 83.97 | 1.43 | 0.18 | 0 | 0 | 0 | 0 | 0 | 0 | 0% | 0% | 0% | 0% | 0% | 0% | 3476579.7354 | 0 | 0 | 0 | 0 | 0 | 0 | 0 | 0
HV Sub HH Metered | 4.32 | 0.229 | 0 | 173.01 | 2.26 | 0.123 | 4.32 | 0.229 | 0 | 173.01 | 2.26 | 0.123 | 0 | 0 | 0 | 0 | 0 | 0 | 0% | 0% | 0% | 0% | 0% | 0% | 17697751.6523 | 0 | 0 | 0 | 0 | 0 | 0 | 0 | 0
NHH UMS | 1.888 | 0 | 0 | 0 | 0 | 0 | 1.888 | 0 | 0 | 0 | 0 | 0 | 0 | 0 | 0 | 0 | 0 | 0 | 0% | 0% | 0% | 0% | 0% | 0% | 117481.489 | 0 | 0 | 0 | 0 | 0 | 0 | 0 | 0
LV UMS (Pseudo HH Metered) | 19.39 | 1.664 | 0.097 | 0 | 0 | 0 | 19.39 | 1.664 | 0.097 | 0 | 0 | 0 | 0 | 0 | 0 | 0 | 0 | 0 | 0% | 0% | 0% | 0% | 0% | 0% | 18978746.6928 | 0 | 0 | 0 | 0 | 0 | 0 | 0 | 0
LV Generation NHH | -0.511 | 0 | 0 | 0 | 0 | 0 | -0.511 | 0 | 0 | 0 | 0 | 0 | 0 | 0 | 0 | 0 | 0 | 0 | 0% | 0% | 0% | 0% | 0% | 0% | 4537.6167 | 0 | 0 | 0 | 0 | 0 | 0 | 0 | 0
LV Sub Generation NHH | -0.451 | 0 | 0 | 0 | 0 | 0 | -0.451 | 0 | 0 | 0 | 0 | 0 | 0 | 0 | 0 | 0 | 0 | 0 | 0% | 0% | 0% | 0% | 0% | 0% | 0 | 0 | 0 | 0 | 0 | 0 | 0 | 0 | 0
LV Generation Intermittent | -0.511 | 0 | 0 | 0 | 0 | 0.142 | -0.511 | 0 | 0 | 0 | 0 | 0.142 | 0 | 0 | 0 | 0 | 0 | 0 | 0% | 0% | 0% | 0% | 0% | 0% | 1444042.4055 | 0 | 0 | 0 | 0 | 0 | 0 | 0 | 0
LV Generation Non-Intermittent | -3.532 | -0.402 | -0.032 | 0 | 0 | 0.142 | -3.532 | -0.402 | -0.032 | 0 | 0 | 0.142 | 0 | 0 | 0 | 0 | 0 | 0 | 0% | 0% | 0% | 0% | 0% | 0% | 0 | 0 | 0 | 0 | 0 | 0 | 0 | 0 | 0
LV Sub Generation Intermittent | -0.451 | 0 | 0 | 0 | 0 | 0.135 | -0.451 | 0 | 0 | 0 | 0 | 0.135 | 0 | 0 | 0 | 0 | 0 | 0 | 0% | 0% | 0% | 0% | 0% | 0% | 0 | 0 | 0 | 0 | 0 | 0 | 0 | 0 | 0
LV Sub Generation Non-Intermittent | -3.137 | -0.349 | -0.028 | 0 | 0 | 0.135 | -3.137 | -0.349 | -0.028 | 0 | 0 | 0.135 | 0 | 0 | 0 | 0 | 0 | 0 | 0% | 0% | 0% | 0% | 0% | 0% | 0 | 0 | 0 | 0 | 0 | 0 | 0 | 0 | 0
HV Generation Intermittent | -0.321 | 0 | 0 | 115.95 | 0 | 0.103 | -0.321 | 0 | 0 | 115.95 | 0 | 0.103 | 0 | 0 | 0 | 0 | 0 | 0 | 0% | 0% | 0% | 0% | 0% | 0% | 8147629.5863 | 0 | 0 | 0 | 0 | 0 | 0 | 0 | 0
HV Generation Non-Intermittent | -2.314 | -0.228 | -0.016 | 115.95 | 0 | 0.103 | -2.314 | -0.228 | -0.016 | 115.95 | 0 | 0.103 | 0 | 0 | 0 | 0 | 0 | 0 | 0% | 0% | 0% | 0% | 0% | 0% | 4733078.0542 | 0 | 0 | 0 | 0 | 0 | 0 | 0 | 0
HV Sub Generation Non-Intermittent | -2.11 | -0.199 | -0.013 | 115.95 | 0 | 0.075 | -2.11 | -0.199 | -0.013 | 115.95 | 0 | 0.075 | 0 | 0 | 0 | 0 | 0 | 0 | 0% | 0% | 0% | 0% | 0% | 0% | 0 | 0 | 0 | 0 | 0 | 0 | 0 | 0 | 0
HV Sub Generation Intermittent | -0.289 | 0 | 0 | 115.95 | 0 | 0.075 | -0.289 | 0 | 0 | 115.95 | 0 | 0.075 | 0 | 0 | 0 | 0 | 0 | 0 | 0% | 0% | 0% | 0% | 0% | 0% | 8468927.7383 | 0 | 0 | 0 | 0 | 0 | 0 | 0 | 0
CDCM Impact Assessment for DCP | 97 |  | CDCM Table 3701 Effective from Oct 2011 DNO12
Specification in Section 3.7
Tariff | Current Prices | [5 empty] | Prices on New Basis | [5 empty] | PRICE CHANGE | [5 empty] | % CHANGE | [5 empty] | PRICE CHANGE OVER CHARGINIG PERIOD (365 Days)
| Unit rate 1 p/kWh | Unit rate 2 p/kWh | Unit rate 3 p/kWh | Fixed charge p/MPAN/day | Capacity charge p/kVA/day | Reactive power charge p/kVArh | Unit rate 1 p/kWh | Unit rate 2 p/kWh | Unit rate 3 p/kWh | Fixed charge p/MPAN/day | Capacity charge p/kVA/day | Reactive power charge p/kVArh | Unit rate 1 p/kWh | Unit rate 2 p/kWh | Unit rate 3 p/kWh | Fixed charge p/MPAN/day | Capacity charge p/kVA/day | Reactive power charge p/kVArh | Unit rate 1 p/kWh | Unit rate 2 p/kWh | Unit rate 3 p/kWh | Fixed charge p/MPAN/day | Capacity charge p/kVA/day | Reactive power charge p/kVArh | Ave kWHs/ MPAN | Annual Change for Rate 1 Units (pence) | Annual Change for Rate 1 Units (pence) | Annual Change for Rate 1 Units (pence) | Total Annual Unit Charge (pence) | Annaul Change in Fixed charge (pence) | Annaul Change in Capacity Charge (pence) | Annaul Change in Reactive Power Charge (pence) | Change in Total Annual DUOS Charge (£)
Domestic Unrestricted | 2.147 | 0 | 0 | 3.39 | 0 | 0 | 2.147 | 0 | 0 | 3.39 | 0 | 0 | 0 | 0 | 0 | 0 | 0 | 0 | 0% | 0% | 0% | 0% | 0% | 0% | 3574.2249 | 0 | 0 | 0 | 0 | 0 | 0 | 0 | 0
Domestic Two Rate | 2.589 | 0.108 | 0 | 3.39 | 0 | 0 | 2.589 | 0.108 | 0 | 3.39 | 0 | 0 | 0 | 0 | 0 | 0 | 0 | 0 | 0% | 0% | 0% | 0% | 0% | 0% | 6157.9697 | 0 | 0 | 0 | 0 | 0 | 0 | 0 | 0
Domestic Off Peak | 0.314 | 0 | 0 | 0 | 0 | 0 | 0.314 | 0 | 0 | 0 | 0 | 0 | 0 | 0 | 0 | 0 | 0 | 0 | 0% | 0% | 0% | 0% | 0% | 0% | 5600.721 | 0 | 0 | 0 | 0 | 0 | 0 | 0 | 0
Small Non Domestic Unrestricted | 1.887 | 0 | 0 | 3.11 | 0 | 0 | 1.887 | 0 | 0 | 3.11 | 0 | 0 | 0 | 0 | 0 | 0 | 0 | 0 | 0% | 0% | 0% | 0% | 0% | 0% | 12656.1703 | 0 | 0 | 0 | 0 | 0 | 0 | 0 | 0
Small Non Domestic Two Rate | 2.483 | 0.157 | 0 | 3.11 | 0 | 0 | 2.483 | 0.157 | 0 | 3.11 | 0 | 0 | 0 | 0 | 0 | 0 | 0 | 0 | 0% | 0% | 0% | 0% | 0% | 0% | 22707.1239 | 0 | 0 | 0 | 0 | 0 | 0 | 0 | 0
Small Non Domestic Off Peak | 0.347 | 0 | 0 | 0 | 0 | 0 | 0.347 | 0 | 0 | 0 | 0 | 0 | 0 | 0 | 0 | 0 | 0 | 0 | 0% | 0% | 0% | 0% | 0% | 0% | 12721.6833 | 0 | 0 | 0 | 0 | 0 | 0 | 0 | 0
LV Medium Non-Domestic | 1.769 | 0.093 | 0 | 16.98 | 0 | 0 | 1.769 | 0.093 | 0 | 16.98 | 0 | 0 | 0 | 0 | 0 | 0 | 0 | 0 | 0% | 0% | 0% | 0% | 0% | 0% | 77918.5211 | 0 | 0 | 0 | 0 | 0 | 0 | 0 | 0
LV Sub Medium Non-Domestic | 1.755 | 0.134 | 0 | 43.06 | 0 | 0 | 1.755 | 0.134 | 0 | 43.06 | 0 | 0 | 0 | 0 | 0 | 0 | 0 | 0 | 0% | 0% | 0% | 0% | 0% | 0% | 135315.2685 | 0 | 0 | 0 | 0 | 0 | 0 | 0 | 0
HV Medium Non-Domestic | 1.339 | 0.075 | 0 | 159.04 | 0 | 0 | 1.339 | 0.075 | 0 | 159.04 | 0 | 0 | 0 | 0 | 0 | 0 | 0 | 0 | 0% | 0% | 0% | 0% | 0% | 0% | 220581.2058 | 0 | 0 | 0 | 0 | 0 | 0 | 0 | 0
LV HH Metered | 7.285 | 1.194 | 0.069 | 9.64 | 1.07 | 0.258 | 7.285 | 1.194 | 0.069 | 9.64 | 1.07 | 0.258 | 0 | 0 | 0 | 0 | 0 | 0 | 0% | 0% | 0% | 0% | 0% | 0% | 569596.0473 | 0 | 0 | 0 | 0 | 0 | 0 | 0 | 0
LV Sub HH Metered | 6.28 | 0.899 | 0.048 | 31.88 | 1.75 | 0.209 | 6.281 | 0.899 | 0.048 | 31.88 | 1.75 | 0.209 | 0.001 | 0 | 0 | 0 | 0 | 0 | 0.01592% | 0% | 0% | 0% | 0% | 0% | 620291.2047 | 409.3825 | 0 | 0 | 409.3825 | 0 | 0 | 0 | 4.0938
HV HH Metered | 5.724 | 0.72 | 0.035 | 78.85 | 1.55 | 0.165 | 5.724 | 0.72 | 0.035 | 78.85 | 1.55 | 0.165 | 0 | 0 | 0 | 0 | 0 | 0 | 0% | 0% | 0% | 0% | 0% | 0% | 4189297.0349 | 0 | 0 | 0 | 0 | 0 | 0 | 0 | 0
HV Sub HH Metered | 4.852 | 0.459 | 0.016 | 162.47 | 2.29 | 0.129 | 4.852 | 0.459 | 0.016 | 162.47 | 2.29 | 0.129 | 0 | 0 | 0 | 0 | 0 | 0 | 0% | 0% | 0% | 0% | 0% | 0% | 1287580.736 | 0 | 0 | 0 | 0 | 0 | 0 | 0 | 0
NHH UMS | 2.018 | 0 | 0 | 0 | 0 | 0 | 2.018 | 0 | 0 | 0 | 0 | 0 | 0 | 0 | 0 | 0 | 0 | 0 | 0% | 0% | 0% | 0% | 0% | 0% | 194640.6531 | 0 | 0 | 0 | 0 | 0 | 0 | 0 | 0
LV UMS (Pseudo HH Metered) | 16.068 | 2.866 | 0.173 | 0 | 0 | 0 | 16.069 | 2.866 | 0.173 | 0 | 0 | 0 | 0.001 | 0 | 0 | 0 | 0 | 0 | 0.006224% | 0% | 0% | 0% | 0% | 0% | 2167403.1804 | 1469.0584 | 0 | 0 | 1469.0584 | 0 | 0 | 0 | 14.6906
LV Generation NHH | -0.551 | 0 | 0 | 0 | 0 | 0 | -0.551 | 0 | 0 | 0 | 0 | 0 | 0 | 0 | 0 | 0 | 0 | 0 | 0% | 0% | 0% | 0% | 0% | 0% | 10416.96 | 0 | 0 | 0 | 0 | 0 | 0 | 0 | 0
LV Sub Generation NHH | -0.491 | 0 | 0 | 0 | 0 | 0 | -0.491 | 0 | 0 | 0 | 0 | 0 | 0 | 0 | 0 | 0 | 0 | 0 | 0% | 0% | 0% | 0% | 0% | 0% | 0 | 0 | 0 | 0 | 0 | 0 | 0 | 0 | 0
LV Generation Intermittent | -0.551 | 0 | 0 | 0 | 0 | 0.119 | -0.551 | 0 | 0 | 0 | 0 | 0.119 | 0 | 0 | 0 | 0 | 0 | 0 | 0% | 0% | 0% | 0% | 0% | 0% | 3085564.9151 | 0 | 0 | 0 | 0 | 0 | 0 | 0 | 0
LV Generation Non-Intermittent | -1.914 | -1.003 | -0.067 | 0 | 0 | 0.119 | -1.914 | -1.003 | -0.067 | 0 | 0 | 0.119 | 0 | 0 | 0 | 0 | 0 | 0 | 0% | 0% | 0% | 0% | 0% | 0% | 2929360.0122 | 0 | 0 | 0 | 0 | 0 | 0 | 0 | 0
LV Sub Generation Intermittent | -0.491 | 0 | 0 | 0 | 0 | 0.114 | -0.491 | 0 | 0 | 0 | 0 | 0.114 | 0 | 0 | 0 | 0 | 0 | 0 | 0% | 0% | 0% | 0% | 0% | 0% | 0 | 0 | 0 | 0 | 0 | 0 | 0 | 0 | 0
LV Sub Generation Non-Intermittent | -1.685 | -0.9 | -0.059 | 0 | 0 | 0.114 | -1.685 | -0.9 | -0.059 | 0 | 0 | 0.114 | 0 | 0 | 0 | 0 | 0 | 0 | 0% | 0% | 0% | 0% | 0% | 0% | 0 | 0 | 0 | 0 | 0 | 0 | 0 | 0 | 0
HV Generation Intermittent | -0.324 | 0 | 0 | 108.89 | 0 | 0.084 | -0.324 | 0 | 0 | 108.89 | 0 | 0.084 | 0 | 0 | 0 | 0 | 0 | 0 | 0% | 0% | 0% | 0% | 0% | 0% | 5820300.9694 | 0 | 0 | 0 | 0 | 0 | 0 | 0 | 0
HV Generation Non-Intermittent | -1.023 | -0.626 | -0.039 | 108.89 | 0 | 0.084 | -1.023 | -0.626 | -0.039 | 108.89 | 0 | 0.084 | 0 | 0 | 0 | 0 | 0 | 0 | 0% | 0% | 0% | 0% | 0% | 0% | 7468990.2697 | 0 | 0 | 0 | 0 | 0 | 0 | 0 | 0
HV Sub Generation Non-Intermittent | -0.885 | -0.568 | -0.034 | 108.89 | 0 | 0.058 | -0.885 | -0.568 | -0.034 | 108.89 | 0 | 0.058 | 0 | 0 | 0 | 0 | 0 | 0 | 0% | 0% | 0% | 0% | 0% | 0% | 1088.0045 | 0 | 0 | 0 | 0 | 0 | 0 | 0 | 0
HV Sub Generation Intermittent | -0.289 | 0 | 0 | 108.89 | 0 | 0.058 | -0.289 | 0 | 0 | 108.89 | 0 | 0.058 | 0 | 0 | 0 | 0 | 0 | 0 | 0% | 0% | 0% | 0% | 0% | 0% | 7520884.373 | 0 | 0 | 0 | 0 | 0 | 0 | 0 | 0
CDCM Impact Assessment for DCP | 97 |  | CDCM Table 3701 Effective from Oct 2011 DNO13
Specification in Section 3.7
Tariff | Current Prices | [5 empty] | Prices on New Basis | [5 empty] | PRICE CHANGE | [5 empty] | % CHANGE | [5 empty] | PRICE CHANGE OVER CHARGINIG PERIOD (365 Days)
| Unit rate 1 p/kWh | Unit rate 2 p/kWh | Unit rate 3 p/kWh | Fixed charge p/MPAN/day | Capacity charge p/kVA/day | Reactive power charge p/kVArh | Unit rate 1 p/kWh | Unit rate 2 p/kWh | Unit rate 3 p/kWh | Fixed charge p/MPAN/day | Capacity charge p/kVA/day | Reactive power charge p/kVArh | Unit rate 1 p/kWh | Unit rate 2 p/kWh | Unit rate 3 p/kWh | Fixed charge p/MPAN/day | Capacity charge p/kVA/day | Reactive power charge p/kVArh | Unit rate 1 p/kWh | Unit rate 2 p/kWh | Unit rate 3 p/kWh | Fixed charge p/MPAN/day | Capacity charge p/kVA/day | Reactive power charge p/kVArh | Ave kWHs/ MPAN | Annual Change for Rate 1 Units (pence) | Annual Change for Rate 1 Units (pence) | Annual Change for Rate 1 Units (pence) | Total Annual Unit Charge (pence) | Annaul Change in Fixed charge (pence) | Annaul Change in Capacity Charge (pence) | Annaul Change in Reactive Power Charge (pence) | Change in Total Annual DUOS Charge (£)
Domestic Unrestricted | 1.941 | 0 | 0 | 2.56 | 0 | 0 | 1.941 | 0 | 0 | 2.56 | 0 | 0 | 0 | 0 | 0 | 0 | 0 | 0 | 0% | 0% | 0% | 0% | 0% | 0% | 4244.2788 | 0 | 0 | 0 | 0 | 0 | 0 | 0 | 0
Domestic Two Rate | 1.902 | 0.246 | 0 | 2.56 | 0 | 0 | 1.902 | 0.246 | 0 | 2.56 | 0 | 0 | 0 | 0 | 0 | 0 | 0 | 0 | 0% | 0% | 0% | 0% | 0% | 0% | 6344.7415 | 0 | 0 | 0 | 0 | 0 | 0 | 0 | 0
Domestic Off Peak | 0.317 | 0 | 0 | 0 | 0 | 0 | 0.317 | 0 | 0 | 0 | 0 | 0 | 0 | 0 | 0 | 0 | 0 | 0 | 0% | 0% | 0% | 0% | 0% | 0% | 4648.6066 | 0 | 0 | 0 | 0 | 0 | 0 | 0 | 0
Small Non Domestic Unrestricted | 1.566 | 0 | 0 | 4.01 | 0 | 0 | 1.566 | 0 | 0 | 4.01 | 0 | 0 | 0 | 0 | 0 | 0 | 0 | 0 | 0% | 0% | 0% | 0% | 0% | 0% | 15689.8823 | 0 | 0 | 0 | 0 | 0 | 0 | 0 | 0
Small Non Domestic Two Rate | 1.647 | 0.226 | 0 | 4.01 | 0 | 0 | 1.648 | 0.226 | 0 | 4.01 | 0 | 0 | 0.001 | 0 | 0 | 0 | 0 | 0 | 0.06072% | 0% | 0% | 0% | 0% | 0% | 25937.7356 | 24.333 | 0 | 0 | 24.333 | 0 | 0 | 0 | 0.24333
Small Non Domestic Off Peak | 0.312 | 0 | 0 | 0 | 0 | 0 | 0.312 | 0 | 0 | 0 | 0 | 0 | 0 | 0 | 0 | 0 | 0 | 0 | 0% | 0% | 0% | 0% | 0% | 0% | 6936.8988 | 0 | 0 | 0 | 0 | 0 | 0 | 0 | 0
LV Medium Non-Domestic | 1.419 | 0.219 | 0 | 21.71 | 0 | 0 | 1.419 | 0.219 | 0 | 21.71 | 0 | 0 | 0 | 0 | 0 | 0 | 0 | 0 | 0% | 0% | 0% | 0% | 0% | 0% | 110398.7595 | 0 | 0 | 0 | 0 | 0 | 0 | 0 | 0
LV Sub Medium Non-Domestic | 0.999 | 0.149 | 0 | 3.25 | 0 | 0 | 0.999 | 0.149 | 0 | 3.25 | 0 | 0 | 0 | 0 | 0 | 0 | 0 | 0 | 0% | 0% | 0% | 0% | 0% | 0% | 0 | 0 | 0 | 0 | 0 | 0 | 0 | 0 | 0
HV Medium Non-Domestic | 0.768 | 0.084 | 0 | 255.12 | 0 | 0 | 0.768 | 0.084 | 0 | 255.12 | 0 | 0 | 0 | 0 | 0 | 0 | 0 | 0 | 0% | 0% | 0% | 0% | 0% | 0% | 113168.1749 | 0 | 0 | 0 | 0 | 0 | 0 | 0 | 0
LV HH Metered | 7.022 | 0.924 | 0.161 | 8.26 | 2.29 | 0.267 | 7.022 | 0.924 | 0.161 | 8.26 | 2.29 | 0.267 | 0 | 0 | 0 | 0 | 0 | 0 | 0% | 0% | 0% | 0% | 0% | 0% | 591903.5543 | 0 | 0 | 0 | 0 | 0 | 0 | 0 | 0
LV Sub HH Metered | 5.691 | 0.53 | 0.1 | 3.25 | 4.32 | 0.199 | 5.692 | 0.53 | 0.1 | 3.25 | 4.32 | 0.199 | 0.001 | 0 | 0 | 0 | 0 | 0 | 0.01757% | 0% | 0% | 0% | 0% | 0% | 4772601.014 | 3239.1378 | 0 | 0 | 3239.1378 | 0 | 0 | 0 | 32.3914
HV HH Metered | 4.664 | 0.367 | 0.069 | 79.21 | 4.84 | 0.143 | 4.664 | 0.367 | 0.069 | 79.22 | 4.84 | 0.143 | 0 | 0 | 0 | 0.01 | 0 | 0 | 0% | 0% | 0% | 0.01262% | 0% | 0% | 3512916.3692 | 0 | 0 | 0 | 0 | 3.65 | 0 | 0 | 0.0365
HV Sub HH Metered | 4.368 | 0.288 | 0.054 | 133.19 | 3.06 | 0.12 | 4.368 | 0.288 | 0.054 | 133.19 | 3.06 | 0.12 | 0 | 0 | 0 | 0 | 0 | 0 | 0% | 0% | 0% | 0% | 0% | 0% | 20974035.7529 | 0 | 0 | 0 | 0 | 0 | 0 | 0 | 0
NHH UMS | 2.141 | 0 | 0 | 0 | 0 | 0 | 2.141 | 0 | 0 | 0 | 0 | 0 | 0 | 0 | 0 | 0 | 0 | 0 | 0% | 0% | 0% | 0% | 0% | 0% | 22878.1396 | 0 | 0 | 0 | 0 | 0 | 0 | 0 | 0
LV UMS (Pseudo HH Metered) | 15.966 | 2.802 | 0.76 | 0 | 0 | 0 | 15.967 | 2.802 | 0.76 | 0 | 0 | 0 | 0.001 | 0 | 0 | 0 | 0 | 0 | 0.006263% | 0% | 0% | 0% | 0% | 0% | 8929765.2257 | 4716.0227 | 0 | 0 | 4716.0227 | 0 | 0 | 0 | 47.1602
LV Generation NHH | -0.67 | 0 | 0 | 0 | 0 | 0 | -0.67 | 0 | 0 | 0 | 0 | 0 | 0 | 0 | 0 | 0 | 0 | 0 | 0% | 0% | 0% | 0% | 0% | 0% | 0 | 0 | 0 | 0 | 0 | 0 | 0 | 0 | 0
LV Sub Generation NHH | -0.583 | 0 | 0 | 0 | 0 | 0 | -0.583 | 0 | 0 | 0 | 0 | 0 | 0 | 0 | 0 | 0 | 0 | 0 | 0% | 0% | 0% | 0% | 0% | 0% | 0 | 0 | 0 | 0 | 0 | 0 | 0 | 0 | 0
LV Generation Intermittent | -0.67 | 0 | 0 | 0 | 0 | 0.191 | -0.67 | 0 | 0 | 0 | 0 | 0.191 | 0 | 0 | 0 | 0 | 0 | 0 | 0% | 0% | 0% | 0% | 0% | 0% | 43805.9142 | 0 | 0 | 0 | 0 | 0 | 0 | 0 | 0
LV Generation Non-Intermittent | -4.46 | -0.906 | -0.144 | 0 | 0 | 0.191 | -4.46 | -0.906 | -0.144 | 0 | 0 | 0.191 | 0 | 0 | 0 | 0 | 0 | 0 | 0% | 0% | 0% | 0% | 0% | 0% | 529072.8595 | 0 | 0 | 0 | 0 | 0 | 0 | 0 | 0
LV Sub Generation Intermittent | -0.583 | 0 | 0 | 0 | 0 | 0.177 | -0.583 | 0 | 0 | 0 | 0 | 0.177 | 0 | 0 | 0 | 0 | 0 | 0 | 0% | 0% | 0% | 0% | 0% | 0% | 0 | 0 | 0 | 0 | 0 | 0 | 0 | 0 | 0
LV Sub Generation Non-Intermittent | -4.017 | -0.759 | -0.121 | 0 | 0 | 0.177 | -4.017 | -0.759 | -0.121 | 0 | 0 | 0.177 | 0 | 0 | 0 | 0 | 0 | 0 | 0% | 0% | 0% | 0% | 0% | 0% | 0 | 0 | 0 | 0 | 0 | 0 | 0 | 0 | 0
HV Generation Intermittent | -0.349 | 0 | 0 | 98.11 | 0 | 0.151 | -0.349 | 0 | 0 | 98.11 | 0 | 0.151 | 0 | 0 | 0 | 0 | 0 | 0 | 0% | 0% | 0% | 0% | 0% | 0% | 10382188.0929 | 0 | 0 | 0 | 0 | 0 | 0 | 0 | 0
HV Generation Non-Intermittent | -2.865 | -0.36 | -0.059 | 98.11 | 0 | 0.151 | -2.865 | -0.36 | -0.059 | 98.11 | 0 | 0.151 | 0 | 0 | 0 | 0 | 0 | 0 | 0% | 0% | 0% | 0% | 0% | 0% | 6702801.3623 | 0 | 0 | 0 | 0 | 0 | 0 | 0 | 0
HV Sub Generation Non-Intermittent | -2.341 | -0.261 | -0.041 | 98.11 | 0 | 0.073 | -2.341 | -0.261 | -0.041 | 98.11 | 0 | 0.073 | 0 | 0 | 0 | 0 | 0 | 0 | 0% | 0% | 0% | 0% | 0% | 0% | 4364472 | 0 | 0 | 0 | 0 | 0 | 0 | 0 | 0
HV Sub Generation Intermittent | -0.271 | 0 | 0 | 98.11 | 0 | 0.073 | -0.271 | 0 | 0 | 98.11 | 0 | 0.073 | 0 | 0 | 0 | 0 | 0 | 0 | 0% | 0% | 0% | 0% | 0% | 0% | 0 | 0 | 0 | 0 | 0 | 0 | 0 | 0 | 0
CDCM Impact Assessment for DCP | 97 |  | CDCM Table 3701 Effective from Oct 2011 DNO14
Specification in Section 3.7
Tariff | Current Prices | [5 empty] | Prices on New Basis | [5 empty] | PRICE CHANGE | [5 empty] | % CHANGE | [5 empty] | PRICE CHANGE OVER CHARGINIG PERIOD (365 Days)
| Unit rate 1 p/kWh | Unit rate 2 p/kWh | Unit rate 3 p/kWh | Fixed charge p/MPAN/day | Capacity charge p/kVA/day | Reactive power charge p/kVArh | Unit rate 1 p/kWh | Unit rate 2 p/kWh | Unit rate 3 p/kWh | Fixed charge p/MPAN/day | Capacity charge p/kVA/day | Reactive power charge p/kVArh | Unit rate 1 p/kWh | Unit rate 2 p/kWh | Unit rate 3 p/kWh | Fixed charge p/MPAN/day | Capacity charge p/kVA/day | Reactive power charge p/kVArh | Unit rate 1 p/kWh | Unit rate 2 p/kWh | Unit rate 3 p/kWh | Fixed charge p/MPAN/day | Capacity charge p/kVA/day | Reactive power charge p/kVArh | Ave kWHs/ MPAN | Annual Change for Rate 1 Units (pence) | Annual Change for Rate 1 Units (pence) | Annual Change for Rate 1 Units (pence) | Total Annual Unit Charge (pence) | Annaul Change in Fixed charge (pence) | Annaul Change in Capacity Charge (pence) | Annaul Change in Reactive Power Charge (pence) | Change in Total Annual DUOS Charge (£)
Domestic Unrestricted | 2.843 | 0 | 0 | 5.53 | 0 | 0 | 2.843 | 0 | 0 | 5.53 | 0 | 0 | 0 | 0 | 0 | 0 | 0 | 0 | 0% | 0% | 0% | 0% | 0% | 0% | 4151.3916 | 0 | 0 | 0 | 0 | 0 | 0 | 0 | 0
Domestic Two Rate | 3.407 | 1.44 | 0 | 5.53 | 0 | 0 | 3.407 | 1.44 | 0 | 5.53 | 0 | 0 | 0 | 0 | 0 | 0 | 0 | 0 | 0% | 0% | 0% | 0% | 0% | 0% | 9001.9953 | 0 | 0 | 0 | 0 | 0 | 0 | 0 | 0
Domestic Off Peak | 1.489 | 0 | 0 | 0 | 0 | 0 | 1.489 | 0 | 0 | 0 | 0 | 0 | 0 | 0 | 0 | 0 | 0 | 0 | 0% | 0% | 0% | 0% | 0% | 0% | 6758.5455 | 0 | 0 | 0 | 0 | 0 | 0 | 0 | 0
Small Non Domestic Unrestricted | 2.42 | 0 | 0 | 8.62 | 0 | 0 | 2.42 | 0 | 0 | 8.62 | 0 | 0 | 0 | 0 | 0 | 0 | 0 | 0 | 0% | 0% | 0% | 0% | 0% | 0% | 15844.1829 | 0 | 0 | 0 | 0 | 0 | 0 | 0 | 0
Small Non Domestic Two Rate | 3.309 | 0.583 | 0 | 8.62 | 0 | 0 | 3.309 | 0.583 | 0 | 8.62 | 0 | 0 | 0 | 0 | 0 | 0 | 0 | 0 | 0% | 0% | 0% | 0% | 0% | 0% | 27526.9587 | 0 | 0 | 0 | 0 | 0 | 0 | 0 | 0
Small Non Domestic Off Peak | 1.319 | 0 | 0 | 0 | 0 | 0 | 1.319 | 0 | 0 | 0 | 0 | 0 | 0 | 0 | 0 | 0 | 0 | 0 | 0% | 0% | 0% | 0% | 0% | 0% | 12831.2741 | 0 | 0 | 0 | 0 | 0 | 0 | 0 | 0
LV Medium Non-Domestic | 2.793 | 0.391 | 0 | 53.4 | 0 | 0 | 2.793 | 0.391 | 0 | 53.4 | 0 | 0 | 0 | 0 | 0 | 0 | 0 | 0 | 0% | 0% | 0% | 0% | 0% | 0% | 132966.8801 | 0 | 0 | 0 | 0 | 0 | 0 | 0 | 0
LV Sub Medium Non-Domestic | 1.969 | 0.277 | 0 | 6.8 | 0 | 0 | 1.969 | 0.277 | 0 | 6.8 | 0 | 0 | 0 | 0 | 0 | 0 | 0 | 0 | 0% | 0% | 0% | 0% | 0% | 0% | 0 | 0 | 0 | 0 | 0 | 0 | 0 | 0 | 0
HV Medium Non-Domestic | 1.121 | 0.164 | 0 | 454.24 | 0 | 0 | 1.121 | 0.164 | 0 | 454.25 | 0 | 0 | 0 | 0 | 0 | 0.01 | 0 | 0 | 0% | 0% | 0% | 0.002201% | 0% | 0% | 96545.9441 | 0 | 0 | 0 | 0 | 3.65 | 0 | 0 | 0.0365
LV HH Metered | 5.999 | 1.796 | 0.309 | 17.25 | 3.18 | 0.409 | 5.999 | 1.796 | 0.309 | 17.25 | 3.18 | 0.409 | 0 | 0 | 0 | 0 | 0 | 0 | 0% | 0% | 0% | 0% | 0% | 0% | 462438.1282 | 0 | 0 | 0 | 0 | 0 | 0 | 0 | 0
LV Sub HH Metered | 4.893 | 1.338 | 0.253 | 6.8 | 6 | 0.318 | 4.893 | 1.338 | 0.253 | 6.8 | 6 | 0.318 | 0 | 0 | 0 | 0 | 0 | 0 | 0% | 0% | 0% | 0% | 0% | 0% | 1286158 | 0 | 0 | 0 | 0 | 0 | 0 | 0 | 0
HV HH Metered | 3.77 | 0.938 | 0.196 | 165.52 | 8.73 | 0.228 | 3.77 | 0.938 | 0.196 | 165.52 | 8.73 | 0.228 | 0 | 0 | 0 | 0 | 0 | 0 | 0% | 0% | 0% | 0% | 0% | 0% | 2695688.2402 | 0 | 0 | 0 | 0 | 0 | 0 | 0 | 0
HV Sub HH Metered | 8.607 | 1.981 | 0.449 | 278.29 | 5.72 | 0.2 | 8.608 | 1.981 | 0.449 | 278.3 | 5.72 | 0.2 | 0.001 | 0 | 0 | 0.01 | 0 | 0 | 0.01162% | 0% | 0% | 0.003593% | 0% | 0% | 1064598.4153 | 464.3126 | 0 | 0 | 464.3126 | 3.65 | 0 | 0 | 4.6796
NHH UMS | 4.122 | 0 | 0 | 0 | 0 | 0 | 4.122 | 0 | 0 | 0 | 0 | 0 | 0 | 0 | 0 | 0 | 0 | 0 | 0% | 0% | 0% | 0% | 0% | 0% | 16763.3116 | 0 | 0 | 0 | 0 | 0 | 0 | 0 | 0
LV UMS (Pseudo HH Metered) | 5.974 | 2.318 | 0.916 | 0 | 0 | 0 | 5.975 | 2.318 | 0.916 | 0 | 0 | 0 | 0.001 | 0 | 0 | 0 | 0 | 0 | 0.01674% | 0% | 0% | 0% | 0% | 0% | 133349.2873 | 83.9474 | 0 | 0 | 83.9474 | 0 | 0 | 0 | 0.83947
LV Generation NHH | -0.864 | 0 | 0 | 0 | 0 | 0 | -0.864 | 0 | 0 | 0 | 0 | 0 | 0 | 0 | 0 | 0 | 0 | 0 | 0% | 0% | 0% | 0% | 0% | 0% | 475.8377 | 0 | 0 | 0 | 0 | 0 | 0 | 0 | 0
LV Sub Generation NHH | -0.769 | 0 | 0 | 0 | 0 | 0 | -0.769 | 0 | 0 | 0 | 0 | 0 | 0 | 0 | 0 | 0 | 0 | 0 | 0% | 0% | 0% | 0% | 0% | 0% | 7120.188 | 0 | 0 | 0 | 0 | 0 | 0 | 0 | 0
LV Generation Intermittent | -0.864 | 0 | 0 | 0 | 0 | 0.196 | -0.864 | 0 | 0 | 0 | 0 | 0.196 | 0 | 0 | 0 | 0 | 0 | 0 | 0% | 0% | 0% | 0% | 0% | 0% | 848317.661 | 0 | 0 | 0 | 0 | 0 | 0 | 0 | 0
LV Generation Non-Intermittent | -2.73 | -1.082 | -0.138 | 0 | 0 | 0.196 | -2.73 | -1.082 | -0.138 | 0 | 0 | 0.196 | 0 | 0 | 0 | 0 | 0 | 0 | 0% | 0% | 0% | 0% | 0% | 0% | 868281.7382 | 0 | 0 | 0 | 0 | 0 | 0 | 0 | 0
LV Sub Generation Intermittent | -0.769 | 0 | 0 | 0 | 0 | 0.171 | -0.769 | 0 | 0 | 0 | 0 | 0.171 | 0 | 0 | 0 | 0 | 0 | 0 | 0% | 0% | 0% | 0% | 0% | 0% | 0 | 0 | 0 | 0 | 0 | 0 | 0 | 0 | 0
LV Sub Generation Non-Intermittent | -2.434 | -0.96 | -0.123 | 0 | 0 | 0.171 | -2.434 | -0.96 | -0.123 | 0 | 0 | 0.171 | 0 | 0 | 0 | 0 | 0 | 0 | 0% | 0% | 0% | 0% | 0% | 0% | 0 | 0 | 0 | 0 | 0 | 0 | 0 | 0 | 0
HV Generation Intermittent | -0.393 | 0 | 0 | 204.99 | 0 | 0.155 | -0.393 | 0 | 0 | 204.99 | 0 | 0.155 | 0 | 0 | 0 | 0 | 0 | 0 | 0% | 0% | 0% | 0% | 0% | 0% | 5607629.6821 | 0 | 0 | 0 | 0 | 0 | 0 | 0 | 0
HV Generation Non-Intermittent | -1.271 | -0.472 | -0.065 | 204.99 | 0 | 0.155 | -1.271 | -0.472 | -0.065 | 204.99 | 0 | 0.155 | 0 | 0 | 0 | 0 | 0 | 0 | 0% | 0% | 0% | 0% | 0% | 0% | 4380654.237 | 0 | 0 | 0 | 0 | 0 | 0 | 0 | 0
HV Sub Generation Non-Intermittent | -0.76 | -0.257 | -0.039 | 204.99 | 0 | 0.047 | -0.76 | -0.257 | -0.039 | 204.99 | 0 | 0.047 | 0 | 0 | 0 | 0 | 0 | 0 | 0% | 0% | 0% | 0% | 0% | 0% | 29284908.3529 | 0 | 0 | 0 | 0 | 0 | 0 | 0 | 0
HV Sub Generation Intermittent | -0.228 | 0 | 0 | 204.99 | 0 | 0.047 | -0.228 | 0 | 0 | 204.99 | 0 | 0.047 | 0 | 0 | 0 | 0 | 0 | 0 | 0% | 0% | 0% | 0% | 0% | 0% | 4043004 | 0 | 0 | 0 | 0 | 0 | 0 | 0 | 0