## Overview
CDCM model 100: Overview |  | WPD East Midlands | 2012/13 | April Tariffs 2012/13
This workbook contains internal hyperlinks to indicate source data for each calculation. |  |  | Colour coding
Data input
The "Back" and "Forward" buttons in Microsoft Excel 2003's "Web" toolbar |  |  | Void cell in input data table
are useful to navigate around the workbook. In Microsoft Excel 2007, the |  |  | Calculation
"Back" and "Forward" buttons can be added to the "Quick Access Toolbar". |  |  | Copy data
Void cell in calculation table
Unless stated otherwise, all the data in this model are for illustration only. |  |  | Constant value
Space for user notes
List of data tables in this workbook
This table lists the data tables (inputs and calculations) in the model. The link is to the first data cell of each table.
Worksheet | Data table |  | Type of table
CDCM Revenue | 1001. CDCM Target Revenue Calculations |  | Input data
Input | 1000. Company, charging year, data version |  | Input data
Input | 1010. Financial and general assumptions |  | Composite
Input | 1017. Diversity allowance between top and bottom of network level |  | Input data
Input | 1018. Proportion of relevant load going through 132kV/HV direct transformation |  | Input data
Input | 1019. Network model GSP peak demand (MW) |  | Input data
Input | 1020. Gross asset cost by network level (£) |  | Input data
Input | 1022. LV service model asset cost (£) |  | Input data
Input | 1023. HV service model asset cost (£) |  | Input data
Input | 1025. Matrix of applicability of LV service models to tariffs with fixed charges |  | Input data
Input | 1026. Matrix of applicability of LV service models to unmetered tariffs |  | Input data
Input | 1028. Matrix of applicability of HV service models to tariffs with fixed charges |  | Input data
Input | 1032. Loss adjustment factors to transmission |  | Input data
Input | 1037. Embedded network (LDNO) discounts |  | Input data
Input | 1041. Load profile data for demand users |  | Input data
Input | 1053. Volume forecasts for the charging year |  | Input data
Input | 1055. Transmission exit charges (£/year) |  | Input data
Input | 1059. Other expenditure |  | Input data
Input | 1060. Customer contributions under current connection charging policy |  | Input data
Input | 1061. Average split of rate 1 units by distribution time band |  | Input data
Input | 1062. Average split of rate 2 units by distribution time band |  | Input data
Input | 1068. Typical annual hours by distribution time band |  | Input data
Input | 1069. Peaking probabilities by network level |  | Input data
Input | 1076. Target revenue |  | Input data
Input | 1092. Average kVAr by kVA, by network level |  | Input data
Input | 1201. Current tariff information |  | Input data
LAFs | 2001. Loss adjustment factors to transmission |  | Composite
LAFs | 2002. Mapping of DRM network levels to core network levels |  | Fixed data
LAFs | 2003. Loss adjustment factor to transmission for each DRM network level |  | Sum-product calculation
LAFs | 2004. Loss adjustment factor to transmission for each network level |  | Combine tables
LAFs | 2005. Network use factors |  | Fixed data
LAFs | 2006. Proportion going through 132kV/EHV |  | Cell-by-cell calculation
LAFs | 2007. Proportion going through EHV |  | Cell-by-cell calculation
LAFs | 2008. Proportion going through EHV/HV |  | Cell-by-cell calculation
LAFs | 2009. Rerouteing matrix for all network levels |  | Combine tables
LAFs | 2010. Network use factors including 132kV/HV (except for HV Sub) |  | Sum-product calculation
LAFs | 2011. Network use factors including 132kV/HV |  | Combine tables
LAFs | 2012. Loss adjustment factors between end user meter reading and each network level, scaled by network use |  | Cell-by-cell calculation
DRM | 2101. Annuity rate |  | Cell-by-cell calculation
DRM | 2102. Loss adjustment factor to transmission for each core level |  | Combine tables
DRM | 2103. Loss adjustment factors |  | Composite
DRM | 2104. Diversity calculations |  | Special calculation
DRM | 2105. Network model total maximum demand at substation (MW) |  | Cell-by-cell calculation
DRM | 2106. Network model contribution to system maximum load measured at network level exit (MW) |  | Cell-by-cell calculation
DRM | 2107. Rerouteing matrix for DRM network levels |  | Combine tables
DRM | 2108. GSP simultaneous maximum load assumed through each network level (MW) |  | Sum-product calculation
DRM | 2109. Network model annuity by simultaneous maximum load for each network level (£/kW/year) |  | Cell-by-cell calculation
SM | 2201. Asset £/customer from LV service models |  | Sum-product calculation
SM | 2202. Asset £/(MWh/year) from LV service models |  | Sum-product calculation
SM | 2203. Service model asset p/kWh charge for unmetered tariffs |  | Cell-by-cell calculation
SM | 2204. Asset £/customer from HV service models |  | Sum-product calculation
SM | 2205. Service model assets by tariff (£) |  | Combine tables
SM | 2206. Replacement annuities for service models |  | Composite
Loads | 2301. Demand coefficient (load at time of system maximum load divided by average load) |  | Cell-by-cell calculation
Loads | 2302. Load coefficient |  | Combine tables
Loads | 2303. Discount map |  | Fixed data
Loads | 2304. LDNO discounts and volumes adjusted for discount |  | Composite
Loads | 2305. Equivalent volume for each end user |  | Cell summation
Multi | 2401. Adjust annual hours by distribution time band to match days in year |  | Composite
Multi | 2402. Normalisation of split of rate 1 units |  | Composite
Multi | 2403. Split of rate 1 units between distribution time bands |  | Combine tables
Multi | 2404. Normalisation of split of rate 2 units |  | Composite
Multi | 2405. Split of rate 2 units between distribution time bands |  | Combine tables
Multi | 2406. Split of rate 3 units between distribution time bands (default) |  | Fixed data
Multi | 2407. All units (MWh) |  | Cell-by-cell calculation
Multi | 2408. Calculation of implied load coefficients for two-rate users |  | Cell-by-cell calculation
Multi | 2409. Calculation of implied load coefficients for three-rate users |  | Cell-by-cell calculation
Multi | 2410. Calculation of adjusted time band load coefficients |  | Composite
Multi | 2411. Normalisation of peaking probabilities |  | Composite
Multi | 2412. Peaking probabilities by network level (reshaped) |  | Reshape table
Multi | 2413. Pseudo load coefficient by time band and network level |  | Cell-by-cell calculation
Multi | 2414. Unit rate 1 pseudo load coefficient by network level |  | Sum-product calculation
Multi | 2415. Unit rate 2 pseudo load coefficient by network level |  | Sum-product calculation
Multi | 2416. Unit rate 3 pseudo load coefficient by network level |  | Sum-product calculation
SMD | 2501. Contributions of users on one-rate multi tariffs to system simultaneous maximum load by network level (kW) |  | Cell-by-cell calculation
SMD | 2502. Contributions of users on two-rate multi tariffs to system simultaneous maximum load by network level (kW) |  | Cell-by-cell calculation
SMD | 2503. Contributions of users on three-rate multi tariffs to system simultaneous maximum load by network level (kW) |  | Cell-by-cell calculation
SMD | 2504. Estimated contributions of users on each tariff to system simultaneous maximum load by network level (kW) |  | Cell-by-cell calculation
SMD | 2505. Contributions of users on each tariff to system simultaneous maximum load by network level (kW) |  | Combine tables
SMD | 2506. Forecast system simultaneous maximum load (kW) from forecast units |  | Cell summation
AMD | 2601. Pre-processing of data for standing charge factors |  | Composite
AMD | 2602. Standing charges factors adapted to use 132kV/HV |  | Combine tables
AMD | 2603. Capacity-based contributions to chargeable aggregate maximum load by network level (kW) |  | Cell-by-cell calculation
AMD | 2604. Unit-based contributions to chargeable aggregate maximum load (kW) |  | Cell-by-cell calculation
AMD | 2605. Contributions to aggregate maximum load by network level (kW) |  | Combine tables
AMD | 2606. Forecast chargeable aggregate maximum load (kW) |  | Cell summation
AMD | 2607. Forecast simultaneous load subject to standing charge factors (kW) |  | Cell-by-cell calculation
AMD | 2608. Forecast simultaneous load replaced by standing charge (kW) |  | Cell summation
AMD | 2609. Calculated LV diversity allowance |  | Cell-by-cell calculation
AMD | 2610. Network level mapping for diversity allowances |  | Fixed data
AMD | 2611. Diversity allowances including 132kV/HV |  | Sum-product calculation
AMD | 2612. Diversity allowances (including calculated LV value) |  | Combine tables
AMD | 2613. Forecast simultaneous maximum load (kW) adjusted for standing charges |  | Cell-by-cell calculation
Otex | 2701. Operating expenditure coded by network level (£/year) |  | Combine tables
Otex | 2702. Network model assets (£) scaled by load forecast |  | Cell-by-cell calculation
Otex | 2703. Annual consumption by tariff for unmetered users (MWh) |  | Copy cells
Otex | 2704. Service model asset data |  | Composite
Otex | 2705. Data for allocation of operating expenditure |  | Composite
Otex | 2706. Amount of expenditure to be allocated according to asset values (£/year) |  | Cell-by-cell calculation
Otex | 2707. Total operating expenditure by network level (£/year) |  | Cell-by-cell calculation
Otex | 2708. Operating expenditure percentage by network level |  | Cell-by-cell calculation
Otex | 2709. Unit operating expenditure based on simultaneous maximum load (£/kW/year) |  | Cell-by-cell calculation
Otex | 2710. Operating expenditure for customer assets p/MPAN/day |  | Composite
Otex | 2711. Operating expenditure for unmetered customer assets (p/kWh) |  | Cell-by-cell calculation
Contrib | 2801. Network level of supply (for customer contributions) by tariff |  | Fixed data
Contrib | 2802. Contribution proportion by customer type and network level of assets (proportion of assets annuities deemed to be covered by customer contributions) |  | Cell-by-cell calculation
Contrib | 2803. Contribution proportion by tariff and network level (proportion of assets annuities deemed to be covered by customer contributions) |  | Sum-product calculation
Contrib | 2804. Proportion of annual charge covered by contributions (for all charging levels) |  | Combine tables
Yard | 2901. Unit cost at each level, £/kW/year (relative to system simultaneous maximum load) |  | Combine tables
Yard | 2902. Pay-as-you-go yardstick unit costs by charging level (p/kWh) |  | Cell-by-cell calculation
Yard | 2903. Pay-as-you-go unit rate 1 p/kWh |  | Composite
Yard | 2904. Pay-as-you-go unit rate 2 p/kWh |  | Composite
Yard | 2905. Pay-as-you-go unit rate 3 p/kWh |  | Composite
Standing | 3001. Costs based on aggregate maximum load (£/kW/year) |  | Cell-by-cell calculation
Standing | 3002. Capacity elements p/kVA/day |  | Cell-by-cell calculation
Standing | 3003. Yardstick unit rate p/kWh (taking account of standing charges) |  | Composite
Standing | 3004. Unit rate 1 (taking account of standing charges) |  | Composite
Standing | 3005. Unit rate 2 (taking account of standing charges) |  | Composite
Standing | 3006. Unit rate 3 (taking account of standing charges) |  | Composite
NHH | 3101. Average maximum kVA/MPAN by end user class, for user classes without an agreed import capacity |  | Cell-by-cell calculation
NHH | 3102. Capacity-driven fixed charge elements from standing charges factors p/MPAN/day |  | Cell-by-cell calculation
NHH | 3103. Capacity used by LV users without an agreed capacity |  | Composite
NHH | 3104. Aggregate data for LV users without agreed capacity for allocation of LV circuit costs |  | Composite
NHH | 3105. LV fixed charge elements from standing charges factors p/MPAN/day |  | Cell-by-cell calculation
NHH | 3106. Fixed charge elements from standing charges factors p/MPAN/day |  | Combine tables
Reactive | 3201. Standard components p/kWh for reactive power (absolute value) |  | Cell-by-cell calculation
Reactive | 3202. Standard reactive p/kVArh |  | Cell-by-cell calculation
Reactive | 3203. Network use factors for generator reactive unit charges |  | Fixed data
Reactive | 3204. Absolute value of load coefficient (kW peak / average kW) |  | Cell-by-cell calculation
Reactive | 3205. Pay-as-you-go components p/kWh for reactive power (absolute value) |  | Cell-by-cell calculation
Reactive | 3206. Pay-as-you-go reactive p/kVArh |  | Cell-by-cell calculation
Aggreg | 3301. Unit rate 1 p/kWh (elements) |  | Combine tables
Aggreg | 3302. Unit rate 2 p/kWh (elements) |  | Combine tables
Aggreg | 3303. Unit rate 3 p/kWh (elements) |  | Combine tables
Aggreg | 3304. Fixed charge p/MPAN/day (elements) |  | Combine tables
Aggreg | 3305. Capacity charge p/kVA/day (elements) |  | Copy cells
Aggreg | 3306. Reactive power charge p/kVArh (elements) |  | Combine tables
Aggreg | 3307. Summary of charges before revenue matching |  | Cell summation
Revenue | 3401. Net revenues by tariff before matching (£/year) |  | Cell-by-cell calculation
Revenue | 3402. Target revenue (£/year) |  | Cell-by-cell calculation
Revenue | 3403. Revenue surplus or shortfall |  | Composite
Scaler | 3501. Factor to scale to £1/kW at transmission exit level |  | Cell-by-cell calculation
Scaler | 3502. Applicability factor for £1/kW scaler |  | Combine tables
Scaler | 3503. Scalable elements of tariff components |  | Sum-product calculation
Scaler | 3504. Marginal revenue effect of scaler |  | Cell-by-cell calculation
Scaler | 3505. Scaler value at which the minimum is breached |  | Cell-by-cell calculation
Scaler | 3506. Root if there were no constraints |  | Special calculation
Scaler | 3507. Starting point |  | Special calculation
Scaler | 3508. Solve a simple linear programming problem |  | Composite
Scaler | 3509. General scaler rate |  | Optimisation result
Scaler | 3510. Scaler |  | Cell-by-cell calculation
Adjust | 3601. Tariffs before rounding |  | Cell-by-cell calculation
Adjust | 3602. Decimal places |  | Fixed data
Adjust | 3603. Tariff rounding |  | Cell-by-cell calculation
Adjust | 3604. All the way tariffs |  | Cell-by-cell calculation
Adjust | 3605. Tariffs |  | Cell-by-cell calculation
Adjust | 3606. Net revenues by tariff from rounding |  | Cell-by-cell calculation
Adjust | 3607. Revenue forecast summary |  | Composite
Tariffs | 3701. Tariffs |  | Composite
Summary | 3801. Workbook build options and main parameters |  | Composite
Summary | 3802. Revenue summary |  | Composite
Summary | 3803. Revenue summary by tariff component |  | Cell summation
M-Rev | 3901. Revenue matrix by tariff |  | Composite
M-Rev | 3902. Revenues by charging element and network level |  | Cell summation
CData | 4001. Revenues under current tariffs (£/year) |  | Cell-by-cell calculation
CData | 4002. All-the-way volumes |  | Copy cells
CData | 4003. Normalised to |  | Fixed data
CData | 4004. Normalised volumes for comparisons |  | Cell-by-cell calculation
CData | 4005. LDNO LV charges (normalised £/year) |  | Copy cells
CData | 4006. LDNO HV charges (normalised £/year) |  | Copy cells
CTables | 4101. Comparison with current all-the-way demand tariffs |  | Composite
CTables | 4102. LDNO margins in use of system charges |  | Composite
M-ATW | Tariff matrices |  | Notes
Model configuration 100
Options:
---
datafile: no
drm: top500gsp
extraLevels: 1
matrices: big
noReplacement: blanket
pcd: 1
portfolio: 1
protect: 1
revision: 2441
scaler: levelledpickexitnogenminzero
standing: sub132
summary: consultation
tariffs: commongensub
validation: lenientnomsg
Generated on Tue 8 Dec 2009 08:36:38 by shadow.unitedhosting.co.uk

## CDCM Revenues
1001. CDCM Target Revenue Calculations
Description | Licence Term | CRC | 2012/13
Base Demand Before Inflation (A1) | PUt | CRC3 | 364.1
RPI Effective % (A2) | PIADt | CRC3 | 1.1013
Merger adjustment (A3) | MGt | CRC3 | 0
Base Demand Revenue (A): [A = A1 * A2 - A3] | BRt | CRC3 | 400.9975
Pass-Through Business Rates (B1) | RBt | CRC4 | -4.1004
Pass-Through Licence Fees (B2) | LFt | CRC4 | -0.11837
Pass-Through Transmission Exit (B3) | TBt | CRC4 | -0.92193
Price Control Reopener (B4) | UNCt | CRC4 | 0
Pass-Through Others (B5) | MPTt, HBt, IEDt | CRC4 | 0
Allowed Pass-Through Items (B): [B = B1 + B2 + B3 +B4 + B5] | PTt | CRC3 | -5.1407
Losses Incentive (C1) | UILt | CRC7 | 0
| PCOLt | CRC7 | 0
| -COLt | CRC7 | 0
| PPLt | CRC7 | 0
Quality of service incentive adjustment (C2) | IQt | CRC8 | 8.3
Transmission connection point charges incentive adjustment (C3) | ITt | CRC9 | 0
Innovation funding incentive adjustment (C4) | IFIt | CRC10 | 0.6872
Incentive revenue for Distributed Generation (C5) | IGt | CRC11 | 0.78799
Connection Guaranteed Standards Systems & Processes penalty (C6) | CGSRAt,CGSSPt & AUMt | CRC12 | 0
Low Carbon Networks Fund (C7) | LCN1t | CRC13 | 1.7
| LCN2t | CRC13 | 5.0766
| LCN3t | CRC13 | 0
Incentive Revenue and Other Adjustments (C): [C = C1 + C2 + C3 + C4 + C5 + C6 + C7] |  |  | 16.5518
Correction Factor (D) | -Kt | CRC3 | 17.1949
Tax Trigger Mechanism Adjustment (E) | CTRAt | CRC3 | -0.9
Total allowed Revenue (F): [F= A + B + C + D + E] | ARt |  | 428.7034
Other 1. Excluded services - Top-up, standby, and enhanced system security (G1) (see note 1) | ES4 | CRC15 | 2.493
Other 2. Excluded services - Revenue protection services (G2) (see note 1) | ES5 | CRC15 | 0
Other 3. Excluded services - Miscellaneous (G3) (see note 1) | ES7 | CRC15 | 0
Other 4. - blank or if required please provide description (G4)
Other 5. - blank or if required please provide description (G5)
Total Other Revenue to be recovered by Use of System Charges (G): [G = G1 + G2 + G3 + G4 +G5] |  |  | 2.493
Total Revenue for Use of System Charges (H): [H =F + G] |  |  | 431.1964
1. Revenue raised outside CDCM - EDCM and Certain Interconnector Revenue (I1) |  |  | 9.9703
2. Revenue raised outside CDCM - Voluntary under-recovery (I2) |  |  | 0
3. Revenue raised outside CDCM - blank or if required please provide description (I3)
4. Revenue raised outside CDCM - blank or if required please provide description (I4)
Total Revenue to be raised outside the CDCM (I): [I = I1 + I2 + I3 + I4] |  |  | 9.9703
CDCM Target Revenue (J): [J = H - I] |  |  | 421.2261
Note 1: Cost categories associated with excluded services should only be populated if the Company recovers the costs of providing these services from Use of System charges.

## Input
CDCM model 100: Input data |  | WPD East Midlands |  | 2012/13 |  | April Tariffs 2012/13
This sheet contains all the input data (except LLFCs which can be entered directly into the Tariff sheet).
1000. Company, charging year, data version
| Company | Year | Version
Company, charging year, data version | WPD East Midlands | 2012/13 | April Tariffs 2012/13
1010. Financial and general assumptions
Sources: financial assumptions; calendar; network model.
These financial assumptions determine the annuity rate applied to convert the asset values of the network model into an annual charge.
| Rate of return | Annualisation period (years) | Annuity proportion for customer-contributed assets | Power factor | Days in the charging period
Financial and general assumptions | 5.6% | 40 | 0 | 0.95 | 365
1017. Diversity allowance between top and bottom of network level
Source: operational data analysis and/or network model.
The diversity figure against GSP is the diversity between GSP Group (the whole system) and individual GSPs.
The diversity figure against 132kV is the diversity between GSPs (the top of the 132kV network) and 132kV/EHV bulk supply points (the bottom of the 132kV network).
The diversity figure against EHV is the diversity between 132kV/EHV bulk supply points (the top of the EHV network) and EHV/HV primary substations (the bottom of the EHV network).
The diversity figure against HV is the diversity between EHV/HV primary substations (the top of the HV network) and HV/LV substations (the bottom of the HV network).
Diversity allowance between top and bottom of network level
GSPs | 2.471%
132kV | 4.501%
132kV/EHV
EHV | 7.902%
EHV/HV
HV | 34%
HV/LV
LV circuits
1018. Proportion of relevant load going through 132kV/HV direct transformation
132kV/HV
EHV/HV | 7.504%
1019. Network model GSP peak demand (MW)
Network model GSP peak demand (MW)
Network model GSP peak demand (MW) | 500
1020. Gross asset cost by network level (£)
Gross assets £
132kV | 115714102.6727
132kV/EHV | 32239830.5244
EHV | 32372318.2042
EHV/HV | 60156098.9658
132kV/HV | 5359510.0203
HV | 102418460.5539
HV/LV | 72068397.7534
LV circuits | 74915887.5367
1022. LV service model asset cost (£)
| LV service model 1 | LV service model 2 | LV service model 3 | LV service model 4 | LV service model 5 | LV service model 6 | LV service model 7 | LV service model 8
LV service model asset cost (£) | 9660.0669 | 715.2995 | 1687.3083 | 1687.3083 | 1687.3083 | 186.5633 | 0 | 0
1023. HV service model asset cost (£)
| HV service model 1 | HV service model 2 | HV service model 3 | HV service model 4 | HV service model 5
HV service model asset cost (£) | 16967.5492 | 16967.5492 | 2913.0498 | 0 | 0
1025. Matrix of applicability of LV service models to tariffs with fixed charges
| LV service model 1 | LV service model 2 | LV service model 3 | LV service model 4 | LV service model 5 | LV service model 6 | LV service model 7 | LV service model 8
Domestic Unrestricted | 5% | 0% | 0% | 0% | 0% | 0% | 0% | 0%
Domestic Two Rate | 5% | 0% | 0% | 0% | 0% | 0% | 0% | 0%
Small Non Domestic Unrestricted | 0% | 100% | 0% | 0% | 0% | 0% | 0% | 0%
Small Non Domestic Two Rate | 0% | 100% | 0% | 0% | 0% | 0% | 0% | 0%
LV Medium Non-Domestic | 0% | 0% | 100% | 0% | 0% | 0% | 0% | 0%
LV Sub Medium Non-Domestic | 0% | 0% | 0% | 0% | 100% | 0% | 0% | 0%
LV HH Metered | 0% | 0% | 0% | 100% | 0% | 0% | 0% | 0%
LV Sub HH Metered | 0% | 0% | 0% | 0% | 100% | 0% | 0% | 0%
LV Generation NHH | 0% | 0% | 0% | 0% | 0% | 0% | 0% | 0%
LV Sub Generation NHH | 0% | 0% | 0% | 0% | 0% | 0% | 0% | 0%
LV Generation Intermittent | 0% | 0% | 0% | 0% | 0% | 0% | 0% | 0%
LV Generation Non-Intermittent | 0% | 0% | 0% | 0% | 0% | 0% | 0% | 0%
LV Sub Generation Intermittent | 0% | 0% | 0% | 0% | 0% | 0% | 0% | 0%
LV Sub Generation Non-Intermittent | 0% | 0% | 0% | 0% | 0% | 0% | 0% | 0%
1026. Matrix of applicability of LV service models to unmetered tariffs
Source: service models
Proportion of service model involved in connecting load of 1 MWh/year
| LV service model 1 | LV service model 2 | LV service model 3 | LV service model 4 | LV service model 5 | LV service model 6 | LV service model 7 | LV service model 8
NHH UMS | 0 | 0 | 0 | 0 | 0 | 1.5221 | 0 | 0
LV UMS (Pseudo HH Metered) | 0 | 0 | 0 | 0 | 0 | 1.5221 | 0 | 0
1028. Matrix of applicability of HV service models to tariffs with fixed charges
| HV service model 1 | HV service model 2 | HV service model 3 | HV service model 4 | HV service model 5
HV Medium Non-Domestic | 100% | 0% | 0% | 0% | 0%
HV HH Metered | 100% | 0% | 0% | 0% | 0%
HV Sub HH Metered | 0% | 100% | 0% | 0% | 0%
HV Generation Intermittent | 0% | 0% | 100% | 0% | 0%
HV Generation Non-Intermittent | 0% | 0% | 100% | 0% | 0%
HV Sub Generation Non-Intermittent | 0% | 0% | 100% | 0% | 0%
HV Sub Generation Intermittent | 0% | 0% | 100% | 0% | 0%
1032. Loss adjustment factors to transmission
Source: losses model or loss adjustment factors at time of system peak.
| 132kV | 132kV/EHV | EHV | EHV/HV | HV | HV/LV | LV circuits
Loss adjustment factor | 1.0014 | 1.0029 | 1.0061 | 1.0285 | 1.0467 | 1.0623 | 1.1179
1037. Embedded network (LDNO) discounts
Source: separate price control disaggregation model.
| No discount | LDNO LV: LV user | LDNO HV: LV user | LDNO HV: LV sub user | LDNO HV: HV user
LDNO discount |  | 28.42% | 48.38% | 26.93% | 17.84%
1041. Load profile data for demand users
Source: load data analysis.
| Coincidence factor | Load factor
Domestic Unrestricted | 0.86484 | 0.40892
Domestic Two Rate | 0.83871 | 0.44686
Domestic Off Peak (related MPAN) |  | 0.10057
Small Non Domestic Unrestricted | 0.63131 | 0.34014
Small Non Domestic Two Rate | 0.73233 | 0.48421
Small Non Domestic Off Peak (related MPAN) |  | 0.22321
LV Medium Non-Domestic | 0.72356 | 0.48214
LV Sub Medium Non-Domestic | 0.72356 | 0.48214
HV Medium Non-Domestic | 0.6738 | 0.42299
LV HH Metered | 0.78843 | 0.56383
LV Sub HH Metered | 0.78843 | 0.56383
HV HH Metered | 0.81822 | 0.70992
HV Sub HH Metered | 0.81822 | 0.70992
NHH UMS | 0.95744 | 0.48157
LV UMS (Pseudo HH Metered) | 0.95744 | 0.48157
1053. Volume forecasts for the charging year
Source: forecast.
Please include MPAN counts for tariffs with no fixed charge (e.g. off-peak tariffs),
but exclude MPANs on tariffs with a fixed charge that are not subject to a fixed charge due to a site grouping arrangement.
| Rate 1 units (MWh) | Rate 2 units (MWh) | Rate 3 units (MWh) | MPANs | Import capacity (kVA) | Reactive power units (MVArh)
> Domestic Unrestricted
Domestic Unrestricted | 5142208.3207 |  |  | 1410000
LDNO LV: Domestic Unrestricted | 4764.087 |  |  | 3295
LDNO HV: Domestic Unrestricted | 11531.275 |  |  | 5084
> Domestic Two Rate
Domestic Two Rate | 3259141.3972 | 1630672.0128 |  | 982000
LDNO LV: Domestic Two Rate | 694.194 | 256.505 |  | 258
LDNO HV: Domestic Two Rate | 1023.057 | 372.359 |  | 512
> Domestic Off Peak (related MPAN)
Domestic Off Peak (related MPAN) | 197499.1686 |  |  | 45000
LDNO LV: Domestic Off Peak (related MPAN)
LDNO HV: Domestic Off Peak (related MPAN)
> Small Non Domestic Unrestricted
Small Non Domestic Unrestricted | 1151325.7986 |  |  | 90500
LDNO LV: Small Non Domestic Unrestricted | 679.764 |  |  | 190
LDNO HV: Small Non Domestic Unrestricted | 2952.747 |  |  | 141
> Small Non Domestic Two Rate
Small Non Domestic Two Rate | 1654800.9728 | 538662.0938 |  | 81000
LDNO LV: Small Non Domestic Two Rate | 0 | 0 |  | 0
LDNO HV: Small Non Domestic Two Rate | 241.973 | 76.14 |  | 15
> Small Non Domestic Off Peak (related MPAN)
Small Non Domestic Off Peak (related MPAN) | 7744.2011 |  |  | 1000
LDNO LV: Small Non Domestic Off Peak (related MPAN)
LDNO HV: Small Non Domestic Off Peak (related MPAN)
> LV Medium Non-Domestic
LV Medium Non-Domestic | 731689.9162 | 196798.5449 |  | 7600
LDNO LV: LV Medium Non-Domestic | 94.008 | 34.063 |  | 2
LDNO HV: LV Medium Non-Domestic | 2101.132 | 463.951 |  | 27
> LV Sub Medium Non-Domestic
LV Sub Medium Non-Domestic | 0 | 0 |  | 0
> HV Medium Non-Domestic
HV Medium Non-Domestic | 26978.9792 | 8111.4274 |  | 240
> LV HH Metered
LV HH Metered | 321276.6811 | 1270523.9469 | 1369520.2263 | 7630 | 1500000 | 353581.24
LDNO LV: LV HH Metered
LDNO HV: LV HH Metered | 2434.6034 | 9717.2418 | 10729.8003 | 39 | 13300 | 1310.1779
> LV Sub HH Metered
LV Sub HH Metered | 542.4658 | 2130.924 | 2156.6504 | 17 | 8800 | 12.485
LDNO HV: LV Sub HH Metered
> HV HH Metered
HV HH Metered | 806877.6061 | 3099885.0982 | 4219008.3306 | 2855 | 2610000 | 794302.279
LDNO HV: HV HH Metered | 845.9989 | 2942.3555 | 2532.3875 | 2 | 1700
> HV Sub HH Metered
HV Sub HH Metered
> NHH UMS
NHH UMS | 89248.8088 |  |  | 2500
LDNO LV: NHH UMS | 31.978 |  |  | 13
LDNO HV: NHH UMS | 245.297 |  |  | 34
> LV UMS (Pseudo HH Metered)
LV UMS (Pseudo HH Metered) | 18264.6652 | 31277.5143 | 259566.0801 | 15
LDNO LV: LV UMS (Pseudo HH Metered)
LDNO HV: LV UMS (Pseudo HH Metered)
> LV Generation NHH
LV Generation NHH | 569.796 |  |  | 75
LDNO LV: LV Generation NHH |  |  |  | 6
LDNO HV: LV Generation NHH
> LV Sub Generation NHH
LV Sub Generation NHH
LDNO HV: LV Sub Generation NHH
> LV Generation Intermittent
LV Generation Intermittent | 730.622 |  |  | 3 |  | 25.541
LDNO LV: LV Generation Intermittent
LDNO HV: LV Generation Intermittent
> LV Generation Non-Intermittent
LV Generation Non-Intermittent | 155.759 | 512.123 | 744.923 | 8 |  | 6.235
LDNO LV: LV Generation Non-Intermittent
LDNO HV: LV Generation Non-Intermittent
> LV Sub Generation Intermittent
LV Sub Generation Intermittent | [5 empty] | 0
LDNO HV: LV Sub Generation Intermittent
> LV Sub Generation Non-Intermittent
LV Sub Generation Non-Intermittent | [5 empty] | 0
LDNO HV: LV Sub Generation Non-Intermittent
> HV Generation Intermittent
HV Generation Intermittent | 2864.99 |  |  | 2 |  | 1.318
LDNO HV: HV Generation Intermittent
> HV Generation Non-Intermittent
HV Generation Non-Intermittent | 54602.453 | 173038.854 | 349225.138 | 128 |  | 958.69
LDNO HV: HV Generation Non-Intermittent
> HV Sub Generation Non-Intermittent
HV Sub Generation Non-Intermittent | 7528.975 | 25660.074 | 53327.679 | 4
> HV Sub Generation Intermittent
HV Sub Generation Intermittent | 790.476 |  |  | 1
1055. Transmission exit charges (£/year)
Source: forecast.
Transmission exit
Transmission exit charges (£/year) | 8441982
1059. Other expenditure
| Direct cost (£/year) | Indirect cost (£/year) | Indirect cost proportion | Network rates (£/year)
Other expenditure | 29087151.9512 | 123327918.824 | 60% | 32170000
1060. Customer contributions under current connection charging policy
Source: analysis of expenditure data and/or survey of capital expenditure schemes.
Customer contribution percentages by network level of supply and by asset network level.
These proportions should reflect the current connection charging method, not necessarily the method that was in place when the connection was built.
| Assets 132kV | Assets 132kV/EHV | Assets EHV | Assets EHV/HV | Assets 132kV/HV | Assets HV | Assets HV/LV | Assets LV circuits
LV network | 0% | 0% | 0% | 0% | 0% | 47.91% | 70.89% | 93.87%
LV substation | 0% | 0% | 0% | 0% | 0% | 47.91% | 70.89%
HV network | 0% | 0% | 6.542% | 35.16% | 35.16% | 63.78%
HV substation | 0% | 0% | 6.542% | 35.16%
1061. Average split of rate 1 units by distribution time band
Source: load data analysis.
This table relates to the first TPR or charging period for each tariff.
Each line relates to a different user type and tariff structure.
For each user type and tariff structure, the figure entered against each of the time bands used for network analysis is
the proportion of the units recorded on the relevant TPR or within the relevant charging period that would fall with each time band.
| Red | Amber | Green
Domestic Two Rate | 15.33% | 40.83% | 43.85%
Domestic Off Peak (related MPAN) | 2.527% | 32.85% | 64.62%
Small Non Domestic Two Rate | 12.77% | 51.37% | 35.86%
Small Non Domestic Off Peak (related MPAN) | 1.696% | 19.38% | 78.92%
LV Medium Non-Domestic | 13.66% | 54.7% | 31.63%
LV Sub Medium Non-Domestic | 13.66% | 54.7% | 31.63%
HV Medium Non-Domestic | 13.42% | 57.86% | 28.72%
1062. Average split of rate 2 units by distribution time band
Source: load data analysis.
This table relates to the second TPR or charging period for each tariff.
See notes on table 1061.
| Red | Amber | Green
Domestic Two Rate | 0% | 0% | 100%
Small Non Domestic Two Rate | 0% | 0% | 100%
LV Medium Non-Domestic | 0% | 0% | 100%
LV Sub Medium Non-Domestic | 0% | 0% | 100%
HV Medium Non-Domestic | 0% | 0% | 100%
1068. Typical annual hours by distribution time band
Source: definition of distribution time bands.
The figures in this table will be automatically adjusted to match the number of days in the charging period.
| Red | Amber | Green
Annual hours | 780 | 2730 | 5250
1069. Peaking probabilities by network level
Source: operational data analysis.
| Red | Amber | Green
GSPs | 100%
132kV | 80.25% | 18.4% | 1.342%
132kV/EHV | 80.25% | 18.4% | 1.342%
EHV | 66.48% | 29.55% | 3.967%
EHV/HV | 66.48% | 29.55% | 3.967%
132kV/HV | 80.25% | 18.4% | 1.342%
HV | 66.48% | 29.55% | 3.967%
HV/LV | 66.48% | 29.55% | 3.967%
LV circuits | 66.48% | 29.55% | 3.967%
1076. Target revenue
Source: CDCM Revenues
CDCM Target Revenue (£/year)
Target revenue | 421226122.4698
1092. Average kVAr by kVA, by network level
Source: analysis of operational data.
This is the average of MVAr/MVA or SQRT(1-PF^2) across relevant network elements.
| GSPs | 132kV | 132kV/EHV | EHV | EHV/HV | 132kV/HV | HV | HV/LV | LV circuits
Average kVAr by kVA, by network level | 0.29066 | 0.29066 | 0.29066 | 0.29066 | 0.29066 | 0.29066 | 0.29066 | 0.29066 | 0.29066
1201. Current tariff information
| Current revenues if known (£/year) | Current Unit rate 1 p/kWh | Current Unit rate 2 p/kWh | Current Unit rate 3 p/kWh | Current Fixed charge p/MPAN/day | Current Capacity charge p/kVA/day | Current Reactive power charge p/kVArh
Domestic Unrestricted |  | 1.667 | 0 | 0 | 2.78 | 0 | 0
Domestic Two Rate |  | 2.091 | 0.07 | 0 | 2.78 | 0 | 0
Domestic Off Peak (related MPAN) |  | 0.5 | 0 | 0 | 0 | 0 | 0
Small Non Domestic Unrestricted |  | 1.46 | 0 | 0 | 3.72 | 0 | 0
Small Non Domestic Two Rate |  | 1.574 | 0.055 | 0 | 3.72 | 0 | 0
Small Non Domestic Off Peak (related MPAN) |  | 0.292 | 0 | 0 | 0 | 0 | 0
LV Medium Non-Domestic |  | 1.456 | 0.051 | 0 | 25.05 | 0 | 0
LV Sub Medium Non-Domestic |  | 1.085 | 0.038 | 0 | 6.84 | 0 | 0
HV Medium Non-Domestic |  | 0.863 | 0.029 | 0 | 204.64 | 0 | 0
LV HH Metered |  | 7.122 | 0.585 | 0.045 | 6.84 | 1.81 | 0.324
LV Sub HH Metered |  | 5.094 | 0.36 | 0.031 | 6.84 | 2.59 | 0.271
HV HH Metered |  | 4.424 | 0.21 | 0.024 | 68.81 | 3.32 | 0.167
HV Sub HH Metered |  | 4.104 | 0.154 | 0.021 | 68.81 | 2.83 | 0.149
NHH UMS |  | 2.076 | 0 | 0 | 0 | 0 | 0
LV UMS (Pseudo HH Metered) |  | 21.892 | 2.427 | 0.565 | 0 | 0 | 0

## Tariffs
CDCM model 100: Tariffs |  | WPD East Midlands |  | 2012/13 |  | April Tariffs 2012/13
3701. Tariffs
Data sources:
x1 = 3605. Unit rate 1 p/kWh (in Tariffs)
x2 = 3605. Unit rate 2 p/kWh (in Tariffs)
x3 = 3605. Unit rate 3 p/kWh (in Tariffs)
x4 = 3605. Fixed charge p/MPAN/day (in Tariffs)
x5 = 3605. Capacity charge p/kVA/day (in Tariffs)
x6 = 3605. Reactive power charge p/kVArh (in Tariffs)
Kind: | Input data | Fixed data | Copy cells | Copy cells | Copy cells | Copy cells | Copy cells | Copy cells | Input data
Formula: |  |  | = x1 | = x2 | = x3 | = x4 | = x5 | = x6
| Open LLFCs | PCs | Unit rate 1 p/kWh | Unit rate 2 p/kWh | Unit rate 3 p/kWh | Fixed charge p/MPAN/day | Capacity charge p/kVA/day | Reactive power charge p/kVArh | Closed LLFCs
Domestic Unrestricted | 1 | 1 | 1.931 | 0 | 0 | 3.72 | 0 | 0
Domestic Two Rate | 3 | 2 | 2.413 | 0.057 | 0 | 3.72 | 0 | 0 | 4,8
Domestic Off Peak (related MPAN) | 11 | 2 | 0.418 | 0 | 0 | 0 | 0 | 0 | 900
Small Non Domestic Unrestricted | 13 | 3 | 1.695 | 0 | 0 | 5 | 0 | 0 | 22,34,43
Small Non Domestic Two Rate | 37 | 4 | 1.861 | 0.049 | 0 | 5 | 0 | 0 | 16, 28,31,49,52
Small Non Domestic Off Peak (related MPAN) | 901 | 4 | 0.277 | 0 | 0 | 0 | 0 | 0
LV Medium Non-Domestic | 81 | 5-8 | 1.763 | 0.043 | 0 | 31.18 | 0 | 0 | 83,85
LV Sub Medium Non-Domestic | 80 | 5-8 | 1.242 | 0.029 | 0 | 9.31 | 0 | 0
HV Medium Non-Domestic | Not available to new MPANS | 5-8 | 1.063 | 0.014 | 0 | 253.83 | 0 | 0 | 90
LV HH Metered | 58, 990 | 0 | 8.255 | 0.569 | 0.033 | 9.31 | 2.21 | 0.314
LV Sub HH Metered | 59 | 0 | 6.683 | 0.409 | 0.022 | 9.31 | 3 | 0.256
HV HH Metered | 60, 991 | 0 | 4.934 | 0.231 | 0.01 | 93.62 | 3.86 | 0.159 | 929
HV Sub HH Metered | 61 | 0 | 4.403 | 0.178 | 0.007 | 93.62 | 3.2 | 0.144
NHH UMS | 800, 801, 802, 803 | 1&8 | 2.481 | 0 | 0 | 0 | 0 | 0
LV UMS (Pseudo HH Metered) | 804 | 0 | 25.432 | 2.479 | 0.686 | 0 | 0 | 0 | 805
LV Generation NHH | 986 | 8 | -0.771 | 0 | 0 | 0 | 0 | 0
LV Sub Generation NHH | 970 | 8 | -0.664 | 0 | 0 | 0 | 0 | 0
LV Generation Intermittent | 971 | 0 | -0.771 | 0 | 0 | 0 | 0 | 0.272
LV Generation Non-Intermittent | 973 | 0 | -6.353 | -0.592 | -0.035 | 0 | 0 | 0.272
LV Sub Generation Intermittent | 972 | 0 | -0.664 | 0 | 0 | 0 | 0 | 0.246
LV Sub Generation Non-Intermittent | 974 | 0 | -5.522 | -0.497 | -0.029 | 0 | 0 | 0.246
HV Generation Intermittent | 975 | 0 | -0.482 | 0 | 0 | 16.07 | 0 | 0.195
HV Generation Non-Intermittent | 977 | 0 | -4.153 | -0.328 | -0.017 | 16.07 | 0 | 0.195
HV Sub Generation Non-Intermittent | Not available to new MPANS | 0 | -3.435 | -0.241 | -0.011 | 16.07 | 0 | 0.147 | 978
HV Sub Generation Intermittent | Not available to new MPANS | 0 | -0.388 | 0 | 0 | 16.07 | 0 | 0.147 | 976
LDNO LV: Domestic Unrestricted | 100 | 1 | 1.3822 | 0 | 0 | 2.6627 | 0 | 0
LDNO LV: Domestic Two Rate | 101 | 2 | 1.7272 | 0.040799 | 0 | 2.6627 | 0 | 0
LDNO LV: Domestic Off Peak (related MPAN) | 102 | 2 | 0.29919 | 0 | 0 | 0 | 0 | 0
LDNO LV: Small Non Domestic Unrestricted | 103 | 3 | 1.2132 | 0 | 0 | 3.5788 | 0 | 0
LDNO LV: Small Non Domestic Two Rate | 104 | 4 | 1.332 | 0.035073 | 0 | 3.5788 | 0 | 0
LDNO LV: Small Non Domestic Off Peak (related MPAN) | 105 | 4 | 0.19827 | 0 | 0 | 0 | 0 | 0
LDNO LV: LV Medium Non-Domestic | 106 | 5-8 | 1.2619 | 0.030778 | 0 | 22.3177 | 0 | 0
LDNO LV: LV HH Metered | 107 | 0 | 5.9087 | 0.40727 | 0.02362 | 6.6638 | 1.5819 | 0.22475
LDNO LV: NHH UMS | 108 | 1&8 | 1.7758 | 0 | 0 | 0 | 0 | 0
LDNO LV: LV UMS (Pseudo HH Metered) | 109 | 0 | 18.2034 | 1.7744 | 0.49102 | 0 | 0 | 0
LDNO LV: LV Generation NHH | 110 | 8 | -0.771 | 0 | 0 | 0 | 0 | 0
LDNO LV: LV Generation Intermittent | 111 | 0 | -0.771 | 0 | 0 | 0 | 0 | 0.272
LDNO LV: LV Generation Non-Intermittent | 112 | 0 | -6.353 | -0.592 | -0.035 | 0 | 0 | 0.272
LDNO HV: Domestic Unrestricted | 113 | 1 | 0.99672 | 0 | 0 | 1.9201 | 0 | 0
LDNO HV: Domestic Two Rate | 114 | 2 | 1.2455 | 0.029421 | 0 | 1.9201 | 0 | 0
LDNO HV: Domestic Off Peak (related MPAN) | 115 | 2 | 0.21576 | 0 | 0 | 0 | 0 | 0
LDNO HV: Small Non Domestic Unrestricted | 116 | 3 | 0.8749 | 0 | 0 | 2.5808 | 0 | 0
LDNO HV: Small Non Domestic Two Rate | 117 | 4 | 0.96058 | 0.025292 | 0 | 2.5808 | 0 | 0
LDNO HV: Small Non Domestic Off Peak (related MPAN) | 118 | 4 | 0.14298 | 0 | 0 | 0 | 0 | 0
LDNO HV: LV Medium Non-Domestic | 119 | 5-8 | 0.91 | 0.022195 | 0 | 16.094 | 0 | 0
LDNO HV: LV HH Metered | 120 | 0 | 4.2609 | 0.2937 | 0.017033 | 4.8055 | 1.1407 | 0.16208
LDNO HV: LV Sub HH Metered | 121 | 0 | 4.8832 | 0.29885 | 0.016075 | 6.8027 | 2.1921 | 0.18706
LDNO HV: HV HH Metered | 122 | 0 | 4.0536 | 0.18978 | 0.0082157 | 76.9149 | 3.1712 | 0.13063
LDNO HV: NHH UMS | 123 | 1&8 | 1.2806 | 0 | 0 | 0 | 0 | 0
LDNO HV: LV UMS (Pseudo HH Metered) | 124 | 0 | 13.1271 | 1.2796 | 0.35409 | 0 | 0 | 0
LDNO HV: LV Generation NHH | 125 | 8 | -0.771 | 0 | 0 | 0 | 0 | 0
LDNO HV: LV Sub Generation NHH | 126 | 8 | -0.664 | 0 | 0 | 0 | 0 | 0
LDNO HV: LV Generation Intermittent | 127 | 0 | -0.771 | 0 | 0 | 0 | 0 | 0.272
LDNO HV: LV Generation Non-Intermittent | 128 | 0 | -6.353 | -0.592 | -0.035 | 0 | 0 | 0.272
LDNO HV: LV Sub Generation Intermittent | 129 | 0 | -0.664 | 0 | 0 | 0 | 0 | 0.246
LDNO HV: LV Sub Generation Non-Intermittent | 130 | 0 | -5.522 | -0.497 | -0.029 | 0 | 0 | 0.246
LDNO HV: HV Generation Intermittent | 131 | 0 | -0.482 | 0 | 0 | 0 | 0 | 0.195
LDNO HV: HV Generation Non-Intermittent | 132 | 0 | -4.153 | -0.328 | -0.017 | 0 | 0 | 0.195

## Summary
CDCM model 100: Summary statistics |  | WPD East Midlands |  | 2012/13 |  | April Tariffs 2012/13
3801. Workbook build options and main parameters
Include a 132kV/HV network level
Network model: 500 MW at time of GSP peak
Standing charges factors: 100/0/0 LV NHH, 100/100/20 network, 100/100/0 substation
Put some 132kV costs into HV capacity charges
Operating expenditure allocated by asset values
LV circuit costs by exit point for profile classes 1-4
Revenue matching by £/kW/year at transmission exit level
Scaler subject to capping of each tariff component to zero
Data sources:
x1 = 1010. Annuity proportion for customer-contributed assets (in Financial and general assumptions)
x2 = 3510. Net revenues by tariff from scaler (in Scaler)
x3 = 3607. Total net revenues (£/year) (in Revenue forecast summary)
x4 = 3402. Allowed revenue (£/year)
x5 = 3607. Deviation from target revenue (£/year) (in Workbook build options and main parameters) (in Revenue forecast summary)
Kind: | Copy cells | Cell summation | Cell-by-cell calculation | Cell-by-cell calculation
Formula: | = x1 | =SUM(x2) | =x3-x4 | =x5/x4
| Annuity proportion for customer-contributed assets | Total net revenues from scaler (£/year) | Deviation from target revenue (£/year) | Over/under recovery
Workbook build options and main parameters | 0 | 58363011.4436 | 13874.7413 | 0.003294%
3802. Revenue summary
Data sources:
x1 = 1053. Rate 1 units (MWh) by tariff (in Volume forecasts for the charging year)
x2 = 1053. Rate 2 units (MWh) by tariff (in Volume forecasts for the charging year)
x3 = 1053. Rate 3 units (MWh) by tariff (in Volume forecasts for the charging year)
x4 = 1053. MPANs by tariff (in Volume forecasts for the charging year)
x5 = 1010. Days in the charging period (in Financial and general assumptions)
x6 = 3605. Fixed charge p/MPAN/day (in Tariffs)
x7 = 3605. Capacity charge p/kVA/day (in Tariffs)
x8 = 1053. Import capacity (kVA) by tariff (in Volume forecasts for the charging year)
x9 = 3605. Unit rate 1 p/kWh (in Tariffs)
x10 = 3605. Unit rate 2 p/kWh (in Tariffs)
x11 = 3605. Unit rate 3 p/kWh (in Tariffs)
x12 = 3605. Reactive power charge p/kVArh (in Tariffs)
x13 = 1053. Reactive power units (MVArh) by tariff (in Volume forecasts for the charging year)
x14 = All units (MWh) (in Revenue summary)
x15 = Net revenues (£/year) (in Revenue summary)
x16 = MPANs by tariff (in Volume forecasts for the charging year) (copy) (in Revenue summary)
x17 = Revenues from unit rates (£/year) (in Revenue summary)
x18 = Net revenues from unit rate 1 (£/year) (in Revenue summary)
x19 = Net revenues from unit rate 2 (£/year) (in Revenue summary)
x20 = Net revenues from unit rate 3 (£/year) (in Revenue summary)
x21 = Revenues from fixed charges (£/year) (in Revenue summary)
x22 = Revenues from capacity charges (£/year) (in Revenue summary)
x23 = Revenues from reactive power charges (£/year) (in Revenue summary)
Kind: | Cell-by-cell calculation | Copy cells | Cell-by-cell calculation | Cell-by-cell calculation | Cell-by-cell calculation | Cell-by-cell calculation | Cell-by-cell calculation | Cell-by-cell calculation | Cell-by-cell calculation | Cell-by-cell calculation | Cell-by-cell calculation | Cell-by-cell calculation | Cell-by-cell calculation | Cell-by-cell calculation | Cell-by-cell calculation | Cell-by-cell calculation | Cell-by-cell calculation | Cell-by-cell calculation | Cell-by-cell calculation
Formula: | =x1+x2+x3 | = x4 | =0.01*x5*(x6*x4+x7*x8)+10*(x9*x1+x10*x2+x11*x3+x12*x13) | =10*(x9*x1+x10*x2+x11*x3) | =x6*x5*x4/100 | =x7*x5*x8/100 | =x12*x13*10 | =IF(x14<>0,0.1*x15/x14,"") | =IF(x16<>0,x15/x16,"") | =IF(x14<>0,0.1*x17/x14,0) | =x9*x1*10 | =x10*x2*10 | =x11*x3*10 | =IF(x17<>0,x18/x17,"") | =IF(x17<>0,x19/x17,"") | =IF(x17<>0,x20/x17,"") | =IF(x15<>0,x21/x15,"") | =IF(x15<>0,x22/x15,"") | =IF(x15<>0,x23/x15,"")
| All units (MWh) | MPANs | Net revenues (£/year) | Revenues from unit rates (£/year) | Revenues from fixed charges (£/year) | Revenues from capacity charges (£/year) | Revenues from reactive power charges (£/year) | Average p/kWh | Average £/MPAN/year | Average unit rate p/kWh | Net revenues from unit rate 1 (£/year) | Net revenues from unit rate 2 (£/year) | Net revenues from unit rate 3 (£/year) | Rate 1 revenue proportion | Rate 2 revenue proportion | Rate 3 revenue proportion | Fixed charge proportion | Capacity charge proportion | Reactive power charge proportion
> Domestic Unrestricted
Domestic Unrestricted | 5142208.3207 | 1410000 | 118441022.6722 | 99296042.6722 | 19144980 | 0 | 0 | 2.3033 | 84.0007 | 1.931 | 99296042.6722 | 0 | 0 | 100% | 0% | 0% | 16.16% | 0% | 0%
LDNO LV: Domestic Unrestricted | 4764.087 | 3295 | 97870.0256 | 65846.8563 | 32023.1693 | 0 | 0 | 2.0543 | 29.7026 | 1.3822 | 65846.8563 | 0 | 0 | 100% | 0% | 0% | 32.72% | 0% | 0%
LDNO HV: Domestic Unrestricted | 11531.275 | 5084 | 150565.2865 | 114934.0776 | 35631.2089 | 0 | 0 | 1.3057 | 29.6155 | 0.99672 | 114934.0776 | 0 | 0 | 100% | 0% | 0% | 23.66% | 0% | 0%
> Domestic Two Rate
Domestic Two Rate | 4889813.4099 | 982000 | 92906160.961 | 79572564.961 | 13333596 | 0 | 0 | 1.9 | 94.6091 | 1.6273 | 78643081.9137 | 929483.0473 | 0 | 98.83% | 1.168% | 0% | 14.35% | 0% | 0%
LDNO LV: Domestic Two Rate | 950.699 | 258 | 14601.8612 | 12094.4325 | 2507.4287 | 0 | 0 | 1.5359 | 56.5964 | 1.2722 | 11989.7814 | 104.6511 | 0 | 99.13% | 0.8653% | 0% | 17.17% | 0% | 0%
LDNO HV: Domestic Two Rate | 1395.416 | 512 | 16440.162 | 12851.8106 | 3588.3515 | 0 | 0 | 1.1782 | 32.1097 | 0.921 | 12742.2571 | 109.5534 | 0 | 99.15% | 0.8524% | 0% | 21.83% | 0% | 0%
> Domestic Off Peak (related MPAN)
Domestic Off Peak (related MPAN) | 197499.1686 | 45000 | 825546.5248 | 825546.5248 | 0 | 0 | 0 | 0.418 | 18.3455 | 0.418 | 825546.5248 | 0 | 0 | 100% | 0% | 0% | 0% | 0% | 0%
LDNO LV: Domestic Off Peak (related MPAN) | 0 | 0 | 0 | 0 | 0 | 0 | 0 |  |  | 0 | 0 | 0 | 0
LDNO HV: Domestic Off Peak (related MPAN) | 0 | 0 | 0 | 0 | 0 | 0 | 0 |  |  | 0 | 0 | 0 | 0
> Small Non Domestic Unrestricted
Small Non Domestic Unrestricted | 1151325.7986 | 90500 | 21166597.2859 | 19514972.2859 | 1651625 | 0 | 0 | 1.8385 | 233.8851 | 1.695 | 19514972.2859 | 0 | 0 | 100% | 0% | 0% | 7.803% | 0% | 0%
LDNO LV: Small Non Domestic Unrestricted | 679.764 | 190 | 10729.0243 | 8247.0941 | 2481.9302 | 0 | 0 | 1.5783 | 56.4685 | 1.2132 | 8247.0941 | 0 | 0 | 100% | 0% | 0% | 23.13% | 0% | 0%
LDNO HV: Small Non Domestic Unrestricted | 2952.747 | 141 | 27161.8367 | 25833.6131 | 1328.2236 | 0 | 0 | 0.91988 | 192.6371 | 0.8749 | 25833.6131 | 0 | 0 | 100% | 0% | 0% | 4.89% | 0% | 0%
> Small Non Domestic Two Rate
Small Non Domestic Two Rate | 2193463.0667 | 81000 | 32538040.5306 | 31059790.5306 | 1478250 | 0 | 0 | 1.4834 | 401.7042 | 1.416 | 30795846.1046 | 263944.426 | 0 | 99.15% | 0.8498% | 0% | 4.543% | 0% | 0%
LDNO LV: Small Non Domestic Two Rate | 0 | 0 | 0 | 0 | 0 | 0 | 0 |  |  | 0 | 0 | 0 | 0
LDNO HV: Small Non Domestic Two Rate | 318.113 | 15 | 2484.913 | 2343.6126 | 141.3004 | 0 | 0 | 0.78114 | 165.6609 | 0.73672 | 2324.3552 | 19.2574 | 0 | 99.18% | 0.8217% | 0% | 5.686% | 0% | 0%
> Small Non Domestic Off Peak (related MPAN)
Small Non Domestic Off Peak (related MPAN) | 7744.2011 | 1000 | 21451.437 | 21451.437 | 0 | 0 | 0 | 0.277 | 21.4514 | 0.277 | 21451.437 | 0 | 0 | 100% | 0% | 0% | 0% | 0% | 0%
LDNO LV: Small Non Domestic Off Peak (related MPAN) | 0 | 0 | 0 | 0 | 0 | 0 | 0 |  |  | 0 | 0 | 0 | 0
LDNO HV: Small Non Domestic Off Peak (related MPAN) | 0 | 0 | 0 | 0 | 0 | 0 | 0 |  |  | 0 | 0 | 0 | 0
> LV Medium Non-Domestic
LV Medium Non-Domestic | 928488.4611 | 7600 | 13849249.7976 | 12984316.5976 | 864933.2 | 0 | 0 | 1.4916 | 1822.2697 | 1.3984 | 12899693.2233 | 84623.3743 | 0 | 99.35% | 0.6517% | 0% | 6.245% | 0% | 0%
LDNO LV: LV Medium Non-Domestic | 128.071 | 2 | 1359.6913 | 1196.7721 | 162.9191 | 0 | 0 | 1.0617 | 679.8456 | 0.93446 | 1186.2882 | 10.4839 | 0 | 99.12% | 0.876% | 0% | 11.98% | 0% | 0%
LDNO HV: LV Medium Non-Domestic | 2565.083 | 27 | 20809.3501 | 19223.2815 | 1586.0685 | 0 | 0 | 0.81125 | 770.7167 | 0.74942 | 19120.307 | 102.9745 | 0 | 99.46% | 0.5357% | 0% | 7.622% | 0% | 0%
> LV Sub Medium Non-Domestic
LV Sub Medium Non-Domestic | 0 | 0 | 0 | 0 | 0 | 0 | 0 |  |  | 0 | 0 | 0 | 0
> HV Medium Non-Domestic
HV Medium Non-Domestic | 35090.4066 | 240 | 510277.229 | 287922.149 | 222355.08 | 0 | 0 | 1.4542 | 2126.1551 | 0.82052 | 286786.5492 | 1135.5998 | 0 | 99.61% | 0.3944% | 0% | 43.58% | 0% | 0%
> LV HH Metered
LV HH Metered | 2961320.8544 | 7630 | 47671886.8988 | 34202612.9602 | 259278.845 | 12099750 | 1110245.0936 | 1.6098 | 6247.9537 | 1.155 | 26521390.0278 | 7229281.2577 | 451941.6747 | 77.54% | 21.14% | 1.321% | 0.5439% | 25.38% | 2.329%
LDNO LV: LV HH Metered | 0 | 0 | 0 | 0 | 0 | 0 | 0 |  |  | 0 | 0 | 0 | 0
LDNO HV: LV HH Metered | 22881.6455 | 39 | 192288.3426 | 134104.2324 | 684.0634 | 55376.5622 | 2123.4847 | 0.84036 | 4930.4703 | 0.58608 | 103737.198 | 28539.3769 | 1827.6574 | 77.36% | 21.28% | 1.363% | 0.3557% | 28.8% | 1.104%
> LV Sub HH Metered
LV Sub HH Metered | 4830.0401 | 17 | 142412.5807 | 45442.9336 | 577.6855 | 96360 | 31.9616 | 2.9485 | 8377.2106 | 0.94084 | 36252.9915 | 8715.479 | 474.4631 | 79.78% | 19.18% | 1.044% | 0.4056% | 67.66% | 0.02244%
LDNO HV: LV Sub HH Metered | 0 | 0 | 0 | 0 | 0 | 0 | 0 |  |  | 0 | 0 | 0 | 0
> HV HH Metered
HV HH Metered | 8125771.035 | 2855 | 86404797.7326 | 47393976.494 | 975590.615 | 36772290 | 1262940.6236 | 1.0633 | 30264.3775 | 0.58326 | 39811341.084 | 7160734.577 | 421900.8331 | 84% | 15.11% | 0.8902% | 1.129% | 42.56% | 1.462%
LDNO HV: HV HH Metered | 6320.7419 | 2 | 60324.5642 | 40085.532 | 561.479 | 19677.5533 | 0 | 0.95439 | 30162.2821 | 0.63419 | 34293.432 | 5584.0478 | 208.0521 | 85.55% | 13.93% | 0.519% | 0.9308% | 32.62% | 0%
> HV Sub HH Metered
HV Sub HH Metered | 0 | 0 | 0 | 0 | 0 | 0 | 0 |  |  | 0 | 0 | 0 | 0
> NHH UMS
NHH UMS | 89248.8088 | 2500 | 2214262.9462 | 2214262.9462 | 0 | 0 | 0 | 2.481 | 885.7052 | 2.481 | 2214262.9462 | 0 | 0 | 100% | 0% | 0% | 0% | 0% | 0%
LDNO LV: NHH UMS | 31.978 | 13 | 567.8729 | 567.8729 | 0 | 0 | 0 | 1.7758 | 43.6825 | 1.7758 | 567.8729 | 0 | 0 | 100% | 0% | 0% | 0% | 0% | 0%
LDNO HV: NHH UMS | 245.297 | 34 | 3141.2913 | 3141.2913 | 0 | 0 | 0 | 1.2806 | 92.3909 | 1.2806 | 3141.2913 | 0 | 0 | 100% | 0% | 0% | 0% | 0% | 0%
> LV UMS (Pseudo HH Metered)
LV UMS (Pseudo HH Metered) | 309108.2596 | 15 | 7201062.5379 | 7201062.5379 | 0 | 0 | 0 | 2.3296 | 480070.8359 | 2.3296 | 4645069.6483 | 775369.5804 | 1780623.3092 | 64.51% | 10.77% | 24.73% | 0% | 0% | 0%
LDNO LV: LV UMS (Pseudo HH Metered) | 0 | 0 | 0 | 0 | 0 | 0 | 0 |  |  | 0 | 0 | 0 | 0
LDNO HV: LV UMS (Pseudo HH Metered) | 0 | 0 | 0 | 0 | 0 | 0 | 0 |  |  | 0 | 0 | 0 | 0
> LV Generation NHH
LV Generation NHH | 569.796 | 75 | -4393.1272 | -4393.1272 | 0 | 0 | 0 | -0.771 | -58.575 | -0.771 | -4393.1272 | 0 | 0 | 100% | 0% | 0% | 0% | 0% | 0%
LDNO LV: LV Generation NHH | 0 | 6 | 0 | 0 | 0 | 0 | 0 |  | 0 | 0 | 0 | 0 | 0
LDNO HV: LV Generation NHH | 0 | 0 | 0 | 0 | 0 | 0 | 0 |  |  | 0 | 0 | 0 | 0
> LV Sub Generation NHH
LV Sub Generation NHH | 0 | 0 | 0 | 0 | 0 | 0 | 0 |  |  | 0 | 0 | 0 | 0
LDNO HV: LV Sub Generation NHH | 0 | 0 | 0 | 0 | 0 | 0 | 0 |  |  | 0 | 0 | 0 | 0
> LV Generation Intermittent
LV Generation Intermittent | 730.622 | 3 | -5563.6241 | -5633.0956 | 0 | 0 | 69.4715 | -0.76149 | -1854.5414 | -0.771 | -5633.0956 | 0 | 0 | 100% | 0% | 0% | 0% | 0% | -1.249%
LDNO LV: LV Generation Intermittent | 0 | 0 | 0 | 0 | 0 | 0 | 0 |  |  | 0 | 0 | 0 | 0
LDNO HV: LV Generation Intermittent | 0 | 0 | 0 | 0 | 0 | 0 | 0 |  |  | 0 | 0 | 0 | 0
> LV Generation Non-Intermittent
LV Generation Non-Intermittent | 1412.805 | 8 | -13170.9013 | -13187.8605 | 0 | 0 | 16.9592 | -0.93225 | -1646.3627 | -0.93345 | -9895.3693 | -3031.7682 | -260.7231 | 75.03% | 22.99% | 1.977% | 0% | 0% | -0.1288%
LDNO LV: LV Generation Non-Intermittent | 0 | 0 | 0 | 0 | 0 | 0 | 0 |  |  | 0 | 0 | 0 | 0
LDNO HV: LV Generation Non-Intermittent | 0 | 0 | 0 | 0 | 0 | 0 | 0 |  |  | 0 | 0 | 0 | 0
> LV Sub Generation Intermittent
LV Sub Generation Intermittent | 0 | 0 | 0 | 0 | 0 | 0 | 0 |  |  | 0 | 0 | 0 | 0
LDNO HV: LV Sub Generation Intermittent | 0 | 0 | 0 | 0 | 0 | 0 | 0 |  |  | 0 | 0 | 0 | 0
> LV Sub Generation Non-Intermittent
LV Sub Generation Non-Intermittent | 0 | 0 | 0 | 0 | 0 | 0 | 0 |  |  | 0 | 0 | 0 | 0
LDNO HV: LV Sub Generation Non-Intermittent | 0 | 0 | 0 | 0 | 0 | 0 | 0 |  |  | 0 | 0 | 0 | 0
> HV Generation Intermittent
HV Generation Intermittent | 2864.99 | 2 | -13689.3707 | -13809.2518 | 117.311 | 0 | 2.5701 | -0.47782 | -6844.6854 | -0.482 | -13809.2518 | 0 | 0 | 100% | 0% | 0% | -0.8569% | 0% | -0.01877%
LDNO HV: HV Generation Intermittent | 0 | 0 | 0 | 0 | 0 | 0 | 0 |  |  | 0 | 0 | 0 | 0
> HV Generation Non-Intermittent
HV Generation Non-Intermittent | 576866.445 | 128 | -2885198.2382 | -2894575.5877 | 7507.904 | 0 | 1869.4455 | -0.50015 | -22540.6112 | -0.50178 | -2267639.8731 | -567567.4411 | -59368.2735 | 78.34% | 19.61% | 2.051% | -0.2602% | 0% | -0.06479%
LDNO HV: HV Generation Non-Intermittent | 0 | 0 | 0 | 0 | 0 | 0 | 0 |  |  | 0 | 0 | 0 | 0
> HV Sub Generation Non-Intermittent
HV Sub Generation Non-Intermittent | 86516.728 | 4 | -326092.4923 | -326327.1143 | 234.622 | 0 | 0 | -0.37691 | -81523.1231 | -0.37718 | -258620.2913 | -61840.7783 | -5866.0447 | 79.25% | 18.95% | 1.798% | -0.07195% | 0% | 0%
> HV Sub Generation Intermittent
HV Sub Generation Intermittent | 790.476 | 1 | -3008.3914 | -3067.0469 | 58.6555 | 0 | 0 | -0.38058 | -3008.3914 | -0.388 | -3067.0469 | 0 | 0 | 100% | 0% | 0% | -1.95% | 0% | 0%
3803. Revenue summary by tariff component
Data sources:
x1 = 3802. All units (MWh) (in Revenue summary)
x2 = 3802. MPANs by tariff (in Volume forecasts for the charging year) (copy) (in Revenue summary)
x3 = 3802. Net revenues (£/year) (in Revenue summary)
x4 = 3802. Revenues from unit rates (£/year) (in Revenue summary)
x5 = 3802. Revenues from fixed charges (£/year) (in Revenue summary)
x6 = 3802. Revenues from capacity charges (£/year) (in Revenue summary)
x7 = 3802. Revenues from reactive power charges (£/year) (in Revenue summary)
Kind: | Cell summation | Cell summation | Cell summation | Cell summation | Cell summation | Cell summation | Cell summation
Formula: | =SUM(x1) | =SUM(x2) | =SUM(x3) | =SUM(x4) | =SUM(x5) | =SUM(x6) | =SUM(x7)
| Total units (MWh) | Total MPANs | Total net revenues (£/year) | Total net revenues from unit rates (£/year) | Total revenues from fixed charges (£/year) | Total revenues from capacity charges (£/year) | Total revenues from reactive power charges (£/year)
Revenue summary by tariff component | 26760428.6105 | 2640196 | 421239997.2111 | 331799442.4252 | 38019801.0607 | 49043454.1154 | 2377299.6098

## M-ATW
CDCM model 100: Tariff matrices |  | WPD East Midlands |  | 2012/13 |  | April Tariffs 2012/13
This sheet provides matrices breaking down each tariff component into its elements.
This sheet is for information only. It can be deleted without affecting any calculations elsewhere in the model.
Domestic Unrestricted
Domestic Two Rate
Domestic Off Peak (related MPAN)
Small Non Domestic Unrestricted
Small Non Domestic Two Rate
Small Non Domestic Off Peak (related MPAN)
LV Medium Non-Domestic
LV Sub Medium Non-Domestic
HV Medium Non-Domestic
LV HH Metered
LV Sub HH Metered
HV HH Metered
HV Sub HH Metered
NHH UMS
LV UMS (Pseudo HH Metered)
LV Generation NHH
LV Sub Generation NHH
LV Generation Intermittent
LV Generation Non-Intermittent
LV Sub Generation Intermittent
LV Sub Generation Non-Intermittent
HV Generation Intermittent
HV Generation Non-Intermittent
HV Sub Generation Non-Intermittent
HV Sub Generation Intermittent
Domestic Unrestricted
| Rate 1 units (MWh) | MPANs | MWh/year | MWh/MPAN/year
Domestic Unrestricted | 5151570.3576 | 1414982.6468 | 5151570.3576 | 3.6407
| Unit rate 1 p/kWh | Fixed charge p/MPAN/day | Revenue (£/year) | Average p/kWh | Average £/MPAN/year
Assets 132kV | 0.40414 | 0 | 20819433.1112 | 0.40414 | 14.7136
Assets 132kV/EHV | 0.1126 | 0 | 5800632.5903 | 0.1126 | 4.0994
Assets EHV | 0.11306 | 0 | 5824469.9474 | 0.11306 | 4.1163
Assets EHV/HV | 0.2101 | 0 | 10823364.2203 | 0.2101 | 7.6491
Assets 132kV/HV | 0.018718 | 0 | 964290.0718 | 0.018718 | 0.68149
Assets HV | 0.18631 | 0 | 9598144.0213 | 0.18631 | 6.7832
Assets HV/LV | 0.073265 | 0 | 3774279.8927 | 0.073265 | 2.6674
Assets LV circuits | 0 | 0.17044 | 880276.5955 | 0.017088 | 0.62211
Assets LV customer |  | 0 | 0 | 0 | 0
Assets HV customer |  | 0 | 0 | 0 | 0
Transmission exit | 0.044512 | 0 | 2293055.4149 | 0.044512 | 1.6206
Operating 132kV | 0.1289 | 0 | 6640280.3148 | 0.1289 | 4.6928
Operating 132kV/EHV | 0.035913 | 0 | 1850090.0671 | 0.035913 | 1.3075
Operating EHV | 0.036061 | 0 | 1857692.903 | 0.036061 | 1.3129
Operating EHV/HV | 0.06701 | 0 | 3452071.5328 | 0.06701 | 2.4397
Operating 132kV/HV | 0.0059702 | 0 | 307556.7114 | 0.0059702 | 0.21736
Operating HV | 0.11409 | 0 | 5877306.8431 | 0.11409 | 4.1536
Operating HV/LV | 0.08028 | 0 | 4135661.5302 | 0.08028 | 2.9228
Operating LV circuits | 0 | 0.88702 | 4581172.1576 | 0.088928 | 3.2376
Operating LV customer |  | 2.6649 | 13763524.8804 | 0.26717 | 9.727
Operating HV customer |  | 0 | 0 | 0 | 0
Scaler | 0.30001 | 0 | 15455270.1472 | 0.30001 | 10.9226
Rounding | 6.2588e-05 | -0.0023892 | -9114.9687 | -0.00017694 | -0.0064418
Total | 1.931 | 3.72 | 118689457.9844 | 2.3039 | 83.8805
Domestic Two Rate
| Rate 1 units (MWh) | Rate 2 units (MWh) | MPANs | MWh/year | MWh/MPAN/year
Domestic Two Rate | 3260166.347 | 1631047.8102 | 982448.9454 | 4891214.1571 | 4.9786
| Unit rate 1 p/kWh | Unit rate 2 p/kWh | Fixed charge p/MPAN/day | Average unit rate (p/kWh) | Revenue (£/year) | Average p/kWh | Average £/MPAN/year
Assets 132kV | 0.51026 | 0.0069991 | 0 | 0.34244 | 16749550.5133 | 0.34244 | 17.0488
Assets 132kV/EHV | 0.14217 | 0.0019501 | 0 | 0.09541 | 4666697.1219 | 0.09541 | 4.7501
Assets EHV | 0.13647 | 0.0057885 | 0 | 0.092892 | 4543542.8229 | 0.092892 | 4.6247
Assets EHV/HV | 0.2536 | 0.010756 | 0 | 0.17262 | 8443071.9477 | 0.17262 | 8.5939
Assets 132kV/HV | 0.023634 | 0.00032418 | 0 | 0.015861 | 775786.0255 | 0.015861 | 0.78965
Assets HV | 0.22489 | 0.0095388 | 0 | 0.15308 | 7487304.214 | 0.15308 | 7.6211
Assets HV/LV | 0.088433 | 0.0037509 | 0 | 0.060194 | 2944233.9772 | 0.060194 | 2.9968
Assets LV circuits | 0 | 0 | 0.17044 | 0 | 611192.5223 | 0.012496 | 0.62211
Assets LV customer |  |  | 0 | 0 | 0 | 0 | 0
Assets HV customer |  |  | 0 | 0 | 0 | 0 | 0
Transmission exit | 0.059264 | 0 | 0 | 0.039502 | 1932116.1608 | 0.039502 | 1.9666
Operating 132kV | 0.16275 | 0.0022323 | 0 | 0.10922 | 5342206.4837 | 0.10922 | 5.4376
Operating 132kV/EHV | 0.045344 | 0.00062196 | 0 | 0.030431 | 1488425.591 | 0.030431 | 1.515
Operating EHV | 0.043526 | 0.0018462 | 0 | 0.029628 | 1449145.988 | 0.029628 | 1.475
Operating EHV/HV | 0.080883 | 0.0034307 | 0 | 0.055056 | 2692886.216 | 0.055056 | 2.741
Operating 132kV/HV | 0.0075379 | 0.00010339 | 0 | 0.0050587 | 247434.051 | 0.0050587 | 0.25185
Operating HV | 0.13771 | 0.005841 | 0 | 0.093735 | 4584759.7406 | 0.093735 | 4.6667
Operating HV/LV | 0.0969 | 0.0041101 | 0 | 0.065958 | 3226139.9635 | 0.065958 | 3.2838
Operating LV circuits | 0 | 0 | 0.88702 | 0 | 3180793.6055 | 0.065031 | 3.2376
Operating LV customer |  |  | 2.6649 | 0 | 9556273.0284 | 0.19538 | 9.727
Operating HV customer |  |  | 0 | 0 | 0 | 0 | 0
Scaler | 0.39944 | 0 | 0 | 0.26624 | 13022527.5091 | 0.26624 | 13.2552
Rounding | 0.00019852 | -0.00029363 | -0.0023892 | 3.4406e-05 | -6884.4981 | -0.00014075 | -0.0070075
Total | 2.413 | 0.057 | 3.72 | 1.6274 | 92937202.9843 | 1.9001 | 94.5975
Domestic Off Peak (related MPAN)
| Rate 1 units (MWh) | MWh/year
Domestic Off Peak (related MPAN) | 197499.1686 | 197499.1686
| Unit rate 1 p/kWh | Revenue (£/year) | Average p/kWh
Assets 132kV | 0.083351 | 164617.0413 | 0.083351
Assets 132kV/EHV | 0.023223 | 45864.9844 | 0.023223
Assets EHV | 0.029024 | 57321.3756 | 0.029024
Assets EHV/HV | 0.053933 | 106517.8687 | 0.053933
Assets 132kV/HV | 0.0038605 | 7624.5389 | 0.0038605
Assets HV | 0.047828 | 94459.8947 | 0.047828
Assets HV/LV | 0.018807 | 37144.4813 | 0.018807
Assets LV circuits | 0 | 0 | 0
Transmission exit | 0.0059718 | 11794.2768 | 0.0059718
Operating 132kV | 0.026584 | 52503.9896 | 0.026584
Operating 132kV/EHV | 0.0074068 | 14628.4652 | 0.0074068
Operating EHV | 0.009257 | 18282.4383 | 0.009257
Operating EHV/HV | 0.017202 | 33973.4758 | 0.017202
Operating 132kV/HV | 0.0012313 | 2431.8182 | 0.0012313
Operating HV | 0.029287 | 57841.3685 | 0.029287
Operating HV/LV | 0.020608 | 40701.0097 | 0.020608
Operating LV circuits | 0 | 0 | 0
Scaler | 0.04025 | 79493.82 | 0.04025
Rounding | 0.00017503 | 345.6776 | 0.00017503
Total | 0.418 | 825546.5248 | 0.418
Small Non Domestic Unrestricted
| Rate 1 units (MWh) | MPANs | MWh/year | MWh/MPAN/year
Small Non Domestic Unrestricted | 1153336.4598 | 90708.7755 | 1153336.4598 | 12.7147
| Unit rate 1 p/kWh | Fixed charge p/MPAN/day | Revenue (£/year) | Average p/kWh | Average £/MPAN/year
Assets 132kV | 0.35466 | 0 | 4090415.6814 | 0.35466 | 45.0939
Assets 132kV/EHV | 0.098814 | 0 | 1139656.3193 | 0.098814 | 12.5639
Assets EHV | 0.09922 | 0 | 1144339.6697 | 0.09922 | 12.6155
Assets EHV/HV | 0.18438 | 0 | 2126477.6277 | 0.18438 | 23.4429
Assets 132kV/HV | 0.016427 | 0 | 189455.0735 | 0.016427 | 2.0886
Assets HV | 0.1635 | 0 | 1885757.3406 | 0.1635 | 20.7891
Assets HV/LV | 0.064295 | 0 | 741536.6968 | 0.064295 | 8.1749
Assets LV circuits | 0 | 0.17044 | 56430.948 | 0.0048928 | 0.62211
Assets LV customer |  | 0 | 0 | 0 | 0
Assets HV customer |  | 0 | 0 | 0 | 0
Transmission exit | 0.039062 | 0 | 450518.9828 | 0.039062 | 4.9667
Operating 132kV | 0.11312 | 0 | 1304622.7812 | 0.11312 | 14.3825
Operating 132kV/EHV | 0.031516 | 0 | 363489.1201 | 0.031516 | 4.0072
Operating EHV | 0.031646 | 0 | 364982.8572 | 0.031646 | 4.0237
Operating EHV/HV | 0.058806 | 0 | 678232.0852 | 0.058806 | 7.477
Operating 132kV/HV | 0.0052392 | 0 | 60425.987 | 0.0052392 | 0.66615
Operating HV | 0.10012 | 0 | 1154720.5895 | 0.10012 | 12.73
Operating HV/LV | 0.070451 | 0 | 812537.7231 | 0.070451 | 8.9577
Operating LV circuits | 0 | 0.88702 | 293680.2921 | 0.025464 | 3.2376
Operating LV customer |  | 3.9466 | 1306669.0849 | 0.11329 | 14.4051
Operating HV customer |  | 0 | 0 | 0 | 0
Scaler | 0.26328 | 0 | 3036513.0037 | 0.26328 | 33.4754
Rounding | 0.00046573 | -0.0040629 | 4026.2832 | 0.0003491 | 0.044387
Total | 1.695 | 5 | 21204488.1469 | 1.8385 | 233.7645
Small Non Domestic Two Rate
| Rate 1 units (MWh) | Rate 2 units (MWh) | MPANs | MWh/year | MWh/MPAN/year
Small Non Domestic Two Rate | 1654925.871 | 538701.3947 | 81007.7425 | 2193627.2657 | 27.0792
| Unit rate 1 p/kWh | Unit rate 2 p/kWh | Fixed charge p/MPAN/day | Average unit rate (p/kWh) | Revenue (£/year) | Average p/kWh | Average £/MPAN/year
Assets 132kV | 0.39063 | 0.0059826 | 0 | 0.29617 | 6496914.9163 | 0.29617 | 80.2012
Assets 132kV/EHV | 0.10884 | 0.0016669 | 0 | 0.082518 | 1810146.136 | 0.082518 | 22.3453
Assets EHV | 0.10943 | 0.0049478 | 0 | 0.083774 | 1837686.7259 | 0.083774 | 22.6853
Assets EHV/HV | 0.20335 | 0.0091943 | 0 | 0.15567 | 3414894.9066 | 0.15567 | 42.1552
Assets 132kV/HV | 0.018093 | 0.0002771 | 0 | 0.013718 | 300916.4811 | 0.013718 | 3.7147
Assets HV | 0.18033 | 0.0081535 | 0 | 0.13805 | 3028323.954 | 0.13805 | 37.3831
Assets HV/LV | 0.070913 | 0.0032062 | 0 | 0.054286 | 1190828.3709 | 0.054286 | 14.7002
Assets LV circuits | 0 | 0 | 0.17044 | 0 | 50395.8264 | 0.0022974 | 0.62211
Assets LV customer |  |  | 0 | 0 | 0 | 0 | 0
Assets HV customer |  |  | 0 | 0 | 0 | 0 | 0
Transmission exit | 0.042192 | 0 | 0 | 0.031831 | 698244.3493 | 0.031831 | 8.6195
Operating 132kV | 0.12459 | 0.0019081 | 0 | 0.094463 | 2072166.7105 | 0.094463 | 25.5799
Operating 132kV/EHV | 0.034713 | 0.00053164 | 0 | 0.026319 | 577339.3391 | 0.026319 | 7.127
Operating EHV | 0.034903 | 0.0015781 | 0 | 0.026719 | 586123.3073 | 0.026719 | 7.2354
Operating EHV/HV | 0.064859 | 0.0029325 | 0 | 0.049651 | 1089167.9569 | 0.049651 | 13.4452
Operating 132kV/HV | 0.0057707 | 8.8379e-05 | 0 | 0.0043752 | 95976.1861 | 0.0043752 | 1.1848
Operating HV | 0.11043 | 0.0049927 | 0 | 0.084534 | 1854357.3694 | 0.084534 | 22.8911
Operating HV/LV | 0.077703 | 0.0035132 | 0 | 0.059484 | 1304848.4009 | 0.059484 | 16.1077
Operating LV circuits | 0 | 0 | 0.88702 | 0 | 262272.0606 | 0.011956 | 3.2376
Operating LV customer |  |  | 3.9466 | 0 | 1166924.7226 | 0.053196 | 14.4051
Operating HV customer |  |  | 0 | 0 | 0 | 0 | 0
Scaler | 0.28437 | 0 | 0 | 0.21454 | 4706190.2548 | 0.21454 | 58.0956
Rounding | -0.00012909 | 2.6935e-05 | -0.0040629 | -9.0773e-05 | -3192.5309 | -0.00014554 | -0.03941
Total | 1.861 | 0.049 | 5 | 1.416 | 32540525.4436 | 1.4834 | 401.6965
Small Non Domestic Off Peak (related MPAN)
| Rate 1 units (MWh) | MWh/year
Small Non Domestic Off Peak (related MPAN) | 7744.2011 | 7744.2011
| Unit rate 1 p/kWh | Revenue (£/year) | Average p/kWh
Assets 132kV | 0.054454 | 4216.9979 | 0.054454
Assets 132kV/EHV | 0.015172 | 1174.9242 | 0.015172
Assets EHV | 0.019386 | 1501.294 | 0.019386
Assets EHV/HV | 0.036024 | 2789.7906 | 0.036024
Assets 132kV/HV | 0.0025221 | 195.318 | 0.0025221
Assets HV | 0.031946 | 2473.9824 | 0.031946
Assets HV/LV | 0.012562 | 972.8445 | 0.012562
Assets LV circuits | 0 | 0 | 0
Transmission exit | 0.0040079 | 310.3781 | 0.0040079
Operating 132kV | 0.017368 | 1344.9957 | 0.017368
Operating 132kV/EHV | 0.0048389 | 374.7377 | 0.0048389
Operating EHV | 0.0061831 | 478.8321 | 0.0061831
Operating EHV/HV | 0.01149 | 889.7933 | 0.01149
Operating 132kV/HV | 0.00080442 | 62.2959 | 0.00080442
Operating HV | 0.019562 | 1514.913 | 0.019562
Operating HV/LV | 0.013765 | 1065.9929 | 0.013765
Operating LV circuits | 0 | 0 | 0
Scaler | 0.027013 | 2091.9589 | 0.027013
Rounding | -9.8296e-05 | -7.6122 | -9.8296e-05
Total | 0.277 | 21451.437 | 0.277
LV Medium Non-Domestic
| Rate 1 units (MWh) | Rate 2 units (MWh) | MPANs | MWh/year | MWh/MPAN/year
LV Medium Non-Domestic | 732841.7367 | 197062.4018 | 7615.368 | 929904.1385 | 122.1089
| Unit rate 1 p/kWh | Unit rate 2 p/kWh | Fixed charge p/MPAN/day | Average unit rate (p/kWh) | Revenue (£/year) | Average p/kWh | Average £/MPAN/year
Assets 132kV | 0.37031 | 0.0053094 | 0 | 0.29296 | 2724267.6188 | 0.29296 | 357.7329
Assets 132kV/EHV | 0.10318 | 0.0014793 | 0 | 0.081624 | 759025.2554 | 0.081624 | 99.6702
Assets EHV | 0.10348 | 0.004391 | 0 | 0.08248 | 766981.6261 | 0.08248 | 100.715
Assets EHV/HV | 0.19229 | 0.0081597 | 0 | 0.15327 | 1425249.2611 | 0.15327 | 187.1544
Assets 132kV/HV | 0.017152 | 0.00024592 | 0 | 0.013569 | 126179.4307 | 0.013569 | 16.5691
Assets HV | 0.17052 | 0.007236 | 0 | 0.13592 | 1263909.0209 | 0.13592 | 165.9682
Assets HV/LV | 0.067054 | 0.0028454 | 0 | 0.053447 | 497007.1707 | 0.053447 | 65.2637
Assets LV circuits | 0 | 0 | 3.5246 | 0 | 97971.0279 | 0.010536 | 12.8649
Assets LV customer |  |  | 0 | 0 | 0 | 0 | 0
Assets HV customer |  |  | 0 | 0 | 0 | 0 | 0
Transmission exit | 0.040078 | 0 | 0 | 0.031585 | 293709.6943 | 0.031585 | 38.568
Operating 132kV | 0.11811 | 0.0016934 | 0 | 0.093439 | 868894.9668 | 0.093439 | 114.0976
Operating 132kV/EHV | 0.032907 | 0.00047181 | 0 | 0.026034 | 242088.266 | 0.026034 | 31.7894
Operating EHV | 0.033004 | 0.0014005 | 0 | 0.026307 | 244625.9207 | 0.026307 | 32.1227
Operating EHV/HV | 0.06133 | 0.0026025 | 0 | 0.048884 | 454577.9206 | 0.048884 | 59.6922
Operating 132kV/HV | 0.0054705 | 7.8434e-05 | 0 | 0.0043278 | 40244.4574 | 0.0043278 | 5.2846
Operating HV | 0.10442 | 0.0044309 | 0 | 0.083228 | 773939.3284 | 0.083228 | 101.6286
Operating HV/LV | 0.073474 | 0.0031179 | 0 | 0.058565 | 544594.8617 | 0.058565 | 71.5126
Operating LV circuits | 0 | 0 | 18.343 | 0 | 509864.9081 | 0.05483 | 66.9521
Operating LV customer |  |  | 9.3096 | 0 | 258769.9076 | 0.027828 | 33.98
Operating HV customer |  |  | 0 | 0 | 0 | 0 | 0
Scaler | 0.27013 | 0 | 0 | 0.21288 | 1979613.1578 | 0.21288 | 259.9498
Rounding | 0.00010091 | -0.00046218 | 0.0027466 | -1.8422e-05 | -94.9622 | -1.0212e-05 | -0.01247
Total | 1.763 | 0.043 | 31.18 | 1.3985 | 13871418.839 | 1.4917 | 1821.5034
LV Sub Medium Non-Domestic
| Rate 1 units (MWh) | Rate 2 units (MWh) | MPANs | MWh/year | MWh/MPAN/year
LV Sub Medium Non-Domestic | 0 | 0 | 0 | 0
| Unit rate 1 p/kWh | Unit rate 2 p/kWh | Fixed charge p/MPAN/day | Average unit rate (p/kWh) | Revenue (£/year) | Average p/kWh | Average £/MPAN/year
Assets 132kV | 0.28358 | 0.0040659 | 0 | 0 | 0
Assets 132kV/EHV | 0.079011 | 0.0011328 | 0 | 0 | 0
Assets EHV | 0.079243 | 0.0033626 | 0 | 0 | 0
Assets EHV/HV | 0.14725 | 0.0062486 | 0 | 0 | 0
Assets 132kV/HV | 0.013135 | 0.00018832 | 0 | 0 | 0
Assets HV | 0.13058 | 0.0055413 | 0 | 0 | 0
Assets HV/LV | 0 | 0 | 0 | 0 | 0
Assets LV circuits | 0 | 0 | 0 | 0 | 0
Assets LV customer |  |  | 0 | 0 | 0
Assets HV customer |  |  | 0 | 0 | 0
Transmission exit | 0.030692 | 0 | 0 | 0 | 0
Operating 132kV | 0.090448 | 0.0012968 | 0 | 0 | 0
Operating 132kV/EHV | 0.0252 | 0.00036131 | 0 | 0 | 0
Operating EHV | 0.025274 | 0.0010725 | 0 | 0 | 0
Operating EHV/HV | 0.046966 | 0.001993 | 0 | 0 | 0
Operating 132kV/HV | 0.0041892 | 6.0064e-05 | 0 | 0 | 0
Operating HV | 0.079961 | 0.0033931 | 0 | 0 | 0
Operating HV/LV | 0 | 0 | 0 | 0 | 0
Operating LV circuits | 0 | 0 | 0 | 0 | 0
Operating LV customer |  |  | 9.3096 | 0 | 0
Operating HV customer |  |  | 0 | 0 | 0
Scaler | 0.20686 | 0 | 0 | 0 | 0
Rounding | -0.00039989 | 0.0002836 | 0.00042166 | 0 | 0
Total | 1.242 | 0.029 | 9.31 | 0 | 0 | 0 | 0
HV Medium Non-Domestic
| Rate 1 units (MWh) | Rate 2 units (MWh) | MPANs | MWh/year | MWh/MPAN/year
HV Medium Non-Domestic | 26978.9792 | 8111.4274 | 240 | 35090.4066 | 146.21
| Unit rate 1 p/kWh | Unit rate 2 p/kWh | Fixed charge p/MPAN/day | Average unit rate (p/kWh) | Revenue (£/year) | Average p/kWh | Average £/MPAN/year
Assets 132kV | 0.37733 | 0.0054226 | 2.3748 | 0.29136 | 104320.7045 | 0.29729 | 434.6696
Assets 132kV/EHV | 0.10673 | 0.0015339 | 0 | 0.082415 | 28919.8905 | 0.082415 | 120.4995
Assets EHV | 0.08074 | 0.0034041 | 7.668 | 0.062863 | 28776.0228 | 0.082005 | 119.9001
Assets EHV/HV | 0 | 0 | 49.427 | 0 | 43298.0778 | 0.12339 | 180.4087
Assets 132kV/HV | 0 | 0 | 4.7516 | 0 | 4162.3882 | 0.011862 | 17.3433
Assets HV | 0 | 0 | 35.0781 | 0 | 30728.4517 | 0.087569 | 128.0352
Assets HV/LV | 0 | 0 | 0 | 0 | 0 | 0 | 0
Assets LV circuits | 0 | 0 | 0 | 0 | 0 | 0 | 0
Assets LV customer |  |  | 0 | 0 | 0 | 0 | 0
Assets HV customer |  |  | 0 | 0 | 0 | 0 | 0
Transmission exit | 0.040828 | 0 | 0 | 0.03139 | 11014.8862 | 0.03139 | 45.8954
Operating 132kV | 0.12035 | 0.0017295 | 0.75743 | 0.092929 | 33272.6985 | 0.09482 | 138.6362
Operating 132kV/EHV | 0.034042 | 0.00048922 | 0 | 0.026286 | 9223.8909 | 0.026286 | 38.4329
Operating EHV | 0.027554 | 0.0011617 | 2.6169 | 0.021453 | 9820.4598 | 0.027986 | 40.9186
Operating EHV/HV | 0 | 0 | 24.3141 | 0 | 21299.184 | 0.060698 | 88.7466
Operating 132kV/HV | 0 | 0 | 2.3374 | 0 | 2047.5614 | 0.0058351 | 8.5315
Operating HV | 0 | 0 | 30.8925 | 0 | 27061.8041 | 0.07712 | 112.7575
Operating HV/LV | 0 | 0 | 0 | 0 | 0 | 0 | 0
Operating LV circuits | 0 | 0 | 0 | 0 | 0 | 0 | 0
Operating LV customer |  |  | 0 | 0 | 0 | 0 | 0
Operating HV customer |  |  | 93.617 | 0 | 82008.4833 | 0.23371 | 341.702
Scaler | 0.27518 | 0 | 0 | 0.21157 | 74240.7012 | 0.21157 | 309.3363
Rounding | 0.00024189 | 0.00025895 | -0.0048388 | 0.00024583 | 82.0242 | 0.00023375 | 0.34177
Total | 1.063 | 0.014 | 253.83 | 0.82052 | 510277.229 | 1.4542 | 2126.1551
LV HH Metered
| Rate 1 units (MWh) | Rate 2 units (MWh) | Rate 3 units (MWh) | MPANs | Import capacity (kVA) | Reactive power units (MVArh) | MWh/year | MWh/MPAN/year
LV HH Metered | 322533.3401 | 1275539.6546 | 1375058.5821 | 7650.1305 | 1506865.0049 | 354257.509 | 2973131.5768 | 388.638
| Unit rate 1 p/kWh | Unit rate 2 p/kWh | Unit rate 3 p/kWh | Fixed charge p/MPAN/day | Capacity charge p/kVA/day | Reactive power charge p/kVArh | Average unit rate (p/kWh) | Revenue (£/year) | Average p/kWh | Average £/MPAN/year | Average p/kVA/day
Assets 132kV | 1.9767 | 0.12952 | 0.0049109 |  | 0 | 0.073782 | 0.28107 | 8356644.4385 | 0.28107 | 1092.3532 | 1.5194
Assets 132kV/EHV | 0.55075 | 0.036087 | 0.0013683 |  | 0 | 0.020557 | 0.078311 | 2328297.0202 | 0.078311 | 304.3474 | 0.42332
Assets EHV | 0.45812 | 0.05818 | 0.0040615 |  | 0 | 0.020641 | 0.078996 | 2348662.9147 | 0.078996 | 307.0095 | 0.42703
Assets EHV/HV | 0.8513 | 0.10811 | 0.0075472 |  | 0 | 0.038357 | 0.1468 | 4364420.1767 | 0.1468 | 570.5027 | 0.79352
Assets 132kV/HV | 0.091556 | 0.0059991 | 0.00022746 |  | 0 | 0.0034173 | 0.013018 | 387053.2508 | 0.013018 | 50.5943 | 0.070373
Assets HV | 0.60395 | 0.0767 | 0.0053543 |  | 0.25945 | 0.027212 | 0.10414 | 4523280.2617 | 0.15214 | 591.2684 | 0.82241
Assets HV/LV | 0 | 0 | 0 |  | 0.51012 | 0 | 0 | 2805679.5728 | 0.094368 | 366.7492 | 0.51012
Assets LV circuits | 0 | 0 | 0 |  | 0.11582 | 0 | 0 | 636990.2036 | 0.021425 | 83.2653 | 0.11582
Assets LV customer |  |  |  | 0 |  |  | 0 | 0 | 0 | 0 | 0
Assets HV customer |  |  |  | 0 |  |  | 0 | 0 | 0 | 0 | 0
Transmission exit | 0.27129 | 0 | 0 |  | 0 | 0.0081263 | 0.030398 | 903782.7315 | 0.030398 | 118.1395 | 0.16432
Operating 132kV | 0.63047 | 0.041311 | 0.0015663 |  | 0 | 0.023532 | 0.089647 | 2665320.4853 | 0.089647 | 348.402 | 0.4846
Operating 132kV/EHV | 0.17566 | 0.01151 | 0.0004364 |  | 0 | 0.0065565 | 0.024977 | 742601.6255 | 0.024977 | 97.0705 | 0.13502
Operating EHV | 0.14611 | 0.018556 | 0.0012954 |  | 0 | 0.0065835 | 0.025196 | 749097.2514 | 0.025196 | 97.9195 | 0.1362
Operating EHV/HV | 0.27152 | 0.034482 | 0.0024072 |  | 0 | 0.012234 | 0.04682 | 1392015.49 | 0.04682 | 181.9597 | 0.25309
Operating 132kV/HV | 0.029201 | 0.0019134 | 7.2547e-05 |  | 0 | 0.0010899 | 0.0041522 | 123449.1866 | 0.0041522 | 16.1369 | 0.022445
Operating HV | 0.36982 | 0.046966 | 0.0032786 |  | 0.15887 | 0.016663 | 0.06377 | 2769775.6958 | 0.09316 | 362.056 | 0.50359
Operating HV/LV | 0 | 0 | 0 |  | 0.55896 | 0 | 0 | 3074319.1827 | 0.1034 | 401.8649 | 0.55896
Operating LV circuits | 0 | 0 | 0 |  | 0.60273 | 0 | 0 | 3315050.9742 | 0.1115 | 433.3326 | 0.60273
Operating LV customer |  |  |  | 9.3096 |  |  | 0 | 259951.1343 | 0.0087433 | 33.98 | 0.047263
Operating HV customer |  |  |  | 0 |  |  | 0 | 0 | 0 | 0 | 0
Scaler | 1.8285 | 0 | 0 | 0 | 0 | 0.054772 | 0.20489 | 6091525.8213 | 0.20489 | 796.2643 | 1.1075
Rounding | 3.2292e-05 | -0.0003419 | 0.00047395 | 0.00042166 | 0.0040536 | 0.00047726 | 0.00013289 | 26257.8238 | 0.00088317 | 3.4323 | 0.0047741
Total | 8.255 | 0.569 | 0.033 | 9.31 | 2.21 | 0.314 | 1.1923 | 47864175.2414 | 1.6099 | 6256.6482 | 8.7025
LV Sub HH Metered
| Rate 1 units (MWh) | Rate 2 units (MWh) | Rate 3 units (MWh) | MPANs | Import capacity (kVA) | Reactive power units (MVArh) | MWh/year | MWh/MPAN/year
LV Sub HH Metered | 542.4658 | 2130.924 | 2156.6504 | 17 | 8800 | 12.485 | 4830.0401 | 284.12
| Unit rate 1 p/kWh | Unit rate 2 p/kWh | Unit rate 3 p/kWh | Fixed charge p/MPAN/day | Capacity charge p/kVA/day | Reactive power charge p/kVArh | Average unit rate (p/kWh) | Revenue (£/year) | Average p/kWh | Average £/MPAN/year | Average p/kVA/day
Assets 132kV | 1.8144 | 0.11889 | 0.0045076 |  | 0 | 0.070112 | 0.25842 | 12481.7864 | 0.25842 | 734.2227 | 0.3886
Assets 132kV/EHV | 0.50552 | 0.033124 | 0.0012559 |  | 0 | 0.019534 | 0.072 | 3477.6286 | 0.072 | 204.5664 | 0.10827
Assets EHV | 0.42049 | 0.053402 | 0.0037279 |  | 0 | 0.019615 | 0.072501 | 3501.8403 | 0.072501 | 205.9906 | 0.10902
Assets EHV/HV | 0.78139 | 0.099235 | 0.0069274 |  | 0 | 0.036449 | 0.13473 | 6507.3206 | 0.13473 | 382.7836 | 0.20259
Assets 132kV/HV | 0.084037 | 0.0055064 | 0.00020878 |  | 0 | 0.0032474 | 0.011969 | 578.1167 | 0.011969 | 34.0069 | 0.017999
Assets HV | 0 | 0 | 0 |  | 1.2327 | 0 | 0 | 39595.3129 | 0.81977 | 2329.1361 | 1.2327
Assets HV/LV | 0 | 0 | 0 |  | 0.48475 | 0 | 0 | 15570.072 | 0.32236 | 915.8866 | 0.48475
Assets LV circuits | 0 | 0 | 0 |  | 0 | 0 | 0 | 0 | 0 | 0 | 0
Assets LV customer |  |  |  | 0 |  |  | 0 | 0 | 0 | 0 | 0
Assets HV customer |  |  |  | 0 |  |  | 0 | 0 | 0 | 0 | 0
Transmission exit | 0.24901 | 0 | 0 |  | 0 | 0.0077222 | 0.027986 | 1351.749 | 0.027986 | 79.5146 | 0.042084
Operating 132kV | 0.57869 | 0.037918 | 0.0014377 |  | 0 | 0.022362 | 0.082422 | 3981.0191 | 0.082422 | 234.1776 | 0.12394
Operating 132kV/EHV | 0.16123 | 0.010565 | 0.00040056 |  | 0 | 0.0062304 | 0.022964 | 1109.1766 | 0.022964 | 65.2457 | 0.034532
Operating EHV | 0.13412 | 0.017032 | 0.001189 |  | 0 | 0.006256 | 0.023124 | 1116.8989 | 0.023124 | 65.6999 | 0.034773
Operating EHV/HV | 0.24922 | 0.03165 | 0.0022095 |  | 0 | 0.011625 | 0.04297 | 2075.4856 | 0.04297 | 122.0874 | 0.064617
Operating 132kV/HV | 0.026803 | 0.0017562 | 6.6589e-05 |  | 0 | 0.0010357 | 0.0038175 | 184.3882 | 0.0038175 | 10.8464 | 0.0057406
Operating HV | 0 | 0 | 0 |  | 0.75485 | 0 | 0 | 24245.7087 | 0.50198 | 1426.2182 | 0.75485
Operating HV/LV | 0 | 0 | 0 |  | 0.53116 | 0 | 0 | 17060.883 | 0.35322 | 1003.5814 | 0.53116
Operating LV circuits | 0 | 0 | 0 |  | 0 | 0 | 0 | 0 | 0 | 0 | 0
Operating LV customer |  |  |  | 9.3096 |  |  | 0 | 577.6593 | 0.01196 | 33.98 | 0.017984
Operating HV customer |  |  |  | 0 |  |  | 0 | 0 | 0 | 0 | 0
Scaler | 1.6783 | 0 | 0 | 0 | 0 | 0.052048 | 0.18863 | 9110.8336 | 0.18863 | 535.9314 | 0.28365
Rounding | -0.00022674 | -7.4148e-05 | 6.9138e-05 | 0.00042166 | -0.0034862 | -0.00023687 | -2.7919e-05 | -113.299 | -0.0023457 | -6.6646 | -0.0035274
Total | 6.683 | 0.409 | 0.022 | 9.31 | 3 | 0.256 | 0.9415 | 142412.5807 | 2.9485 | 8377.2106 | 4.4338
HV HH Metered
| Rate 1 units (MWh) | Rate 2 units (MWh) | Rate 3 units (MWh) | MPANs | Import capacity (kVA) | Reactive power units (MVArh) | MWh/year | MWh/MPAN/year
HV HH Metered | 807572.6493 | 3102302.435 | 4221088.8519 | 2856.6431 | 2611396.6607 | 794302.279 | 8130963.9362 | 2846.3352
| Unit rate 1 p/kWh | Unit rate 2 p/kWh | Unit rate 3 p/kWh | Fixed charge p/MPAN/day | Capacity charge p/kVA/day | Reactive power charge p/kVArh | Average unit rate (p/kWh) | Revenue (£/year) | Average p/kWh | Average £/MPAN/year | Average p/kVA/day
Assets 132kV | 1.6412 | 0.10754 | 0.0040773 |  | 0.057175 | 0.056085 | 0.21163 | 17752662.9103 | 0.21833 | 6214.519 | 1.8625
Assets 132kV/EHV | 0.46423 | 0.030418 | 0.0011533 |  | 0 | 0.015864 | 0.059862 | 4867397.4036 | 0.059862 | 1703.8871 | 0.51066
Assets EHV | 0.28871 | 0.036666 | 0.0025596 |  | 0.18461 | 0.01191 | 0.045157 | 5431366.9077 | 0.066799 | 1901.311 | 0.56983
Assets EHV/HV | 0 | 0 | 0 |  | 1.19 | 0 | 0 | 11342583.0636 | 0.1395 | 3970.5985 | 1.19
Assets 132kV/HV | 0 | 0 | 0 |  | 0.1144 | 0 | 0 | 1090400.2345 | 0.01341 | 381.7068 | 0.1144
Assets HV | 0 | 0 | 0 |  | 0.84454 | 0 | 0 | 8049780.3366 | 0.099002 | 2817.916 | 0.84454
Assets HV/LV | 0 | 0 | 0 |  | 0 | 0 | 0 | 0 | 0 | 0 | 0
Assets LV circuits | 0 | 0 | 0 |  | 0 | 0 | 0 | 0 | 0 | 0 | 0
Assets LV customer |  |  |  | 0 |  |  | 0 | 0 | 0 | 0 | 0
Assets HV customer |  |  |  | 0 |  |  | 0 | 0 | 0 | 0 | 0
Transmission exit | 0.22867 | 0 | 0 |  | 0 | 0.0062713 | 0.023325 | 1896510.1501 | 0.023325 | 663.8947 | 0.19897
Operating 132kV | 0.52346 | 0.034299 | 0.0013005 |  | 0.018236 | 0.017888 | 0.067499 | 5662145.4306 | 0.069637 | 1982.0976 | 0.59404
Operating 132kV/EHV | 0.14807 | 0.0097018 | 0.00036785 |  | 0 | 0.0050598 | 0.019093 | 1552438.1951 | 0.019093 | 543.4484 | 0.16287
Operating EHV | 0.09853 | 0.012513 | 0.00087352 |  | 0.063004 | 0.0040645 | 0.015411 | 1853575.1362 | 0.022796 | 648.8648 | 0.19447
Operating EHV/HV | 0 | 0 | 0 |  | 0.58538 | 0 | 0 | 5579641.7732 | 0.068622 | 1953.2162 | 0.58538
Operating 132kV/HV | 0 | 0 | 0 |  | 0.056275 | 0 | 0 | 536389.5211 | 0.0065969 | 187.7692 | 0.056275
Operating HV | 0 | 0 | 0 |  | 0.74376 | 0 | 0 | 7089246.8229 | 0.087188 | 2481.6704 | 0.74376
Operating HV/LV | 0 | 0 | 0 |  | 0 | 0 | 0 | 0 | 0 | 0 | 0
Operating LV circuits | 0 | 0 | 0 |  | 0 | 0 | 0 | 0 | 0 | 0 | 0
Operating LV customer |  |  |  | 0 |  |  | 0 | 0 | 0 | 0 | 0
Operating HV customer |  |  |  | 93.617 |  |  | 0 | 976120.7103 | 0.012005 | 341.702 | 0.10241
Scaler | 1.5413 | 0 | 0 | 0 | 0 | 0.042269 | 0.15721 | 12782541.8069 | 0.15721 | 4474.6723 | 1.3411
Rounding | -0.0001424 | -0.00013643 | -0.00033207 | 0.0030099 | 0.002618 | -0.00041091 | -0.00027873 | 2321.8942 | 2.8556e-05 | 0.81281 | 0.0002436
Total | 4.934 | 0.231 | 0.01 | 93.62 | 3.86 | 0.159 | 0.59891 | 86465122.2968 | 1.0634 | 30268.0868 | 9.0714
HV Sub HH Metered
| Rate 1 units (MWh) | Rate 2 units (MWh) | Rate 3 units (MWh) | MPANs | Import capacity (kVA) | Reactive power units (MVArh) | MWh/year | MWh/MPAN/year
HV Sub HH Metered | 0 | 0 | 0 | 0 | 0 | 0 | 0
| Unit rate 1 p/kWh | Unit rate 2 p/kWh | Unit rate 3 p/kWh | Fixed charge p/MPAN/day | Capacity charge p/kVA/day | Reactive power charge p/kVArh | Average unit rate (p/kWh) | Revenue (£/year) | Average p/kWh | Average £/MPAN/year | Average p/kVA/day
Assets 132kV | 1.5845 | 0.10382 | 0.0039365 |  | 0 | 0.055949 | 0 | 0
Assets 132kV/EHV | 0.4773 | 0.031274 | 0.0011858 |  | 0 | 0.016853 | 0 | 0
Assets EHV | 0 | 0 | 0 |  | 0.98061 | 0 | 0 | 0
Assets EHV/HV | 0 | 0 | 0 |  | 1.2642 | 0 | 0 | 0
Assets 132kV/HV | 0 | 0 | 0 |  | 0 | 0 | 0 | 0
Assets HV | 0 | 0 | 0 |  | 0 | 0 | 0 | 0
Assets HV/LV | 0 | 0 | 0 |  | 0 | 0 | 0 | 0
Assets LV circuits | 0 | 0 | 0 |  | 0 | 0 | 0 | 0
Assets LV customer |  |  |  | 0 |  |  | 0 | 0
Assets HV customer |  |  |  | 0 |  |  | 0 | 0
Transmission exit | 0.21746 | 0 | 0 |  | 0 | 0.0061622 | 0 | 0
Operating 132kV | 0.50538 | 0.033115 | 0.0012555 |  | 0 | 0.017845 | 0 | 0
Operating 132kV/EHV | 0.15223 | 0.0099748 | 0.0003782 |  | 0 | 0.0053752 | 0 | 0
Operating EHV | 0 | 0 | 0 |  | 0.33465 | 0 | 0 | 0
Operating EHV/HV | 0 | 0 | 0 |  | 0.62187 | 0 | 0 | 0
Operating 132kV/HV | 0 | 0 | 0 |  | 0 | 0 | 0 | 0
Operating HV | 0 | 0 | 0 |  | 0 | 0 | 0 | 0
Operating HV/LV | 0 | 0 | 0 |  | 0 | 0 | 0 | 0
Operating LV circuits | 0 | 0 | 0 |  | 0 | 0 | 0 | 0
Operating LV customer |  |  |  | 0 |  |  | 0 | 0
Operating HV customer |  |  |  | 93.617 |  |  | 0 | 0
Scaler | 1.4657 | 0 | 0 | 0 | 0 | 0.041534 | 0 | 0
Rounding | 0.00038365 | -0.00018843 | 0.00024394 | 0.0030099 | -0.0013093 | 0.00028181 | 0 | 0
Total | 4.403 | 0.178 | 0.007 | 93.62 | 3.2 | 0.144 | 0 | 0 | 0 | 0 | 0
NHH UMS
| Rate 1 units (MWh) | MWh/year
NHH UMS | 89398.3116 | 89398.3116
| Unit rate 1 p/kWh | Revenue (£/year) | Average p/kWh
Assets 132kV | 0.37991 | 339633.7767 | 0.37991
Assets 132kV/EHV | 0.10585 | 94627.4927 | 0.10585
Assets EHV | 0.10628 | 95016.3588 | 0.10628
Assets EHV/HV | 0.1975 | 176564.8492 | 0.1975
Assets 132kV/HV | 0.017596 | 15730.7587 | 0.017596
Assets HV | 0.17515 | 156577.4575 | 0.17515
Assets HV/LV | 0.068873 | 61570.9817 | 0.068873
Assets LV circuits | 0.015074 | 13475.9244 | 0.015074
Assets LV customer | 0 | 0 | 0
Transmission exit | 0.041843 | 37407.314 | 0.041843
Operating 132kV | 0.12117 | 108324.9227 | 0.12117
Operating 132kV/EHV | 0.03376 | 30181.0848 | 0.03376
Operating EHV | 0.033899 | 30305.1122 | 0.033899
Operating EHV/HV | 0.062993 | 56314.6982 | 0.062993
Operating 132kV/HV | 0.0056123 | 5017.2667 | 0.0056123
Operating HV | 0.10725 | 95878.3032 | 0.10725
Operating HV/LV | 0.075467 | 67466.3108 | 0.075467
Operating LV circuits | 0.078449 | 70131.9678 | 0.078449
Operating LV customer | 0.57186 | 511232.6355 | 0.57186
Scaler | 0.28203 | 252126.5465 | 0.28203
Rounding | 0.0004344 | 388.3483 | 0.0004344
Total | 2.481 | 2217972.1104 | 2.481
LV UMS (Pseudo HH Metered)
| Rate 1 units (MWh) | Rate 2 units (MWh) | Rate 3 units (MWh) | MWh/year
LV UMS (Pseudo HH Metered) | 18264.6652 | 31277.5143 | 259566.0801 | 309108.2596
| Unit rate 1 p/kWh | Unit rate 2 p/kWh | Unit rate 3 p/kWh | Average unit rate (p/kWh) | Revenue (£/year) | Average p/kWh
Assets 132kV | 5.1599 | 0.3381 | 0.012819 | 0.34987 | 1081465.3251 | 0.34987
Assets 132kV/EHV | 1.4376 | 0.0942 | 0.0035716 | 0.097478 | 301313.8243 | 0.097478
Assets EHV | 1.1958 | 0.15187 | 0.010602 | 0.09493 | 293435.3033 | 0.09493
Assets EHV/HV | 2.2222 | 0.28221 | 0.019701 | 0.1764 | 545278.3158 | 0.1764
Assets 132kV/HV | 0.23899 | 0.01566 | 0.00059374 | 0.016205 | 50090.0419 | 0.016205
Assets HV | 1.9706 | 0.25027 | 0.017471 | 0.15643 | 483552.0361 | 0.15643
Assets HV/LV | 0.77491 | 0.098412 | 0.00687 | 0.061515 | 190147.2538 | 0.061515
Assets LV circuits | 0.1696 | 0.021539 | 0.0015036 | 0.013464 | 41617.1702 | 0.013464
Assets LV customer | 0 | 0 | 0 | 0 | 0 | 0
Transmission exit | 0.70815 | 0 | 0 | 0.041843 | 129341.4776 | 0.041843
Operating 132kV | 1.6457 | 0.10784 | 0.0040886 | 0.11159 | 344929.3202 | 0.11159
Operating 132kV/EHV | 0.45853 | 0.030045 | 0.0011391 | 0.03109 | 96102.9172 | 0.03109
Operating EHV | 0.38141 | 0.048438 | 0.0033814 | 0.030277 | 93590.0924 | 0.030277
Operating EHV/HV | 0.70875 | 0.09001 | 0.0062835 | 0.056263 | 173914.4792 | 0.056263
Operating 132kV/HV | 0.076225 | 0.0049946 | 0.00018937 | 0.0051684 | 15976.0315 | 0.0051684
Operating HV | 1.2067 | 0.15325 | 0.010698 | 0.095791 | 296097.2126 | 0.095791
Operating HV/LV | 0.8491 | 0.10783 | 0.0075278 | 0.067405 | 208353.5681 | 0.067405
Operating LV circuits | 0.88265 | 0.1121 | 0.0078252 | 0.070068 | 216585.8124 | 0.070068
Operating LV customer | 0.57186 | 0.57186 | 0.57186 | 0.57186 | 1767664.5946 | 0.57186
Scaler | 4.773 | 0 | 0 | 0.28203 | 871765.8824 | 0.28203
Rounding | 0.00022357 | 0.00038748 | -0.00012334 | -5.1154e-05 | -158.1206 | -5.1154e-05
Total | 25.432 | 2.479 | 0.686 | 2.3296 | 7201062.5379 | 2.3296
LV Generation NHH
| Rate 1 units (MWh) | MPANs | MWh/year | MWh/MPAN/year
LV Generation NHH | 569.796 | 75 | 569.796 | 7.5973
| Unit rate 1 p/kWh | Fixed charge p/MPAN/day | Revenue (£/year) | Average p/kWh | Average £/MPAN/year
Assets 132kV | -0.19109 |  | -1088.7997 | -0.19109 | -14.5173
Assets 132kV/EHV | -0.05324 |  | -303.3573 | -0.05324 | -4.0448
Assets EHV | -0.053458 |  | -304.6039 | -0.053458 | -4.0614
Assets EHV/HV | -0.09934 |  | -566.0325 | -0.09934 | -7.5471
Assets 132kV/HV | -0.0088505 |  | -50.4297 | -0.0088505 | -0.6724
Assets HV | -0.088094 |  | -501.9568 | -0.088094 | -6.6928
Assets HV/LV | -0.034641 |  | -197.3846 | -0.034641 | -2.6318
Assets LV circuits | 0 |  | 0 | 0 | 0
Assets LV customer |  | 0 | 0 | 0 | 0
Assets HV customer |  | 0 | 0 | 0 | 0
Transmission exit | -0.021046 |  | -119.9206 | -0.021046 | -1.5989
Operating 132kV | -0.060946 |  | -347.2686 | -0.060946 | -4.6302
Operating 132kV/EHV | -0.016981 |  | -96.7547 | -0.016981 | -1.2901
Operating EHV | -0.01705 |  | -97.1523 | -0.01705 | -1.2954
Operating EHV/HV | -0.031684 |  | -180.534 | -0.031684 | -2.4071
Operating 132kV/HV | -0.0028228 |  | -16.0844 | -0.0028228 | -0.21446
Operating HV | -0.053943 |  | -307.3672 | -0.053943 | -4.0982
Operating HV/LV | -0.037958 |  | -216.2838 | -0.037958 | -2.8838
Operating LV circuits | 0 |  | 0 | 0 | 0
Operating LV customer |  | 0 | 0 | 0 | 0
Operating HV customer |  | 0 | 0 | 0 | 0
Scaler | 0 | 0 | 0 | 0 | 0
Rounding | 0.00014091 | 0 | 0.80292 | 0.00014091 | 0.010706
Total | -0.771 | 0 | -4393.1272 | -0.771 | -58.575
LV Sub Generation NHH
| Rate 1 units (MWh) | MPANs | MWh/year | MWh/MPAN/year
LV Sub Generation NHH | 0 | 0 | 0
| Unit rate 1 p/kWh | Fixed charge p/MPAN/day | Revenue (£/year) | Average p/kWh | Average £/MPAN/year
Assets 132kV | -0.18158 |  | 0
Assets 132kV/EHV | -0.050592 |  | 0
Assets EHV | -0.0508 |  | 0
Assets EHV/HV | -0.094399 |  | 0
Assets 132kV/HV | -0.0084103 |  | 0
Assets HV | -0.083713 |  | 0
Assets HV/LV | 0 |  | 0
Assets LV circuits | 0 |  | 0
Assets LV customer |  | 0 | 0
Assets HV customer |  | 0 | 0
Transmission exit | -0.019999 |  | 0
Operating 132kV | -0.057915 |  | 0
Operating 132kV/EHV | -0.016136 |  | 0
Operating EHV | -0.016202 |  | 0
Operating EHV/HV | -0.030108 |  | 0
Operating 132kV/HV | -0.0026824 |  | 0
Operating HV | -0.05126 |  | 0
Operating HV/LV | 0 |  | 0
Operating LV circuits | 0 |  | 0
Operating LV customer |  | 0 | 0
Operating HV customer |  | 0 | 0
Scaler | 0 | 0 | 0
Rounding | -0.00020122 | 0 | 0
Total | -0.664 | 0 | 0 | 0 | 0
LV Generation Intermittent
| Rate 1 units (MWh) | MPANs | Reactive power units (MVArh) | MWh/year | MWh/MPAN/year
LV Generation Intermittent | 730.622 | 3 | 25.541 | 730.622 | 243.5407
| Unit rate 1 p/kWh | Fixed charge p/MPAN/day | Reactive power charge p/kVArh | Revenue (£/year) | Average p/kWh | Average £/MPAN/year
Assets 132kV | -0.19109 |  | 0.052763 | -1382.6392 | -0.18924 | -460.8797
Assets 132kV/EHV | -0.05324 |  | 0.015893 | -384.9211 | -0.052684 | -128.307
Assets EHV | -0.053458 |  | 0.015959 | -386.503 | -0.052901 | -128.8343
Assets EHV/HV | -0.09934 |  | 0.029655 | -718.222 | -0.098303 | -239.4073
Assets 132kV/HV | -0.0088505 |  | 0.032565 | -56.3462 | -0.0077121 | -18.7821
Assets HV | -0.088094 |  | 0.024325 | -637.4223 | -0.087244 | -212.4741
Assets HV/LV | -0.034641 |  | 0.0095653 | -250.6537 | -0.034307 | -83.5512
Assets LV circuits | 0 |  | 0.0020935 | 0.53471 | 7.3185e-05 | 0.17824
Assets LV customer |  | 0 |  | 0 | 0 | 0
Assets HV customer |  | 0 |  | 0 | 0 | 0
Transmission exit | -0.021046 |  | 0.0058114 | -152.2841 | -0.020843 | -50.7614
Operating 132kV | -0.060946 |  | 0.016829 | -440.9876 | -0.060358 | -146.9959
Operating 132kV/EHV | -0.016981 |  | 0.0050691 | -122.7692 | -0.016803 | -40.9231
Operating EHV | -0.01705 |  | 0.00509 | -123.2737 | -0.016872 | -41.0912
Operating EHV/HV | -0.031684 |  | 0.0094585 | -229.0742 | -0.031353 | -76.3581
Operating 132kV/HV | -0.0028228 |  | 0.010387 | -17.9714 | -0.0024597 | -5.9905
Operating HV | -0.053943 |  | 0.014895 | -390.3178 | -0.053423 | -130.1059
Operating HV/LV | -0.037958 |  | 0.010481 | -274.6534 | -0.037592 | -91.5511
Operating LV circuits | 0 |  | 0.010895 | 2.7828 | 0.00038087 | 0.92759
Operating LV customer |  | 0 |  | 0 | 0 | 0
Operating HV customer |  | 0 |  | 0 | 0 | 0
Scaler | 0 | 0 | 0 | 0 | 0 | 0
Rounding | 0.00014091 | 0 | 0.00026473 | 1.0972 | 0.00015017 | 0.36572
Total | -0.771 | 0 | 0.272 | -5563.6241 | -0.76149 | -1854.5414
LV Generation Non-Intermittent
| Rate 1 units (MWh) | Rate 2 units (MWh) | Rate 3 units (MWh) | MPANs | Reactive power units (MVArh) | MWh/year | MWh/MPAN/year
LV Generation Non-Intermittent | 155.759 | 512.123 | 744.923 | 8 | 6.235 | 1412.805 | 176.6006
| Unit rate 1 p/kWh | Unit rate 2 p/kWh | Unit rate 3 p/kWh | Fixed charge p/MPAN/day | Reactive power charge p/kVArh | Average unit rate (p/kWh) | Revenue (£/year) | Average p/kWh | Average £/MPAN/year
Assets 132kV | -1.7223 | -0.11285 | -0.0042787 |  | 0.052763 | -0.23281 | -3289.1008 | -0.23281 | -411.1376
Assets 132kV/EHV | -0.47985 | -0.031442 | -0.0011921 |  | 0.015893 | -0.064858 | -916.3226 | -0.064858 | -114.5403
Assets EHV | -0.39914 | -0.050691 | -0.0035386 |  | 0.015959 | -0.064175 | -906.6666 | -0.064175 | -113.3333
Assets EHV/HV | -0.74171 | -0.094196 | -0.0065757 |  | 0.029655 | -0.11925 | -1684.8198 | -0.11925 | -210.6025
Assets 132kV/HV | -0.07977 | -0.0052268 | -0.00019818 |  | 0.032565 | -0.01065 | -150.4626 | -0.01065 | -18.8078
Assets HV | -0.65775 | -0.083533 | -0.0058313 |  | 0.024325 | -0.10576 | -1494.2189 | -0.10576 | -186.7774
Assets HV/LV | -0.25865 | -0.032848 | -0.002293 |  | 0.0095653 | -0.041589 | -587.572 | -0.041589 | -73.4465
Assets LV circuits | 0 | 0 | 0 |  | 0.0020935 | 9.2392e-06 | 0.13053 | 9.2392e-06 | 0.016316
Assets LV customer |  |  |  | 0 |  | 0 | 0 | 0 | 0
Assets HV customer |  |  |  | 0 |  | 0 | 0 | 0 | 0
Transmission exit | -0.23637 | 0 | 0 |  | 0.0058114 | -0.026033 | -367.7979 | -0.026033 | -45.9747
Operating 132kV | -0.54931 | -0.035993 | -0.0013647 |  | 0.016829 | -0.074253 | -1049.0464 | -0.074253 | -131.1308
Operating 132kV/EHV | -0.15305 | -0.010028 | -0.00038022 |  | 0.0050691 | -0.020686 | -292.2577 | -0.020686 | -36.5322
Operating EHV | -0.12731 | -0.016168 | -0.0011286 |  | 0.00509 | -0.020468 | -289.1779 | -0.020468 | -36.1472
Operating EHV/HV | -0.23657 | -0.030043 | -0.0020973 |  | 0.0094585 | -0.038035 | -537.367 | -0.038035 | -67.1709
Operating 132kV/HV | -0.025442 | -0.0016671 | -6.3208e-05 |  | 0.010387 | -0.0033968 | -47.9895 | -0.0033968 | -5.9987
Operating HV | -0.40277 | -0.05115 | -0.0035707 |  | 0.014895 | -0.064762 | -914.9668 | -0.064762 | -114.3708
Operating HV/LV | -0.28341 | -0.035993 | -0.0025126 |  | 0.010481 | -0.045571 | -643.8311 | -0.045571 | -80.4789
Operating LV circuits | 0 | 0 | 0 |  | 0.010895 | 4.8083e-05 | 0.67932 | 4.8083e-05 | 0.084915
Operating LV customer |  |  |  | 0 |  | 0 | 0 | 0 | 0
Operating HV customer |  |  |  | 0 |  | 0 | 0 | 0 | 0
Scaler | 0 | 0 | 0 | 0 | 0 | 0 | 0 | 0 | 0
Rounding | 0.00036236 | -0.00017205 | 2.5039e-05 | 0 | 0.00026473 | -8.0454e-06 | -0.11367 | -8.0454e-06 | -0.014208
Total | -6.353 | -0.592 | -0.035 | 0 | 0.272 | -0.93225 | -13170.9013 | -0.93225 | -1646.3627
LV Sub Generation Intermittent
| Rate 1 units (MWh) | MPANs | Reactive power units (MVArh) | MWh/year | MWh/MPAN/year
LV Sub Generation Intermittent | 0 | 0 | 0 | 0
| Unit rate 1 p/kWh | Fixed charge p/MPAN/day | Reactive power charge p/kVArh | Revenue (£/year) | Average p/kWh | Average £/MPAN/year
Assets 132kV | -0.18158 |  | 0.050139 | 0
Assets 132kV/EHV | -0.050592 |  | 0.015103 | 0
Assets EHV | -0.0508 |  | 0.015165 | 0
Assets EHV/HV | -0.094399 |  | 0.02818 | 0
Assets 132kV/HV | -0.0084103 |  | 0.030945 | 0
Assets HV | -0.083713 |  | 0.023115 | 0
Assets HV/LV | 0 |  | 0.0090895 | 0
Assets LV circuits | 0 |  | 0 | 0
Assets LV customer |  | 0 |  | 0
Assets HV customer |  | 0 |  | 0
Transmission exit | -0.019999 |  | 0.0055223 | 0
Operating 132kV | -0.057915 |  | 0.015992 | 0
Operating 132kV/EHV | -0.016136 |  | 0.004817 | 0
Operating EHV | -0.016202 |  | 0.0048368 | 0
Operating EHV/HV | -0.030108 |  | 0.0089881 | 0
Operating 132kV/HV | -0.0026824 |  | 0.0098699 | 0
Operating HV | -0.05126 |  | 0.014154 | 0
Operating HV/LV | 0 |  | 0.0099598 | 0
Operating LV circuits | 0 |  | 0 | 0
Operating LV customer |  | 0 |  | 0
Operating HV customer |  | 0 |  | 0
Scaler | 0 | 0 | 0 | 0
Rounding | -0.00020122 | 0 | 0.00012256 | 0
Total | -0.664 | 0 | 0.246 | 0 | 0 | 0
LV Sub Generation Non-Intermittent
| Rate 1 units (MWh) | Rate 2 units (MWh) | Rate 3 units (MWh) | MPANs | Reactive power units (MVArh) | MWh/year | MWh/MPAN/year
LV Sub Generation Non-Intermittent | 0 | 0 | 0 | 0 | 0 | 0
| Unit rate 1 p/kWh | Unit rate 2 p/kWh | Unit rate 3 p/kWh | Fixed charge p/MPAN/day | Reactive power charge p/kVArh | Average unit rate (p/kWh) | Revenue (£/year) | Average p/kWh | Average £/MPAN/year
Assets 132kV | -1.6366 | -0.10724 | -0.0040659 |  | 0.050139 | 0 | 0
Assets 132kV/EHV | -0.45599 | -0.029878 | -0.0011328 |  | 0.015103 | 0 | 0
Assets EHV | -0.37929 | -0.048169 | -0.0033626 |  | 0.015165 | 0 | 0
Assets EHV/HV | -0.70482 | -0.089511 | -0.0062486 |  | 0.02818 | 0 | 0
Assets 132kV/HV | -0.075803 | -0.0049669 | -0.00018832 |  | 0.030945 | 0 | 0
Assets HV | -0.62504 | -0.079378 | -0.0055413 |  | 0.023115 | 0 | 0
Assets HV/LV | 0 | 0 | 0 |  | 0.0090895 | 0 | 0
Assets LV circuits | 0 | 0 | 0 |  | 0 | 0 | 0
Assets LV customer |  |  |  | 0 |  | 0 | 0
Assets HV customer |  |  |  | 0 |  | 0 | 0
Transmission exit | -0.22461 | 0 | 0 |  | 0.0055223 | 0 | 0
Operating 132kV | -0.52199 | -0.034203 | -0.0012968 |  | 0.015992 | 0 | 0
Operating 132kV/EHV | -0.14544 | -0.0095295 | -0.00036131 |  | 0.004817 | 0 | 0
Operating EHV | -0.12097 | -0.015363 | -0.0010725 |  | 0.0048368 | 0 | 0
Operating EHV/HV | -0.2248 | -0.028549 | -0.001993 |  | 0.0089881 | 0 | 0
Operating 132kV/HV | -0.024177 | -0.0015842 | -6.0064e-05 |  | 0.0098699 | 0 | 0
Operating HV | -0.38273 | -0.048606 | -0.0033931 |  | 0.014154 | 0 | 0
Operating HV/LV | 0 | 0 | 0 |  | 0.0099598 | 0 | 0
Operating LV circuits | 0 | 0 | 0 |  | 0 | 0 | 0
Operating LV customer |  |  |  | 0 |  | 0 | 0
Operating HV customer |  |  |  | 0 |  | 0 | 0
Scaler | 0 | 0 | 0 | 0 | 0 | 0 | 0
Rounding | 0.00027114 | -2.3896e-05 | -0.0002836 | 0 | 0.00012256 | 0 | 0
Total | -5.522 | -0.497 | -0.029 | 0 | 0.246 | 0 | 0 | 0 | 0
HV Generation Intermittent
| Rate 1 units (MWh) | MPANs | Reactive power units (MVArh) | MWh/year | MWh/MPAN/year
HV Generation Intermittent | 2864.99 | 2 | 1.318 | 2864.99 | 1432.495
| Unit rate 1 p/kWh | Fixed charge p/MPAN/day | Reactive power charge p/kVArh | Revenue (£/year) | Average p/kWh | Average £/MPAN/year
Assets 132kV | -0.17892 |  | 0.049403 | -5125.259 | -0.17889 | -2562.6295
Assets 132kV/EHV | -0.049849 |  | 0.014881 | -1427.9658 | -0.049842 | -713.9829
Assets EHV | -0.046779 |  | 0.013965 | -1340.0324 | -0.046773 | -670.0162
Assets EHV/HV | -0.060307 |  | 0.018003 | -1727.5391 | -0.060298 | -863.7695
Assets 132kV/HV | -0.0053729 |  | 0.019769 | -153.6729 | -0.0053638 | -76.8364
Assets HV | 0 |  | 0.015836 | 0.20872 | 7.2851e-06 | 0.10436
Assets HV/LV | 0 |  | 0 | 0 | 0 | 0
Assets LV circuits | 0 |  | 0 | 0 | 0 | 0
Assets LV customer |  | 0 |  | 0 | 0 | 0
Assets HV customer |  | 0 |  | 0 | 0 | 0
Transmission exit | -0.019706 |  | 0.0054412 | -564.4968 | -0.019703 | -282.2484
Operating 132kV | -0.057064 |  | 0.015757 | -1634.6822 | -0.057057 | -817.3411
Operating 132kV/EHV | -0.015899 |  | 0.0047463 | -455.4443 | -0.015897 | -227.7222
Operating EHV | -0.015964 |  | 0.0047658 | -457.316 | -0.015962 | -228.658
Operating EHV/HV | -0.029666 |  | 0.0088561 | -849.8108 | -0.029662 | -424.9054
Operating 132kV/HV | -0.002643 |  | 0.009725 | -75.5947 | -0.0026386 | -37.7974
Operating HV | 0 |  | 0.013946 | 0.18381 | 6.4158e-06 | 0.091906
Operating HV/LV | 0 |  | 0 | 0 | 0 | 0
Operating LV circuits | 0 |  | 0 | 0 | 0 | 0
Operating LV customer |  | 0 |  | 0 | 0 | 0
Operating HV customer |  | 16.0725 |  | 117.3293 | 0.0040953 | 58.6646
Scaler | 0 | 0 | 0 | 0 | 0 | 0
Rounding | 0.00016547 | -0.0025013 | -9.4803e-05 | 4.7213 | 0.00016479 | 2.3606
Total | -0.482 | 16.07 | 0.195 | -13689.3707 | -0.47782 | -6844.6854
HV Generation Non-Intermittent
| Rate 1 units (MWh) | Rate 2 units (MWh) | Rate 3 units (MWh) | MPANs | Reactive power units (MVArh) | MWh/year | MWh/MPAN/year
HV Generation Non-Intermittent | 54602.453 | 173038.854 | 349225.138 | 128 | 958.69 | 576866.445 | 4506.7691
| Unit rate 1 p/kWh | Unit rate 2 p/kWh | Unit rate 3 p/kWh | Fixed charge p/MPAN/day | Reactive power charge p/kVArh | Average unit rate (p/kWh) | Revenue (£/year) | Average p/kWh | Average £/MPAN/year
Assets 132kV | -1.6126 | -0.10566 | -0.0040062 |  | 0.049403 | -0.18667 | -1076859.6339 | -0.18667 | -8412.9659
Assets 132kV/EHV | -0.44929 | -0.029439 | -0.0011162 |  | 0.014881 | -0.052009 | -300019.8977 | -0.052009 | -2343.9055
Assets EHV | -0.34927 | -0.044357 | -0.0030965 |  | 0.013965 | -0.048217 | -278146.8419 | -0.048217 | -2173.0222
Assets EHV/HV | -0.45028 | -0.057184 | -0.0039919 |  | 0.018003 | -0.06216 | -358580.528 | -0.06216 | -2801.4104
Assets 132kV/HV | -0.048426 | -0.0031731 | -0.00012031 |  | 0.019769 | -0.0055755 | -32163.2833 | -0.0055755 | -251.2757
Assets HV | 0 | 0 | 0 |  | 0.015836 | 2.6318e-05 | 151.8178 | 2.6318e-05 | 1.1861
Assets HV/LV | 0 | 0 | 0 |  | 0 | 0 | 0 | 0 | 0
Assets LV circuits | 0 | 0 | 0 |  | 0 | 0 | 0 | 0 | 0
Assets LV customer |  |  |  | 0 |  | 0 | 0 | 0 | 0
Assets HV customer |  |  |  | 0 |  | 0 | 0 | 0 | 0
Transmission exit | -0.22131 | 0 | 0 |  | 0.0054412 | -0.020939 | -120789.0775 | -0.020939 | -943.6647
Operating 132kV | -0.51433 | -0.033701 | -0.0012778 |  | 0.015757 | -0.059539 | -343460.3522 | -0.059539 | -2683.284
Operating 132kV/EHV | -0.1433 | -0.0093895 | -0.00035601 |  | 0.0047463 | -0.016588 | -95690.2241 | -0.016588 | -747.5799
Operating EHV | -0.1192 | -0.015138 | -0.0010567 |  | 0.0047658 | -0.016455 | -94923.8155 | -0.016455 | -741.5923
Operating EHV/HV | -0.2215 | -0.02813 | -0.0019637 |  | 0.0088561 | -0.030578 | -176392.88 | -0.030578 | -1378.0694
Operating 132kV/HV | -0.023822 | -0.0015609 | -5.9182e-05 |  | 0.009725 | -0.0027427 | -15821.7575 | -0.0027427 | -123.6075
Operating HV | 0 | 0 | 0 |  | 0.013946 | 2.3177e-05 | 133.7023 | 2.3177e-05 | 1.0445
Operating HV/LV | 0 | 0 | 0 |  | 0 | 0 | 0 | 0 | 0
Operating LV circuits | 0 | 0 | 0 |  | 0 | 0 | 0 | 0 | 0
Operating LV customer |  |  |  | 0 |  | 0 | 0 | 0 | 0
Operating HV customer |  |  |  | 16.0725 |  | 0 | 7509.0726 | 0.0013017 | 58.6646
Scaler | 0 | 0 | 0 | 0 | 0 | 0 | 0 | 0 | 0
Rounding | 0.0002962 | -0.0002657 | 4.4547e-05 | -0.0025013 | -9.4803e-05 | -2.4853e-05 | -144.5393 | -2.5056e-05 | -1.1292
Total | -4.153 | -0.328 | -0.017 | 16.07 | 0.195 | -0.50145 | -2885198.2382 | -0.50015 | -22540.6112
HV Sub Generation Non-Intermittent
| Rate 1 units (MWh) | Rate 2 units (MWh) | Rate 3 units (MWh) | MPANs | Reactive power units (MVArh) | MWh/year | MWh/MPAN/year
HV Sub Generation Non-Intermittent | 7528.975 | 25660.074 | 53327.679 | 4 | 0 | 86516.728 | 21629.182
| Unit rate 1 p/kWh | Unit rate 2 p/kWh | Unit rate 3 p/kWh | Fixed charge p/MPAN/day | Reactive power charge p/kVArh | Average unit rate (p/kWh) | Revenue (£/year) | Average p/kWh | Average £/MPAN/year
Assets 132kV | -1.5845 | -0.10382 | -0.0039365 |  | 0.048544 | -0.17111 | -148040.1678 | -0.17111 | -37010.042
Assets 132kV/EHV | -0.4773 | -0.031274 | -0.0011858 |  | 0.014622 | -0.051542 | -44592.8381 | -0.051542 | -11148.2095
Assets EHV | -0.37105 | -0.047122 | -0.0032895 |  | 0.013722 | -0.048293 | -41781.685 | -0.048293 | -10445.4213
Assets EHV/HV | 0 | 0 | 0 |  | 0 | 0 | 0 | 0 | 0
Assets 132kV/HV | 0 | 0 | 0 |  | 0.029961 | 0 | 0 | 0 | 0
Assets HV | 0 | 0 | 0 |  | 0 | 0 | 0 | 0 | 0
Assets HV/LV | 0 | 0 | 0 |  | 0 | 0 | 0 | 0 | 0
Assets LV circuits | 0 | 0 | 0 |  | 0 | 0 | 0 | 0 | 0
Assets LV customer |  |  |  | 0 |  | 0 | 0 | 0 | 0
Assets HV customer |  |  |  | 0 |  | 0 | 0 | 0 | 0
Transmission exit | -0.21746 | 0 | 0 |  | 0.0053466 | -0.018924 | -16372.7245 | -0.018924 | -4093.1811
Operating 132kV | -0.50538 | -0.033115 | -0.0012555 |  | 0.015483 | -0.054575 | -47216.8578 | -0.054575 | -11804.2144
Operating 132kV/EHV | -0.15223 | -0.0099748 | -0.0003782 |  | 0.0046638 | -0.016439 | -14222.7189 | -0.016439 | -3555.6797
Operating EHV | -0.12663 | -0.016081 | -0.0011226 |  | 0.0046829 | -0.016481 | -14258.9322 | -0.016481 | -3564.7331
Operating EHV/HV | 0 | 0 | 0 |  | 0 | 0 | 0 | 0 | 0
Operating 132kV/HV | 0 | 0 | 0 |  | 0.0095559 | 0 | 0 | 0 | 0
Operating HV | 0 | 0 | 0 |  | 0 | 0 | 0 | 0 | 0
Operating HV/LV | 0 | 0 | 0 |  | 0 | 0 | 0 | 0 | 0
Operating LV circuits | 0 | 0 | 0 |  | 0 | 0 | 0 | 0 | 0
Operating LV customer |  |  |  | 0 |  | 0 | 0 | 0 | 0
Operating HV customer |  |  |  | 16.0725 |  | 0 | 234.6585 | 0.00027123 | 58.6646
Scaler | 0 | 0 | 0 | 0 | 0 | 0 | 0 | 0 | 0
Rounding | -0.00041766 | 0.0003919 | 0.00016819 | -0.0025013 | 0.00041898 | 0.00018356 | 158.7736 | 0.00018352 | 39.6934
Total | -3.435 | -0.241 | -0.011 | 16.07 | 0.147 | -0.37718 | -326092.4923 | -0.37691 | -81523.1231
HV Sub Generation Intermittent
| Rate 1 units (MWh) | MPANs | Reactive power units (MVArh) | MWh/year | MWh/MPAN/year
HV Sub Generation Intermittent | 790.476 | 1 | 0 | 790.476 | 790.476
| Unit rate 1 p/kWh | Fixed charge p/MPAN/day | Reactive power charge p/kVArh | Revenue (£/year) | Average p/kWh | Average £/MPAN/year
Assets 132kV | -0.1758 |  | 0.048544 | -1389.6922 | -0.1758 | -1389.6922
Assets 132kV/EHV | -0.052956 |  | 0.014622 | -418.6048 | -0.052956 | -418.6048
Assets EHV | -0.049695 |  | 0.013722 | -392.8273 | -0.049695 | -392.8273
Assets EHV/HV | 0 |  | 0 | 0 | 0 | 0
Assets 132kV/HV | 0 |  | 0.029961 | 0 | 0 | 0
Assets HV | 0 |  | 0 | 0 | 0 | 0
Assets HV/LV | 0 |  | 0 | 0 | 0 | 0
Assets LV circuits | 0 |  | 0 | 0 | 0 | 0
Assets LV customer |  | 0 |  | 0 | 0 | 0
Assets HV customer |  | 0 |  | 0 | 0 | 0
Transmission exit | -0.019363 |  | 0.0053466 | -153.0609 | -0.019363 | -153.0609
Operating 132kV | -0.056072 |  | 0.015483 | -443.2371 | -0.056072 | -443.2371
Operating 132kV/EHV | -0.01689 |  | 0.0046638 | -133.5124 | -0.01689 | -133.5124
Operating EHV | -0.01696 |  | 0.0046829 | -134.0611 | -0.01696 | -134.0611
Operating EHV/HV | 0 |  | 0 | 0 | 0 | 0
Operating 132kV/HV | 0 |  | 0.0095559 | 0 | 0 | 0
Operating HV | 0 |  | 0 | 0 | 0 | 0
Operating HV/LV | 0 |  | 0 | 0 | 0 | 0
Operating LV circuits | 0 |  | 0 | 0 | 0 | 0
Operating LV customer |  | 0 |  | 0 | 0 | 0
Operating HV customer |  | 16.0725 |  | 58.6646 | 0.0074214 | 58.6646
Scaler | 0 | 0 | 0 | 0 | 0 | 0
Rounding | -0.00025946 | -0.0025013 | 0.00041898 | -2.0601 | -0.00026062 | -2.0601
Total | -0.388 | 16.07 | 0.147 | -3008.3914 | -0.38058 | -3008.3914

## M-Rev
CDCM model 100: Revenue matrix |  | WPD East Midlands |  | 2012/13 |  | April Tariffs 2012/13
This sheet is for information only.
3901. Revenue matrix by tariff
Revenue matrix by tariff, charging element and network level
| Assets 132kV | Assets 132kV/EHV | Assets EHV | Assets EHV/HV | Assets 132kV/HV | Assets HV | Assets HV/LV | Assets LV circuits | Assets LV customer | Assets HV customer | Transmission exit | Operating 132kV | Operating 132kV/EHV | Operating EHV | Operating EHV/HV | Operating 132kV/HV | Operating HV | Operating HV/LV | Operating LV circuits | Operating LV customer | Operating HV customer | Scaler | Rounding | Total revenue by tariff (£/year)
Domestic Unrestricted | 20819433.1112 | 5800632.5903 | 5824469.9474 | 10823364.2203 | 964290.0718 | 9598144.0213 | 3774279.8927 | 880276.5955 | 0 | 0 | 2293055.4149 | 6640280.3148 | 1850090.0671 | 1857692.903 | 3452071.5328 | 307556.7114 | 5877306.8431 | 4135661.5302 | 4581172.1576 | 13763524.8804 | 0 | 15455270.1472 | -9114.9687 | 118689457.9844
Domestic Two Rate | 16749550.5133 | 4666697.1219 | 4543542.8229 | 8443071.9477 | 775786.0255 | 7487304.214 | 2944233.9772 | 611192.5223 | 0 | 0 | 1932116.1608 | 5342206.4837 | 1488425.591 | 1449145.988 | 2692886.216 | 247434.051 | 4584759.7406 | 3226139.9635 | 3180793.6055 | 9556273.0284 | 0 | 13022527.5091 | -6884.4981 | 92937202.9843
Domestic Off Peak (related MPAN) | 164617.0413 | 45864.9844 | 57321.3756 | 106517.8687 | 7624.5389 | 94459.8947 | 37144.4813 | 0 |  |  | 11794.2768 | 52503.9896 | 14628.4652 | 18282.4383 | 33973.4758 | 2431.8182 | 57841.3685 | 40701.0097 | 0 |  |  | 79493.82 | 345.6776 | 825546.5248
Small Non Domestic Unrestricted | 4090415.6814 | 1139656.3193 | 1144339.6697 | 2126477.6277 | 189455.0735 | 1885757.3406 | 741536.6968 | 56430.948 | 0 | 0 | 450518.9828 | 1304622.7812 | 363489.1201 | 364982.8572 | 678232.0852 | 60425.987 | 1154720.5895 | 812537.7231 | 293680.2921 | 1306669.0849 | 0 | 3036513.0037 | 4026.2832 | 21204488.1469
Small Non Domestic Two Rate | 6496914.9163 | 1810146.136 | 1837686.7259 | 3414894.9066 | 300916.4811 | 3028323.954 | 1190828.3709 | 50395.8264 | 0 | 0 | 698244.3493 | 2072166.7105 | 577339.3391 | 586123.3073 | 1089167.9569 | 95976.1861 | 1854357.3694 | 1304848.4009 | 262272.0606 | 1166924.7226 | 0 | 4706190.2548 | -3192.5309 | 32540525.4436
Small Non Domestic Off Peak (related MPAN) | 4216.9979 | 1174.9242 | 1501.294 | 2789.7906 | 195.318 | 2473.9824 | 972.8445 | 0 |  |  | 310.3781 | 1344.9957 | 374.7377 | 478.8321 | 889.7933 | 62.2959 | 1514.913 | 1065.9929 | 0 |  |  | 2091.9589 | -7.6122 | 21451.437
LV Medium Non-Domestic | 2724267.6188 | 759025.2554 | 766981.6261 | 1425249.2611 | 126179.4307 | 1263909.0209 | 497007.1707 | 97971.0279 | 0 | 0 | 293709.6943 | 868894.9668 | 242088.266 | 244625.9207 | 454577.9206 | 40244.4574 | 773939.3284 | 544594.8617 | 509864.9081 | 258769.9076 | 0 | 1979613.1578 | -94.9622 | 13871418.839
LV Sub Medium Non-Domestic | 0 | 0 | 0 | 0 | 0 | 0 | 0 | 0 | 0 | 0 | 0 | 0 | 0 | 0 | 0 | 0 | 0 | 0 | 0 | 0 | 0 | 0 | 0 | 0
HV Medium Non-Domestic | 104320.7045 | 28919.8905 | 28776.0228 | 43298.0778 | 4162.3882 | 30728.4517 | 0 | 0 | 0 | 0 | 11014.8862 | 33272.6985 | 9223.8909 | 9820.4598 | 21299.184 | 2047.5614 | 27061.8041 | 0 | 0 | 0 | 82008.4833 | 74240.7012 | 82.0242 | 510277.229
LV HH Metered | 8356644.4385 | 2328297.0202 | 2348662.9147 | 4364420.1767 | 387053.2508 | 4523280.2617 | 2805679.5728 | 636990.2036 | 0 | 0 | 903782.7315 | 2665320.4853 | 742601.6255 | 749097.2514 | 1392015.49 | 123449.1866 | 2769775.6958 | 3074319.1827 | 3315050.9742 | 259951.1343 | 0 | 6091525.8213 | 26257.8238 | 47864175.2414
LV Sub HH Metered | 12481.7864 | 3477.6286 | 3501.8403 | 6507.3206 | 578.1167 | 39595.3129 | 15570.072 | 0 | 0 | 0 | 1351.749 | 3981.0191 | 1109.1766 | 1116.8989 | 2075.4856 | 184.3882 | 24245.7087 | 17060.883 | 0 | 577.6593 | 0 | 9110.8336 | -113.299 | 142412.5807
HV HH Metered | 17752662.9103 | 4867397.4036 | 5431366.9077 | 11342583.0636 | 1090400.2345 | 8049780.3366 | 0 | 0 | 0 | 0 | 1896510.1501 | 5662145.4306 | 1552438.1951 | 1853575.1362 | 5579641.7732 | 536389.5211 | 7089246.8229 | 0 | 0 | 0 | 976120.7103 | 12782541.8069 | 2321.8942 | 86465122.2968
HV Sub HH Metered | 0 | 0 | 0 | 0 | 0 | 0 | 0 | 0 | 0 | 0 | 0 | 0 | 0 | 0 | 0 | 0 | 0 | 0 | 0 | 0 | 0 | 0 | 0 | 0
NHH UMS | 339633.7767 | 94627.4927 | 95016.3588 | 176564.8492 | 15730.7587 | 156577.4575 | 61570.9817 | 13475.9244 | 0 |  | 37407.314 | 108324.9227 | 30181.0848 | 30305.1122 | 56314.6982 | 5017.2667 | 95878.3032 | 67466.3108 | 70131.9678 | 511232.6355 |  | 252126.5465 | 388.3483 | 2217972.1104
LV UMS (Pseudo HH Metered) | 1081465.3251 | 301313.8243 | 293435.3033 | 545278.3158 | 50090.0419 | 483552.0361 | 190147.2538 | 41617.1702 | 0 |  | 129341.4776 | 344929.3202 | 96102.9172 | 93590.0924 | 173914.4792 | 15976.0315 | 296097.2126 | 208353.5681 | 216585.8124 | 1767664.5946 |  | 871765.8824 | -158.1206 | 7201062.5379
LV Generation NHH | -1088.7997 | -303.3573 | -304.6039 | -566.0325 | -50.4297 | -501.9568 | -197.3846 | 0 | 0 | 0 | -119.9206 | -347.2686 | -96.7547 | -97.1523 | -180.534 | -16.0844 | -307.3672 | -216.2838 | 0 | 0 | 0 | 0 | 0.80292 | -4393.1272
LV Sub Generation NHH | 0 | 0 | 0 | 0 | 0 | 0 | 0 | 0 | 0 | 0 | 0 | 0 | 0 | 0 | 0 | 0 | 0 | 0 | 0 | 0 | 0 | 0 | 0 | 0
LV Generation Intermittent | -1382.6392 | -384.9211 | -386.503 | -718.222 | -56.3462 | -637.4223 | -250.6537 | 0.53471 | 0 | 0 | -152.2841 | -440.9876 | -122.7692 | -123.2737 | -229.0742 | -17.9714 | -390.3178 | -274.6534 | 2.7828 | 0 | 0 | 0 | 1.0972 | -5563.6241
LV Generation Non-Intermittent | -3289.1008 | -916.3226 | -906.6666 | -1684.8198 | -150.4626 | -1494.2189 | -587.572 | 0.13053 | 0 | 0 | -367.7979 | -1049.0464 | -292.2577 | -289.1779 | -537.367 | -47.9895 | -914.9668 | -643.8311 | 0.67932 | 0 | 0 | 0 | -0.11367 | -13170.9013
LV Sub Generation Intermittent | 0 | 0 | 0 | 0 | 0 | 0 | 0 | 0 | 0 | 0 | 0 | 0 | 0 | 0 | 0 | 0 | 0 | 0 | 0 | 0 | 0 | 0 | 0 | 0
LV Sub Generation Non-Intermittent | 0 | 0 | 0 | 0 | 0 | 0 | 0 | 0 | 0 | 0 | 0 | 0 | 0 | 0 | 0 | 0 | 0 | 0 | 0 | 0 | 0 | 0 | 0 | 0
HV Generation Intermittent | -5125.259 | -1427.9658 | -1340.0324 | -1727.5391 | -153.6729 | 0.20872 | 0 | 0 | 0 | 0 | -564.4968 | -1634.6822 | -455.4443 | -457.316 | -849.8108 | -75.5947 | 0.18381 | 0 | 0 | 0 | 117.3293 | 0 | 4.7213 | -13689.3707
HV Generation Non-Intermittent | -1076859.6339 | -300019.8977 | -278146.8419 | -358580.528 | -32163.2833 | 151.8178 | 0 | 0 | 0 | 0 | -120789.0775 | -343460.3522 | -95690.2241 | -94923.8155 | -176392.88 | -15821.7575 | 133.7023 | 0 | 0 | 0 | 7509.0726 | 0 | -144.5393 | -2885198.2382
HV Sub Generation Non-Intermittent | -148040.1678 | -44592.8381 | -41781.685 | 0 | 0 | 0 | 0 | 0 | 0 | 0 | -16372.7245 | -47216.8578 | -14222.7189 | -14258.9322 | 0 | 0 | 0 | 0 | 0 | 0 | 234.6585 | 0 | 158.7736 | -326092.4923
HV Sub Generation Intermittent | -1389.6922 | -418.6048 | -392.8273 | 0 | 0 | 0 | 0 | 0 | 0 | 0 | -153.0609 | -443.2371 | -133.5124 | -134.0611 | 0 | 0 | 0 | 0 | 0 | 0 | 58.6646 | 0 | -2.0601 | -3008.3914
3902. Revenues by charging element and network level
Total revenue by charging element and network level (£/year)
| Assets 132kV | Assets 132kV/EHV | Assets EHV | Assets EHV/HV | Assets 132kV/HV | Assets HV | Assets HV/LV | Assets LV circuits | Assets LV customer | Assets HV customer | Transmission exit | Operating 132kV | Operating 132kV/EHV | Operating EHV | Operating EHV/HV | Operating 132kV/HV | Operating HV | Operating HV/LV | Operating LV circuits | Operating LV customer | Operating HV customer | Scaler | Rounding | Total revenue (£/year)
Revenues by charging element and network level | 77459449.5292 | 21499166.684 | 22053343.649 | 42457740.285 | 3879887.5358 | 36641404.7131 | 12257935.7041 | 2388350.8836 | 0 | 0 | 8520638.2032 | 24705401.6867 | 6857078.7952 | 7148553.4689 | 15448870.4248 | 1421216.0649 | 24605266.9343 | 13431614.6581 | 12429555.2402 | 28591587.6476 | 1066048.9187 | 58363011.4436 | 13874.7413 | 421239997.2111

## LAFs
CDCM model 100: Loss adjustment factors and network use matrices |  | WPD East Midlands |  | 2012/13 |  | April Tariffs 2012/13
This sheet calculates matrices of loss adjustment factors and of network use factors.
These matrices map out the extent to which each type of user uses each level of the network, and are used throughout the workbook.
2001. Loss adjustment factors to transmission
Data sources:
x1 = Network level for each tariff (to get loss factors applicable to capacity) (in Loss adjustment factors to transmission) (in Loss adjustment factors to transmission)
x2 = 1032. Loss adjustment factors to transmission
Kind: | Fixed data | [6 empty] | Fixed data | [6 empty] | Sum-product calculation
Formula: | [14 empty] | =SUMPRODUCT(x1, x2)
| Network level for each tariff (to get loss factors applicable to capacity) | [6 empty] | Network level for each tariff (to get loss factors applicable to capacity)
| 132kV | 132kV/EHV | EHV | EHV/HV | HV | HV/LV | LV circuits | 132kV | 132kV/EHV | EHV | EHV/HV | HV | HV/LV | LV circuits | Loss adjustment factor
Domestic Unrestricted | 0 | 0 | 0 | 0 | 0 | 0 | 1 | 0 | 0 | 0 | 0 | 0 | 0 | 1 | 1.1179
Domestic Two Rate | 0 | 0 | 0 | 0 | 0 | 0 | 1 | 0 | 0 | 0 | 0 | 0 | 0 | 1 | 1.1179
Domestic Off Peak (related MPAN) | 0 | 0 | 0 | 0 | 0 | 0 | 1 | 0 | 0 | 0 | 0 | 0 | 0 | 1 | 1.1179
Small Non Domestic Unrestricted | 0 | 0 | 0 | 0 | 0 | 0 | 1 | 0 | 0 | 0 | 0 | 0 | 0 | 1 | 1.1179
Small Non Domestic Two Rate | 0 | 0 | 0 | 0 | 0 | 0 | 1 | 0 | 0 | 0 | 0 | 0 | 0 | 1 | 1.1179
Small Non Domestic Off Peak (related MPAN) | 0 | 0 | 0 | 0 | 0 | 0 | 1 | 0 | 0 | 0 | 0 | 0 | 0 | 1 | 1.1179
LV Medium Non-Domestic | 0 | 0 | 0 | 0 | 0 | 0 | 1 | 0 | 0 | 0 | 0 | 0 | 0 | 1 | 1.1179
LV Sub Medium Non-Domestic | 0 | 0 | 0 | 0 | 0 | 1 | 0 | 0 | 0 | 0 | 0 | 0 | 1 | 0 | 1.0623
HV Medium Non-Domestic | 0 | 0 | 0 | 0 | 1 | 0 | 0 | 0 | 0 | 0 | 0 | 1 | 0 | 0 | 1.0467
LV HH Metered | 0 | 0 | 0 | 0 | 0 | 0 | 1 | 0 | 0 | 0 | 0 | 0 | 0 | 1 | 1.1179
LV Sub HH Metered | 0 | 0 | 0 | 0 | 0 | 1 | 0 | 0 | 0 | 0 | 0 | 0 | 1 | 0 | 1.0623
HV HH Metered | 0 | 0 | 0 | 0 | 1 | 0 | 0 | 0 | 0 | 0 | 0 | 1 | 0 | 0 | 1.0467
HV Sub HH Metered | 0 | 0 | 0 | 1 | 0 | 0 | 0 | 0 | 0 | 0 | 1 | 0 | 0 | 0 | 1.0285
NHH UMS | 0 | 0 | 0 | 0 | 0 | 0 | 1 | 0 | 0 | 0 | 0 | 0 | 0 | 1 | 1.1179
LV UMS (Pseudo HH Metered) | 0 | 0 | 0 | 0 | 0 | 0 | 1 | 0 | 0 | 0 | 0 | 0 | 0 | 1 | 1.1179
LV Generation NHH | 0 | 0 | 0 | 0 | 0 | 0 | 1 | 0 | 0 | 0 | 0 | 0 | 0 | 1 | 1.1179
LV Sub Generation NHH | 0 | 0 | 0 | 0 | 0 | 1 | 0 | 0 | 0 | 0 | 0 | 0 | 1 | 0 | 1.0623
LV Generation Intermittent | 0 | 0 | 0 | 0 | 0 | 0 | 1 | 0 | 0 | 0 | 0 | 0 | 0 | 1 | 1.1179
LV Generation Non-Intermittent | 0 | 0 | 0 | 0 | 0 | 0 | 1 | 0 | 0 | 0 | 0 | 0 | 0 | 1 | 1.1179
LV Sub Generation Intermittent | 0 | 0 | 0 | 0 | 0 | 1 | 0 | 0 | 0 | 0 | 0 | 0 | 1 | 0 | 1.0623
LV Sub Generation Non-Intermittent | 0 | 0 | 0 | 0 | 0 | 1 | 0 | 0 | 0 | 0 | 0 | 0 | 1 | 0 | 1.0623
HV Generation Intermittent | 0 | 0 | 0 | 0 | 1 | 0 | 0 | 0 | 0 | 0 | 0 | 1 | 0 | 0 | 1.0467
HV Generation Non-Intermittent | 0 | 0 | 0 | 0 | 1 | 0 | 0 | 0 | 0 | 0 | 0 | 1 | 0 | 0 | 1.0467
HV Sub Generation Non-Intermittent | 0 | 0 | 0 | 1 | 0 | 0 | 0 | 0 | 0 | 0 | 1 | 0 | 0 | 0 | 1.0285
HV Sub Generation Intermittent | 0 | 0 | 0 | 1 | 0 | 0 | 0 | 0 | 0 | 0 | 1 | 0 | 0 | 0 | 1.0285
2002. Mapping of DRM network levels to core network levels
| 132kV | 132kV/EHV | EHV | EHV/HV | HV | HV/LV | LV circuits
132kV | 1 | 0 | 0 | 0 | 0 | 0 | 0
132kV/EHV | 0 | 1 | 0 | 0 | 0 | 0 | 0
EHV | 0 | 0 | 1 | 0 | 0 | 0 | 0
EHV/HV | 0 | 0 | 0 | 1 | 0 | 0 | 0
132kV/HV | 0 | 0 | 0 | 1 | 0 | 0 | 0
HV | 0 | 0 | 0 | 0 | 1 | 0 | 0
HV/LV | 0 | 0 | 0 | 0 | 0 | 1 | 0
LV circuits | 0 | 0 | 0 | 0 | 0 | 0 | 1
2003. Loss adjustment factor to transmission for each DRM network level
Sum-product calculation =SUMPRODUCT(x1, x2)
Data sources:
x1 = 2002. Mapping of DRM network levels to core network levels
x2 = 1032. Loss adjustment factors to transmission
Loss adjustment factor to transmission for each DRM network level
132kV | 1.0014
132kV/EHV | 1.0029
EHV | 1.0061
EHV/HV | 1.0285
132kV/HV | 1.0285
HV | 1.0467
HV/LV | 1.0623
LV circuits | 1.1179
2004. Loss adjustment factor to transmission for each network level
Combine tables = x1 or x2
Data sources:
x1 = 2003. Loss adjustment factor to transmission for each DRM network level
x2 = 1 for GSP level
| GSPs | 132kV | 132kV/EHV | EHV | EHV/HV | 132kV/HV | HV | HV/LV | LV circuits
Loss adjustment factor to transmission for each network level | 1 | 1.0014 | 1.0029 | 1.0061 | 1.0285 | 1.0285 | 1.0467 | 1.0623 | 1.1179
2005. Network use factors
These network use factors indicate to what extent each network level is used by each tariff.
This table reflects the policy that generators receive credits only in respect of network levels above the voltage of connection. Generators do not receive credits at the voltage of connection.
| GSPs | 132kV | 132kV/EHV | EHV | EHV/HV | HV | HV/LV | LV circuits
Domestic Unrestricted | 1 | 1 | 1 | 1 | 1 | 1 | 1 | 1
Domestic Two Rate | 1 | 1 | 1 | 1 | 1 | 1 | 1 | 1
Domestic Off Peak (related MPAN) | 1 | 1 | 1 | 1 | 1 | 1 | 1 | 1
Small Non Domestic Unrestricted | 1 | 1 | 1 | 1 | 1 | 1 | 1 | 1
Small Non Domestic Two Rate | 1 | 1 | 1 | 1 | 1 | 1 | 1 | 1
Small Non Domestic Off Peak (related MPAN) | 1 | 1 | 1 | 1 | 1 | 1 | 1 | 1
LV Medium Non-Domestic | 1 | 1 | 1 | 1 | 1 | 1 | 1 | 1
LV Sub Medium Non-Domestic | 1 | 1 | 1 | 1 | 1 | 1 | 1 | 0
HV Medium Non-Domestic | 1 | 1 | 1 | 1 | 1 | 1 | 0 | 0
LV HH Metered | 1 | 1 | 1 | 1 | 1 | 1 | 1 | 1
LV Sub HH Metered | 1 | 1 | 1 | 1 | 1 | 1 | 1 | 0
HV HH Metered | 1 | 1 | 1 | 1 | 1 | 1 | 0 | 0
HV Sub HH Metered | 1 | 1 | 1 | 1 | 1 | 0 | 0 | 0
NHH UMS | 1 | 1 | 1 | 1 | 1 | 1 | 1 | 1
LV UMS (Pseudo HH Metered) | 1 | 1 | 1 | 1 | 1 | 1 | 1 | 1
LV Generation NHH | 1 | 1 | 1 | 1 | 1 | 1 | 1 | 0
LV Sub Generation NHH | 1 | 1 | 1 | 1 | 1 | 1 | 0 | 0
LV Generation Intermittent | 1 | 1 | 1 | 1 | 1 | 1 | 1 | 0
LV Generation Non-Intermittent | 1 | 1 | 1 | 1 | 1 | 1 | 1 | 0
LV Sub Generation Intermittent | 1 | 1 | 1 | 1 | 1 | 1 | 0 | 0
LV Sub Generation Non-Intermittent | 1 | 1 | 1 | 1 | 1 | 1 | 0 | 0
HV Generation Intermittent | 1 | 1 | 1 | 1 | 1 | 0 | 0 | 0
HV Generation Non-Intermittent | 1 | 1 | 1 | 1 | 1 | 0 | 0 | 0
HV Sub Generation Non-Intermittent | 1 | 1 | 1 | 1 | 0 | 0 | 0 | 0
HV Sub Generation Intermittent | 1 | 1 | 1 | 1 | 0 | 0 | 0 | 0
2006. Proportion going through 132kV/EHV
Cell-by-cell calculation =1-x1
Data sources:
x1 = 1018. Proportion of relevant load going through 132kV/HV direct transformation
132kV/EHV
132kV/EHV | 92.5%
2007. Proportion going through EHV
Cell-by-cell calculation =1-x1
Data sources:
x1 = 1018. Proportion of relevant load going through 132kV/HV direct transformation
EHV
EHV | 92.5%
2008. Proportion going through EHV/HV
Cell-by-cell calculation =1-x1
Data sources:
x1 = 1018. Proportion of relevant load going through 132kV/HV direct transformation
EHV/HV
EHV/HV | 92.5%
2009. Rerouteing matrix for all network levels
Combine tables = x1 or x2 or x3 or x4 or x5 or x6
Data sources:
x1 = 1018. Proportion of relevant load going through 132kV/HV direct transformation
x2 = 2006. Proportion going through 132kV/EHV
x3 = 2007. Proportion going through EHV
x4 = 2008. Proportion going through EHV/HV
x5 = Rerouteing matrix: default elements
x6 = Map GSP to GSP
| GSPs | 132kV | 132kV/EHV | EHV | EHV/HV | HV | HV/LV | LV circuits
GSPs | 1
132kV |  | 100% | 0% | 0% | 0% | 0% | 0% | 0%
132kV/EHV |  | 0% | 92.5% | 0% | 0% | 0% | 0% | 0%
EHV |  | 0% | 0% | 92.5% | 0% | 0% | 0% | 0%
EHV/HV |  | 0% | 0% | 0% | 92.5% | 0% | 0% | 0%
132kV/HV |  | 0% | 0% | 0% | 7.504% | 0% | 0% | 0%
HV |  | 0% | 0% | 0% | 0% | 100% | 0% | 0%
HV/LV |  | 0% | 0% | 0% | 0% | 0% | 100% | 0%
LV circuits |  | 0% | 0% | 0% | 0% | 0% | 0% | 100%
2010. Network use factors including 132kV/HV (except for HV Sub)
Sum-product calculation =SUMPRODUCT(x1, x2)
Data sources:
x1 = 2005. Network use factors
x2 = 2009. Rerouteing matrix for all network levels
| GSPs | 132kV | 132kV/EHV | EHV | EHV/HV | 132kV/HV | HV | HV/LV | LV circuits
Domestic Unrestricted | 1 | 1 | 0.92496 | 0.92496 | 0.92496 | 0.075044 | 1 | 1 | 1
Domestic Two Rate | 1 | 1 | 0.92496 | 0.92496 | 0.92496 | 0.075044 | 1 | 1 | 1
Domestic Off Peak (related MPAN) | 1 | 1 | 0.92496 | 0.92496 | 0.92496 | 0.075044 | 1 | 1 | 1
Small Non Domestic Unrestricted | 1 | 1 | 0.92496 | 0.92496 | 0.92496 | 0.075044 | 1 | 1 | 1
Small Non Domestic Two Rate | 1 | 1 | 0.92496 | 0.92496 | 0.92496 | 0.075044 | 1 | 1 | 1
Small Non Domestic Off Peak (related MPAN) | 1 | 1 | 0.92496 | 0.92496 | 0.92496 | 0.075044 | 1 | 1 | 1
LV Medium Non-Domestic | 1 | 1 | 0.92496 | 0.92496 | 0.92496 | 0.075044 | 1 | 1 | 1
LV Sub Medium Non-Domestic | 1 | 1 | 0.92496 | 0.92496 | 0.92496 | 0.075044 | 1 | 1 | 0
HV Medium Non-Domestic | 1 | 1 | 0.92496 | 0.92496 | 0.92496 | 0.075044 | 1 | 0 | 0
LV HH Metered | 1 | 1 | 0.92496 | 0.92496 | 0.92496 | 0.075044 | 1 | 1 | 1
LV Sub HH Metered | 1 | 1 | 0.92496 | 0.92496 | 0.92496 | 0.075044 | 1 | 1 | 0
HV HH Metered | 1 | 1 | 0.92496 | 0.92496 | 0.92496 | 0.075044 | 1 | 0 | 0
HV Sub HH Metered | 1 | 1 | 0.92496 | 0.92496 | 0.92496 | 0.075044 | 0 | 0 | 0
NHH UMS | 1 | 1 | 0.92496 | 0.92496 | 0.92496 | 0.075044 | 1 | 1 | 1
LV UMS (Pseudo HH Metered) | 1 | 1 | 0.92496 | 0.92496 | 0.92496 | 0.075044 | 1 | 1 | 1
LV Generation NHH | 1 | 1 | 0.92496 | 0.92496 | 0.92496 | 0.075044 | 1 | 1 | 0
LV Sub Generation NHH | 1 | 1 | 0.92496 | 0.92496 | 0.92496 | 0.075044 | 1 | 0 | 0
LV Generation Intermittent | 1 | 1 | 0.92496 | 0.92496 | 0.92496 | 0.075044 | 1 | 1 | 0
LV Generation Non-Intermittent | 1 | 1 | 0.92496 | 0.92496 | 0.92496 | 0.075044 | 1 | 1 | 0
LV Sub Generation Intermittent | 1 | 1 | 0.92496 | 0.92496 | 0.92496 | 0.075044 | 1 | 0 | 0
LV Sub Generation Non-Intermittent | 1 | 1 | 0.92496 | 0.92496 | 0.92496 | 0.075044 | 1 | 0 | 0
HV Generation Intermittent | 1 | 1 | 0.92496 | 0.92496 | 0.92496 | 0.075044 | 0 | 0 | 0
HV Generation Non-Intermittent | 1 | 1 | 0.92496 | 0.92496 | 0.92496 | 0.075044 | 0 | 0 | 0
HV Sub Generation Non-Intermittent | 1 | 1 | 0.92496 | 0.92496 | 0 | 0 | 0 | 0 | 0
HV Sub Generation Intermittent | 1 | 1 | 0.92496 | 0.92496 | 0 | 0 | 0 | 0 | 0
2011. Network use factors including 132kV/HV
Combine tables = x1 or x2
Data sources:
x1 = Network use factors including 132kV/HV for HV Sub tariffs
x2 = 2010. Network use factors including 132kV/HV (except for HV Sub)
| GSPs | 132kV | 132kV/EHV | EHV | EHV/HV | 132kV/HV | HV | HV/LV | LV circuits
Domestic Unrestricted | 1 | 1 | 0.92496 | 0.92496 | 0.92496 | 0.075044 | 1 | 1 | 1
Domestic Two Rate | 1 | 1 | 0.92496 | 0.92496 | 0.92496 | 0.075044 | 1 | 1 | 1
Domestic Off Peak (related MPAN) | 1 | 1 | 0.92496 | 0.92496 | 0.92496 | 0.075044 | 1 | 1 | 1
Small Non Domestic Unrestricted | 1 | 1 | 0.92496 | 0.92496 | 0.92496 | 0.075044 | 1 | 1 | 1
Small Non Domestic Two Rate | 1 | 1 | 0.92496 | 0.92496 | 0.92496 | 0.075044 | 1 | 1 | 1
Small Non Domestic Off Peak (related MPAN) | 1 | 1 | 0.92496 | 0.92496 | 0.92496 | 0.075044 | 1 | 1 | 1
LV Medium Non-Domestic | 1 | 1 | 0.92496 | 0.92496 | 0.92496 | 0.075044 | 1 | 1 | 1
LV Sub Medium Non-Domestic | 1 | 1 | 0.92496 | 0.92496 | 0.92496 | 0.075044 | 1 | 1 | 0
HV Medium Non-Domestic | 1 | 1 | 0.92496 | 0.92496 | 0.92496 | 0.075044 | 1 | 0 | 0
LV HH Metered | 1 | 1 | 0.92496 | 0.92496 | 0.92496 | 0.075044 | 1 | 1 | 1
LV Sub HH Metered | 1 | 1 | 0.92496 | 0.92496 | 0.92496 | 0.075044 | 1 | 1 | 0
HV HH Metered | 1 | 1 | 0.92496 | 0.92496 | 0.92496 | 0.075044 | 1 | 0 | 0
HV Sub HH Metered | 1 | 1 | 1 | 1 | 1 | 0 | 0 | 0 | 0
NHH UMS | 1 | 1 | 0.92496 | 0.92496 | 0.92496 | 0.075044 | 1 | 1 | 1
LV UMS (Pseudo HH Metered) | 1 | 1 | 0.92496 | 0.92496 | 0.92496 | 0.075044 | 1 | 1 | 1
LV Generation NHH | 1 | 1 | 0.92496 | 0.92496 | 0.92496 | 0.075044 | 1 | 1 | 0
LV Sub Generation NHH | 1 | 1 | 0.92496 | 0.92496 | 0.92496 | 0.075044 | 1 | 0 | 0
LV Generation Intermittent | 1 | 1 | 0.92496 | 0.92496 | 0.92496 | 0.075044 | 1 | 1 | 0
LV Generation Non-Intermittent | 1 | 1 | 0.92496 | 0.92496 | 0.92496 | 0.075044 | 1 | 1 | 0
LV Sub Generation Intermittent | 1 | 1 | 0.92496 | 0.92496 | 0.92496 | 0.075044 | 1 | 0 | 0
LV Sub Generation Non-Intermittent | 1 | 1 | 0.92496 | 0.92496 | 0.92496 | 0.075044 | 1 | 0 | 0
HV Generation Intermittent | 1 | 1 | 0.92496 | 0.92496 | 0.92496 | 0.075044 | 0 | 0 | 0
HV Generation Non-Intermittent | 1 | 1 | 0.92496 | 0.92496 | 0.92496 | 0.075044 | 0 | 0 | 0
HV Sub Generation Non-Intermittent | 1 | 1 | 1 | 1 | 0 | 0 | 0 | 0 | 0
HV Sub Generation Intermittent | 1 | 1 | 1 | 1 | 0 | 0 | 0 | 0 | 0
2012. Loss adjustment factors between end user meter reading and each network level, scaled by network use
Cell-by-cell calculation =IF(x1="",x2,x2*x3/x1)
Data sources:
x1 = 2004. Loss adjustment factor to transmission for each network level
x2 = 2011. Network use factors including 132kV/HV
x3 = 2001. Loss adjustment factor to transmission (in Loss adjustment factors to transmission)
| GSPs | 132kV | 132kV/EHV | EHV | EHV/HV | 132kV/HV | HV | HV/LV | LV circuits
Domestic Unrestricted | 1.1179 | 1.1163 | 1.031 | 1.0277 | 1.0054 | 0.081567 | 1.068 | 1.0523 | 1
Domestic Two Rate | 1.1179 | 1.1163 | 1.031 | 1.0277 | 1.0054 | 0.081567 | 1.068 | 1.0523 | 1
Domestic Off Peak (related MPAN) | 1.1179 | 1.1163 | 1.031 | 1.0277 | 1.0054 | 0.081567 | 1.068 | 1.0523 | 1
Small Non Domestic Unrestricted | 1.1179 | 1.1163 | 1.031 | 1.0277 | 1.0054 | 0.081567 | 1.068 | 1.0523 | 1
Small Non Domestic Two Rate | 1.1179 | 1.1163 | 1.031 | 1.0277 | 1.0054 | 0.081567 | 1.068 | 1.0523 | 1
Small Non Domestic Off Peak (related MPAN) | 1.1179 | 1.1163 | 1.031 | 1.0277 | 1.0054 | 0.081567 | 1.068 | 1.0523 | 1
LV Medium Non-Domestic | 1.1179 | 1.1163 | 1.031 | 1.0277 | 1.0054 | 0.081567 | 1.068 | 1.0523 | 1
LV Sub Medium Non-Domestic | 1.0623 | 1.0608 | 0.97974 | 0.97662 | 0.95535 | 0.077511 | 1.0149 | 1 | 0
HV Medium Non-Domestic | 1.0467 | 1.0452 | 0.96535 | 0.96228 | 0.94132 | 0.076372 | 1 | 0 | 0
LV HH Metered | 1.1179 | 1.1163 | 1.031 | 1.0277 | 1.0054 | 0.081567 | 1.068 | 1.0523 | 1
LV Sub HH Metered | 1.0623 | 1.0608 | 0.97974 | 0.97662 | 0.95535 | 0.077511 | 1.0149 | 1 | 0
HV HH Metered | 1.0467 | 1.0452 | 0.96535 | 0.96228 | 0.94132 | 0.076372 | 1 | 0 | 0
HV Sub HH Metered | 1.0285 | 1.0271 | 1.0255 | 1.0223 | 1 | 0 | 0 | 0 | 0
NHH UMS | 1.1179 | 1.1163 | 1.031 | 1.0277 | 1.0054 | 0.081567 | 1.068 | 1.0523 | 1
LV UMS (Pseudo HH Metered) | 1.1179 | 1.1163 | 1.031 | 1.0277 | 1.0054 | 0.081567 | 1.068 | 1.0523 | 1
LV Generation NHH | 1.1179 | 1.1163 | 1.031 | 1.0277 | 1.0054 | 0.081567 | 1.068 | 1.0523 | 0
LV Sub Generation NHH | 1.0623 | 1.0608 | 0.97974 | 0.97662 | 0.95535 | 0.077511 | 1.0149 | 0 | 0
LV Generation Intermittent | 1.1179 | 1.1163 | 1.031 | 1.0277 | 1.0054 | 0.081567 | 1.068 | 1.0523 | 0
LV Generation Non-Intermittent | 1.1179 | 1.1163 | 1.031 | 1.0277 | 1.0054 | 0.081567 | 1.068 | 1.0523 | 0
LV Sub Generation Intermittent | 1.0623 | 1.0608 | 0.97974 | 0.97662 | 0.95535 | 0.077511 | 1.0149 | 0 | 0
LV Sub Generation Non-Intermittent | 1.0623 | 1.0608 | 0.97974 | 0.97662 | 0.95535 | 0.077511 | 1.0149 | 0 | 0
HV Generation Intermittent | 1.0467 | 1.0452 | 0.96535 | 0.96228 | 0.94132 | 0.076372 | 0 | 0 | 0
HV Generation Non-Intermittent | 1.0467 | 1.0452 | 0.96535 | 0.96228 | 0.94132 | 0.076372 | 0 | 0 | 0
HV Sub Generation Non-Intermittent | 1.0285 | 1.0271 | 1.0255 | 1.0223 | 0 | 0 | 0 | 0 | 0
HV Sub Generation Intermittent | 1.0285 | 1.0271 | 1.0255 | 1.0223 | 0 | 0 | 0 | 0 | 0

## DRM
CDCM model 100: Network model |  | WPD East Midlands |  | 2012/13 |  | April Tariffs 2012/13
This sheet collects data from a network model and calculates aggregated annuitised unit costs from these data.
2101. Annuity rate
Cell-by-cell calculation =PMT(x1,x2,-1)*IF(OR(x3>366,x3<365),x3/365.25,1)
Data sources:
x1 = 1010. Rate of return (in Financial and general assumptions)
x2 = 1010. Annualisation period (years) (in Financial and general assumptions)
x3 = 1010. Days in the charging period (in Financial and general assumptions)
Annuity rate
Annuity rate | 6.314%
2102. Loss adjustment factor to transmission for each core level
Combine tables = x1 or x2
Data sources:
x1 = 1032. Loss adjustment factors to transmission
x2 = 1 for GSP level
| GSPs | 132kV | 132kV/EHV | EHV | EHV/HV | HV | HV/LV | LV circuits
Loss adjustment factor to transmission for each core level | 1 | 1.0014 | 1.0029 | 1.0061 | 1.0285 | 1.0467 | 1.0623 | 1.1179
2103. Loss adjustment factors
Data sources:
x1 = 2102. Loss adjustment factor to transmission for each core level
x2 = Loss adjustment factor to transmission for network level exit (in Loss adjustment factors)
Kind: | Copy cells | Special copy
Formula: | =x1 | = x2
| Loss adjustment factor to transmission for network level exit | Loss adjustment factor to transmission for network level entry
GSPs | 1
132kV | 1.0014 | 1
132kV/EHV | 1.0029 | 1.0014
EHV | 1.0061 | 1.0029
EHV/HV | 1.0285 | 1.0061
HV | 1.0467 | 1.0285
HV/LV | 1.0623 | 1.0467
LV circuits | 1.1179 | 1.0623
2104. Diversity calculations
Data sources:
x1 = 1017. Diversity allowance between top and bottom of network level
x2 = Coincidence to system peak at level exit (in Diversity calculations)
Kind: | Special calculation | Special calculation | Special calculation
Formula: | =previous/(1+x1) | =previous/(1+x1) | =1/x2-1
| Coincidence to GSP peak at level exit | Coincidence to system peak at level exit | Diversity allowance between level exit and GSP Group
GSPs |  | 97.59% | 2.471%
132kV | 95.69% | 93.38% | 7.084%
132kV/EHV | 95.69% | 93.38% | 7.084%
EHV | 88.68% | 86.55% | 15.55%
EHV/HV | 88.68% | 86.55% | 15.55%
HV | 66.18% | 64.59% | 54.83%
HV/LV | 66.18% | 64.59% | 54.83%
LV circuits | 66.18% | 64.59%
2105. Network model total maximum demand at substation (MW)
Cell-by-cell calculation =x1/x2
Data sources:
x1 = 1019. Network model GSP peak demand (MW)
x2 = 2104. Coincidence to GSP peak at level exit (in Diversity calculations)
Network model total maximum demand at substation (MW)
132kV | 522.5067
132kV/EHV | 522.5067
EHV | 563.794
EHV/HV | 563.794
HV | 755.4839
HV/LV | 755.4839
LV circuits | 755.4839
2106. Network model contribution to system maximum load measured at network level exit (MW)
Cell-by-cell calculation =x1*x2/x3
Data sources:
x1 = 2105. Network model total maximum demand at substation (MW)
x2 = 2104. Coincidence to system peak at level exit (in Diversity calculations)
x3 = 2103. Loss adjustment factor to transmission for network level exit (in Loss adjustment factors)
Network model contribution to system maximum load measured at network level exit (MW)
132kV | 487.259
132kV/EHV | 486.5302
EHV | 484.9828
EHV/HV | 474.4202
HV | 466.171
HV/LV | 459.3252
LV circuits | 436.4801
2107. Rerouteing matrix for DRM network levels
Combine tables = x1 or x2 or x3 or x4 or x5
Data sources:
x1 = 1018. Proportion of relevant load going through 132kV/HV direct transformation
x2 = 2006. Proportion going through 132kV/EHV
x3 = 2007. Proportion going through EHV
x4 = 2008. Proportion going through EHV/HV
x5 = Rerouteing matrix: default elements
| 132kV | 132kV/EHV | EHV | EHV/HV | 132kV/HV | HV | HV/LV | LV circuits
132kV | 100% | 0% | 0% | 0% | 0% | 0% | 0% | 0%
132kV/EHV | 0% | 92.5% | 0% | 0% | 0% | 0% | 0% | 0%
EHV | 0% | 0% | 92.5% | 0% | 0% | 0% | 0% | 0%
EHV/HV | 0% | 0% | 0% | 92.5% | 7.504% | 0% | 0% | 0%
HV | 0% | 0% | 0% | 0% | 0% | 100% | 0% | 0%
HV/LV | 0% | 0% | 0% | 0% | 0% | 0% | 100% | 0%
LV circuits | 0% | 0% | 0% | 0% | 0% | 0% | 0% | 100%
2108. GSP simultaneous maximum load assumed through each network level (MW)
Sum-product calculation =SUMPRODUCT(x1, x2)
Data sources:
x1 = 2106. Network model contribution to system maximum load measured at network level exit (MW)
x2 = 2107. Rerouteing matrix for DRM network levels
GSP simultaneous maximum load assumed through each network level (MW)
132kV | 487.259
132kV/EHV | 450.0189
EHV | 448.5875
EHV/HV | 438.8176
132kV/HV | 35.6026
HV | 466.171
HV/LV | 459.3252
LV circuits | 436.4801
2109. Network model annuity by simultaneous maximum load for each network level (£/kW/year)
Cell-by-cell calculation =IF(x1,0.001*x2*x3/x1,0)
Data sources:
x1 = 2108. GSP simultaneous maximum load assumed through each network level (MW)
x2 = 1020. Gross asset cost by network level (£)
x3 = 2101. Annuity rate
Model £/kW SML
Assets 132kV | 14.9947
Assets 132kV/EHV | 4.5235
Assets EHV | 4.5566
Assets EHV/HV | 8.6558
Assets 132kV/HV | 9.5051
Assets HV | 13.8722
Assets HV/LV | 9.9068
Assets LV circuits | 10.8373

## SM
CDCM model 100: Service models |  | WPD East Midlands |  | 2012/13 | April Tariffs 2012/13
This sheet collects and processes data from the service models.
2201. Asset £/customer from LV service models
Sum-product calculation =SUMPRODUCT(x1, x2)
Data sources:
x1 = 1025. Matrix of applicability of LV service models to tariffs with fixed charges
x2 = 1022. LV service model asset cost (£)
Assets LV customer
Domestic Unrestricted | 483.0033
Domestic Two Rate | 483.0033
Small Non Domestic Unrestricted | 715.2995
Small Non Domestic Two Rate | 715.2995
LV Medium Non-Domestic | 1687.3083
LV Sub Medium Non-Domestic | 1687.3083
LV HH Metered | 1687.3083
LV Sub HH Metered | 1687.3083
LV Generation NHH | 0
LV Sub Generation NHH | 0
LV Generation Intermittent | 0
LV Generation Non-Intermittent | 0
LV Sub Generation Intermittent | 0
LV Sub Generation Non-Intermittent | 0
2202. Asset £/(MWh/year) from LV service models
Sum-product calculation =SUMPRODUCT(x1, x2)
Data sources:
x1 = 1026. Matrix of applicability of LV service models to unmetered tariffs
x2 = 1022. LV service model asset cost (£)
Assets LV customer
NHH UMS | 283.9624
LV UMS (Pseudo HH Metered) | 283.9624
2203. Service model asset p/kWh charge for unmetered tariffs
Cell-by-cell calculation =0.1*x1*x2*x3
Data sources:
x1 = 1010. Annuity proportion for customer-contributed assets (in Financial and general assumptions)
x2 = 2202. Asset £/(MWh/year) from LV service models
x3 = 2101. Annuity rate
Assets LV customer
NHH UMS | 0
LV UMS (Pseudo HH Metered) | 0
2204. Asset £/customer from HV service models
Sum-product calculation =SUMPRODUCT(x1, x2)
Data sources:
x1 = 1028. Matrix of applicability of HV service models to tariffs with fixed charges
x2 = 1023. HV service model asset cost (£)
Assets HV customer
HV Medium Non-Domestic | 16967.5492
HV HH Metered | 16967.5492
HV Sub HH Metered | 16967.5492
HV Generation Intermittent | 2913.0498
HV Generation Non-Intermittent | 2913.0498
HV Sub Generation Non-Intermittent | 2913.0498
HV Sub Generation Intermittent | 2913.0498
2205. Service model assets by tariff (£)
Combine tables = x1 or x2
Data sources:
x1 = 2201. Asset £/customer from LV service models
x2 = 2204. Asset £/customer from HV service models
| Assets LV customer | Assets HV customer
Domestic Unrestricted | 483.0033
Domestic Two Rate | 483.0033
Domestic Off Peak (related MPAN)
Small Non Domestic Unrestricted | 715.2995
Small Non Domestic Two Rate | 715.2995
Small Non Domestic Off Peak (related MPAN)
LV Medium Non-Domestic | 1687.3083
LV Sub Medium Non-Domestic | 1687.3083
HV Medium Non-Domestic |  | 16967.5492
LV HH Metered | 1687.3083
LV Sub HH Metered | 1687.3083
HV HH Metered |  | 16967.5492
HV Sub HH Metered |  | 16967.5492
NHH UMS
LV UMS (Pseudo HH Metered)
LV Generation NHH | 0
LV Sub Generation NHH | 0
LV Generation Intermittent | 0
LV Generation Non-Intermittent | 0
LV Sub Generation Intermittent | 0
LV Sub Generation Non-Intermittent | 0
HV Generation Intermittent |  | 2913.0498
HV Generation Non-Intermittent |  | 2913.0498
HV Sub Generation Non-Intermittent |  | 2913.0498
HV Sub Generation Intermittent |  | 2913.0498
2206. Replacement annuities for service models
Data sources:
x1 = 1010. Days in the charging period (in Financial and general assumptions)
x2 = 2205. Service model assets by tariff (£)
x3 = 2101. Annuity rate
x4 = 1010. Annuity proportion for customer-contributed assets (in Financial and general assumptions)
x5 = Service model p/MPAN/day charge (in Replacement annuities for service models)
Kind: | Cell-by-cell calculation |  | Cell summation
Formula: | =100/x1*x2*x3*x4 |  | =SUM(x5)
Service model p/MPAN/day charge
| Assets LV customer | Assets HV customer | Service model p/MPAN/day
Domestic Unrestricted | 0 | 0 | 0
Domestic Two Rate | 0 | 0 | 0
Domestic Off Peak (related MPAN) | 0 | 0 | 0
Small Non Domestic Unrestricted | 0 | 0 | 0
Small Non Domestic Two Rate | 0 | 0 | 0
Small Non Domestic Off Peak (related MPAN) | 0 | 0 | 0
LV Medium Non-Domestic | 0 | 0 | 0
LV Sub Medium Non-Domestic | 0 | 0 | 0
HV Medium Non-Domestic | 0 | 0 | 0
LV HH Metered | 0 | 0 | 0
LV Sub HH Metered | 0 | 0 | 0
HV HH Metered | 0 | 0 | 0
HV Sub HH Metered | 0 | 0 | 0
NHH UMS | 0 | 0 | 0
LV UMS (Pseudo HH Metered) | 0 | 0 | 0
LV Generation NHH | 0 | 0 | 0
LV Sub Generation NHH | 0 | 0 | 0
LV Generation Intermittent | 0 | 0 | 0
LV Generation Non-Intermittent | 0 | 0 | 0
LV Sub Generation Intermittent | 0 | 0 | 0
LV Sub Generation Non-Intermittent | 0 | 0 | 0
HV Generation Intermittent | 0 | 0 | 0
HV Generation Non-Intermittent | 0 | 0 | 0
HV Sub Generation Non-Intermittent | 0 | 0 | 0
HV Sub Generation Intermittent | 0 | 0 | 0

## Loads
CDCM model 100: Load characteristics |  | WPD East Midlands |  | 2012/13 |  | April Tariffs 2012/13
This sheet compiles information about the assumed characteristics of network users.
A load factor represents the average load of a user or user group, relative to the maximum load level of that user or
user group. Load factors are numbers between 0 and 1.
A coincidence factor represents the expectation value of the load of a user or user group at the time of system maximum load,
relative to the maximum load level of that user or user group. Coincidence factors are numbers between 0 and 1.
A load coefficient is the expectation value of the load of a user or user group at the time of system maximum load, relative to the average load level of that user or user group.
For demand users, the load coefficient is a demand coefficient and can be calculated as the ratio of the coincidence factor to the load factor.
2301. Demand coefficient (load at time of system maximum load divided by average load)
Cell-by-cell calculation =x1/x2
Data sources:
x1 = 1041. Coincidence factor to system maximum load for each type of demand user (in Load profile data for demand users)
x2 = 1041. Load factor for each type of demand user (in Load profile data for demand users)
Demand coefficient
Domestic Unrestricted | 2.115
Domestic Two Rate | 1.8769
Domestic Off Peak (related MPAN) | 0
Small Non Domestic Unrestricted | 1.856
Small Non Domestic Two Rate | 1.5124
Small Non Domestic Off Peak (related MPAN) | 0
LV Medium Non-Domestic | 1.5007
LV Sub Medium Non-Domestic | 1.5007
HV Medium Non-Domestic | 1.5929
LV HH Metered | 1.3984
LV Sub HH Metered | 1.3984
HV HH Metered | 1.1526
HV Sub HH Metered | 1.1526
NHH UMS | 1.9882
LV UMS (Pseudo HH Metered) | 1.9882
2302. Load coefficient
Combine tables = x1 or x2
Data sources:
x1 = 2301. Demand coefficient (load at time of system maximum load divided by average load)
x2 = Negative of generation coefficient; set to -1
Load coefficient
Domestic Unrestricted | 2.115
Domestic Two Rate | 1.8769
Domestic Off Peak (related MPAN) | 0
Small Non Domestic Unrestricted | 1.856
Small Non Domestic Two Rate | 1.5124
Small Non Domestic Off Peak (related MPAN) | 0
LV Medium Non-Domestic | 1.5007
LV Sub Medium Non-Domestic | 1.5007
HV Medium Non-Domestic | 1.5929
LV HH Metered | 1.3984
LV Sub HH Metered | 1.3984
HV HH Metered | 1.1526
HV Sub HH Metered | 1.1526
NHH UMS | 1.9882
LV UMS (Pseudo HH Metered) | 1.9882
LV Generation NHH | -1
LV Sub Generation NHH | -1
LV Generation Intermittent | -1
LV Generation Non-Intermittent | -1
LV Sub Generation Intermittent | -1
LV Sub Generation Non-Intermittent | -1
HV Generation Intermittent | -1
HV Generation Non-Intermittent | -1
HV Sub Generation Non-Intermittent | -1
HV Sub Generation Intermittent | -1
2303. Discount map
| No discount | LDNO LV: LV user | LDNO HV: LV user | LDNO HV: LV sub user | LDNO HV: HV user
> Domestic Unrestricted
Domestic Unrestricted | 1 | 0 | 0 | 0 | 0
LDNO LV: Domestic Unrestricted | 0 | 1 | 0 | 0 | 0
LDNO HV: Domestic Unrestricted | 0 | 0 | 1 | 0 | 0
> Domestic Two Rate
Domestic Two Rate | 1 | 0 | 0 | 0 | 0
LDNO LV: Domestic Two Rate | 0 | 1 | 0 | 0 | 0
LDNO HV: Domestic Two Rate | 0 | 0 | 1 | 0 | 0
> Domestic Off Peak (related MPAN)
Domestic Off Peak (related MPAN) | 1 | 0 | 0 | 0 | 0
LDNO LV: Domestic Off Peak (related MPAN) | 0 | 1 | 0 | 0 | 0
LDNO HV: Domestic Off Peak (related MPAN) | 0 | 0 | 1 | 0 | 0
> Small Non Domestic Unrestricted
Small Non Domestic Unrestricted | 1 | 0 | 0 | 0 | 0
LDNO LV: Small Non Domestic Unrestricted | 0 | 1 | 0 | 0 | 0
LDNO HV: Small Non Domestic Unrestricted | 0 | 0 | 1 | 0 | 0
> Small Non Domestic Two Rate
Small Non Domestic Two Rate | 1 | 0 | 0 | 0 | 0
LDNO LV: Small Non Domestic Two Rate | 0 | 1 | 0 | 0 | 0
LDNO HV: Small Non Domestic Two Rate | 0 | 0 | 1 | 0 | 0
> Small Non Domestic Off Peak (related MPAN)
Small Non Domestic Off Peak (related MPAN) | 1 | 0 | 0 | 0 | 0
LDNO LV: Small Non Domestic Off Peak (related MPAN) | 0 | 1 | 0 | 0 | 0
LDNO HV: Small Non Domestic Off Peak (related MPAN) | 0 | 0 | 1 | 0 | 0
> LV Medium Non-Domestic
LV Medium Non-Domestic | 1 | 0 | 0 | 0 | 0
LDNO LV: LV Medium Non-Domestic | 0 | 1 | 0 | 0 | 0
LDNO HV: LV Medium Non-Domestic | 0 | 0 | 1 | 0 | 0
> LV Sub Medium Non-Domestic
LV Sub Medium Non-Domestic | 1 | 0 | 0 | 0 | 0
> HV Medium Non-Domestic
HV Medium Non-Domestic | 1 | 0 | 0 | 0 | 0
> LV HH Metered
LV HH Metered | 1 | 0 | 0 | 0 | 0
LDNO LV: LV HH Metered | 0 | 1 | 0 | 0 | 0
LDNO HV: LV HH Metered | 0 | 0 | 1 | 0 | 0
> LV Sub HH Metered
LV Sub HH Metered | 1 | 0 | 0 | 0 | 0
LDNO HV: LV Sub HH Metered | 0 | 0 | 0 | 1 | 0
> HV HH Metered
HV HH Metered | 1 | 0 | 0 | 0 | 0
LDNO HV: HV HH Metered | 0 | 0 | 0 | 0 | 1
> HV Sub HH Metered
HV Sub HH Metered | 1 | 0 | 0 | 0 | 0
> NHH UMS
NHH UMS | 1 | 0 | 0 | 0 | 0
LDNO LV: NHH UMS | 0 | 1 | 0 | 0 | 0
LDNO HV: NHH UMS | 0 | 0 | 1 | 0 | 0
> LV UMS (Pseudo HH Metered)
LV UMS (Pseudo HH Metered) | 1 | 0 | 0 | 0 | 0
LDNO LV: LV UMS (Pseudo HH Metered) | 0 | 1 | 0 | 0 | 0
LDNO HV: LV UMS (Pseudo HH Metered) | 0 | 0 | 1 | 0 | 0
> LV Generation NHH
LV Generation NHH | 1 | 0 | 0 | 0 | 0
LDNO LV: LV Generation NHH | 1 | 0 | 0 | 0 | 0
LDNO HV: LV Generation NHH | 1 | 0 | 0 | 0 | 0
> LV Sub Generation NHH
LV Sub Generation NHH | 1 | 0 | 0 | 0 | 0
LDNO HV: LV Sub Generation NHH | 1 | 0 | 0 | 0 | 0
> LV Generation Intermittent
LV Generation Intermittent | 1 | 0 | 0 | 0 | 0
LDNO LV: LV Generation Intermittent | 1 | 0 | 0 | 0 | 0
LDNO HV: LV Generation Intermittent | 1 | 0 | 0 | 0 | 0
> LV Generation Non-Intermittent
LV Generation Non-Intermittent | 1 | 0 | 0 | 0 | 0
LDNO LV: LV Generation Non-Intermittent | 1 | 0 | 0 | 0 | 0
LDNO HV: LV Generation Non-Intermittent | 1 | 0 | 0 | 0 | 0
> LV Sub Generation Intermittent
LV Sub Generation Intermittent | 1 | 0 | 0 | 0 | 0
LDNO HV: LV Sub Generation Intermittent | 1 | 0 | 0 | 0 | 0
> LV Sub Generation Non-Intermittent
LV Sub Generation Non-Intermittent | 1 | 0 | 0 | 0 | 0
LDNO HV: LV Sub Generation Non-Intermittent | 1 | 0 | 0 | 0 | 0
> HV Generation Intermittent
HV Generation Intermittent | 1 | 0 | 0 | 0 | 0
LDNO HV: HV Generation Intermittent | 1 | 0 | 0 | 0 | 0
> HV Generation Non-Intermittent
HV Generation Non-Intermittent | 1 | 0 | 0 | 0 | 0
LDNO HV: HV Generation Non-Intermittent | 1 | 0 | 0 | 0 | 0
> HV Sub Generation Non-Intermittent
HV Sub Generation Non-Intermittent | 1 | 0 | 0 | 0 | 0
> HV Sub Generation Intermittent
HV Sub Generation Intermittent | 1 | 0 | 0 | 0 | 0
2304. LDNO discounts and volumes adjusted for discount
Data sources:
x1 = 2303. Discount map
x2 = 1037. Embedded network (LDNO) discounts
x3 = 100 per cent discount for generators on LDNO networks
x4 = Discount for each tariff (except for fixed charges) (in LDNO discounts and volumes adjusted for discount)
x5 = 1053. Rate 1 units (MWh) by tariff (in Volume forecasts for the charging year)
x6 = 1053. Rate 2 units (MWh) by tariff (in Volume forecasts for the charging year)
x7 = 1053. Rate 3 units (MWh) by tariff (in Volume forecasts for the charging year)
x8 = 1053. MPANs by tariff (in Volume forecasts for the charging year)
x9 = Discount for each tariff for fixed charges only (in LDNO discounts and volumes adjusted for discount)
x10 = 1053. Import capacity (kVA) by tariff (in Volume forecasts for the charging year)
x11 = 1053. Reactive power units (MVArh) by tariff (in Volume forecasts for the charging year)
Kind: | Sum-product calculation | Combine tables | Cell-by-cell calculation | Cell-by-cell calculation | Cell-by-cell calculation | Cell-by-cell calculation | Cell-by-cell calculation | Cell-by-cell calculation
Formula: | =SUMPRODUCT(x1, x2) | = x3 or x4 | =x5*(1-x4) | =x6*(1-x4) | =x7*(1-x4) | =x8*(1-x9) | =x10*(1-x4) | =x11*(1-x4)
| Discount for each tariff (except for fixed charges) | Discount for each tariff for fixed charges only | Rate 1 units (MWh) | Rate 2 units (MWh) | Rate 3 units (MWh) | MPANs | Import capacity (kVA) | Reactive power units (MVArh)
> Domestic Unrestricted
Domestic Unrestricted | 0% | 0% | 5142208.3207 | 0 | 0 | 1410000 | 0 | 0
LDNO LV: Domestic Unrestricted | 28.42% | 28.42% | 3409.9874 | 0 | 0 | 2358.46 | 0 | 0
LDNO HV: Domestic Unrestricted | 48.38% | 48.38% | 5952.0496 | 0 | 0 | 2624.1868 | 0 | 0
> Domestic Two Rate
Domestic Two Rate | 0% | 0% | 3259141.3972 | 1630672.0128 | 0 | 982000 | 0 | 0
LDNO LV: Domestic Two Rate | 28.42% | 28.42% | 496.8828 | 183.5984 | 0 | 184.6685 | 0 | 0
LDNO HV: Domestic Two Rate | 48.38% | 48.38% | 528.067 | 192.199 | 0 | 264.2769 | 0 | 0
> Domestic Off Peak (related MPAN)
Domestic Off Peak (related MPAN) | 0% | 0% | 197499.1686 | 0 | 0 | 45000 | 0 | 0
LDNO LV: Domestic Off Peak (related MPAN) | 28.42% | 28.42% | 0 | 0 | 0 | 0 | 0 | 0
LDNO HV: Domestic Off Peak (related MPAN) | 48.38% | 48.38% | 0 | 0 | 0 | 0 | 0 | 0
> Small Non Domestic Unrestricted
Small Non Domestic Unrestricted | 0% | 0% | 1151325.7986 | 0 | 0 | 90500 | 0 | 0
LDNO LV: Small Non Domestic Unrestricted | 28.42% | 28.42% | 486.5542 | 0 | 0 | 135.9962 | 0 | 0
LDNO HV: Small Non Domestic Unrestricted | 48.38% | 48.38% | 1524.107 | 0 | 0 | 72.7794 | 0 | 0
> Small Non Domestic Two Rate
Small Non Domestic Two Rate | 0% | 0% | 1654800.9728 | 538662.0938 | 0 | 81000 | 0 | 0
LDNO LV: Small Non Domestic Two Rate | 28.42% | 28.42% | 0 | 0 | 0 | 0 | 0 | 0
LDNO HV: Small Non Domestic Two Rate | 48.38% | 48.38% | 124.8982 | 39.3009 | 0 | 7.7425 | 0 | 0
> Small Non Domestic Off Peak (related MPAN)
Small Non Domestic Off Peak (related MPAN) | 0% | 0% | 7744.2011 | 0 | 0 | 1000 | 0 | 0
LDNO LV: Small Non Domestic Off Peak (related MPAN) | 28.42% | 28.42% | 0 | 0 | 0 | 0 | 0 | 0
LDNO HV: Small Non Domestic Off Peak (related MPAN) | 48.38% | 48.38% | 0 | 0 | 0 | 0 | 0 | 0
> LV Medium Non-Domestic
LV Medium Non-Domestic | 0% | 0% | 731689.9162 | 196798.5449 | 0 | 7600 | 0 | 0
LDNO LV: LV Medium Non-Domestic | 28.42% | 28.42% | 67.288 | 24.3813 | 0 | 1.4315 | 0 | 0
LDNO HV: LV Medium Non-Domestic | 48.38% | 48.38% | 1084.5324 | 239.4756 | 0 | 13.9365 | 0 | 0
> LV Sub Medium Non-Domestic
LV Sub Medium Non-Domestic | 0% | 0% | 0 | 0 | 0 | 0 | 0 | 0
> HV Medium Non-Domestic
HV Medium Non-Domestic | 0% | 0% | 26978.9792 | 8111.4274 | 0 | 240 | 0 | 0
> LV HH Metered
LV HH Metered | 0% | 0% | 321276.6811 | 1270523.9469 | 1369520.2263 | 7630 | 1500000 | 353581.24
LDNO LV: LV HH Metered | 28.42% | 28.42% | 0 | 0 | 0 | 0 | 0 | 0
LDNO HV: LV HH Metered | 48.38% | 48.38% | 1256.659 | 5015.7077 | 5538.3558 | 20.1305 | 6865.0049 | 676.269
> LV Sub HH Metered
LV Sub HH Metered | 0% | 0% | 542.4658 | 2130.924 | 2156.6504 | 17 | 8800 | 12.485
LDNO HV: LV Sub HH Metered | 26.93% | 26.93% | 0 | 0 | 0 | 0 | 0 | 0
> HV HH Metered
HV HH Metered | 0% | 0% | 806877.6061 | 3099885.0982 | 4219008.3306 | 2855 | 2610000 | 794302.279
LDNO HV: HV HH Metered | 17.84% | 17.84% | 695.0432 | 2417.3367 | 2080.5213 | 1.6431 | 1396.6607 | 0
> HV Sub HH Metered
HV Sub HH Metered | 0% | 0% | 0 | 0 | 0 | 0 | 0 | 0
> NHH UMS
NHH UMS | 0% | 0% | 89248.8088 | 0 | 0 | 2500 | 0 | 0
LDNO LV: NHH UMS | 28.42% | 28.42% | 22.8889 | 0 | 0 | 9.305 | 0 | 0
LDNO HV: NHH UMS | 48.38% | 48.38% | 126.6139 | 0 | 0 | 17.5496 | 0 | 0
> LV UMS (Pseudo HH Metered)
LV UMS (Pseudo HH Metered) | 0% | 0% | 18264.6652 | 31277.5143 | 259566.0801 | 15 | 0 | 0
LDNO LV: LV UMS (Pseudo HH Metered) | 28.42% | 28.42% | 0 | 0 | 0 | 0 | 0 | 0
LDNO HV: LV UMS (Pseudo HH Metered) | 48.38% | 48.38% | 0 | 0 | 0 | 0 | 0 | 0
> LV Generation NHH
LV Generation NHH | 0% | 0% | 569.796 | 0 | 0 | 75 | 0 | 0
LDNO LV: LV Generation NHH | 0% | 100% | 0 | 0 | 0 | 0 | 0 | 0
LDNO HV: LV Generation NHH | 0% | 100% | 0 | 0 | 0 | 0 | 0 | 0
> LV Sub Generation NHH
LV Sub Generation NHH | 0% | 0% | 0 | 0 | 0 | 0 | 0 | 0
LDNO HV: LV Sub Generation NHH | 0% | 100% | 0 | 0 | 0 | 0 | 0 | 0
> LV Generation Intermittent
LV Generation Intermittent | 0% | 0% | 730.622 | 0 | 0 | 3 | 0 | 25.541
LDNO LV: LV Generation Intermittent | 0% | 100% | 0 | 0 | 0 | 0 | 0 | 0
LDNO HV: LV Generation Intermittent | 0% | 100% | 0 | 0 | 0 | 0 | 0 | 0
> LV Generation Non-Intermittent
LV Generation Non-Intermittent | 0% | 0% | 155.759 | 512.123 | 744.923 | 8 | 0 | 6.235
LDNO LV: LV Generation Non-Intermittent | 0% | 100% | 0 | 0 | 0 | 0 | 0 | 0
LDNO HV: LV Generation Non-Intermittent | 0% | 100% | 0 | 0 | 0 | 0 | 0 | 0
> LV Sub Generation Intermittent
LV Sub Generation Intermittent | 0% | 0% | 0 | 0 | 0 | 0 | 0 | 0
LDNO HV: LV Sub Generation Intermittent | 0% | 100% | 0 | 0 | 0 | 0 | 0 | 0
> LV Sub Generation Non-Intermittent
LV Sub Generation Non-Intermittent | 0% | 0% | 0 | 0 | 0 | 0 | 0 | 0
LDNO HV: LV Sub Generation Non-Intermittent | 0% | 100% | 0 | 0 | 0 | 0 | 0 | 0
> HV Generation Intermittent
HV Generation Intermittent | 0% | 0% | 2864.99 | 0 | 0 | 2 | 0 | 1.318
LDNO HV: HV Generation Intermittent | 0% | 100% | 0 | 0 | 0 | 0 | 0 | 0
> HV Generation Non-Intermittent
HV Generation Non-Intermittent | 0% | 0% | 54602.453 | 173038.854 | 349225.138 | 128 | 0 | 958.69
LDNO HV: HV Generation Non-Intermittent | 0% | 100% | 0 | 0 | 0 | 0 | 0 | 0
> HV Sub Generation Non-Intermittent
HV Sub Generation Non-Intermittent | 0% | 0% | 7528.975 | 25660.074 | 53327.679 | 4 | 0 | 0
> HV Sub Generation Intermittent
HV Sub Generation Intermittent | 0% | 0% | 790.476 | 0 | 0 | 1 | 0 | 0
2305. Equivalent volume for each end user
Data sources:
x1 = 2304. Rate 1 units (MWh) (in LDNO discounts and volumes adjusted for discount)
x2 = 2304. Rate 2 units (MWh) (in LDNO discounts and volumes adjusted for discount)
x3 = 2304. Rate 3 units (MWh) (in LDNO discounts and volumes adjusted for discount)
x4 = 2304. MPANs (in LDNO discounts and volumes adjusted for discount)
x5 = 2304. Import capacity (kVA) (in LDNO discounts and volumes adjusted for discount)
x6 = 2304. Reactive power units (MVArh) (in LDNO discounts and volumes adjusted for discount)
Kind: | Cell summation | Cell summation | Cell summation | Cell summation | Cell summation | Cell summation
Formula: | =SUM(x1) | =SUM(x2) | =SUM(x3) | =SUM(x4) | =SUM(x5) | =SUM(x6)
| Rate 1 units (MWh) | Rate 2 units (MWh) | Rate 3 units (MWh) | MPANs | Import capacity (kVA) | Reactive power units (MVArh)
Domestic Unrestricted | 5151570.3576 | 0 | 0 | 1414982.6468 | 0 | 0
Domestic Two Rate | 3260166.347 | 1631047.8102 | 0 | 982448.9454 | 0 | 0
Domestic Off Peak (related MPAN) | 197499.1686 | 0 | 0 | 45000 | 0 | 0
Small Non Domestic Unrestricted | 1153336.4598 | 0 | 0 | 90708.7755 | 0 | 0
Small Non Domestic Two Rate | 1654925.871 | 538701.3947 | 0 | 81007.7425 | 0 | 0
Small Non Domestic Off Peak (related MPAN) | 7744.2011 | 0 | 0 | 1000 | 0 | 0
LV Medium Non-Domestic | 732841.7367 | 197062.4018 | 0 | 7615.368 | 0 | 0
LV Sub Medium Non-Domestic | 0 | 0 | 0 | 0 | 0 | 0
HV Medium Non-Domestic | 26978.9792 | 8111.4274 | 0 | 240 | 0 | 0
LV HH Metered | 322533.3401 | 1275539.6546 | 1375058.5821 | 7650.1305 | 1506865.0049 | 354257.509
LV Sub HH Metered | 542.4658 | 2130.924 | 2156.6504 | 17 | 8800 | 12.485
HV HH Metered | 807572.6493 | 3102302.435 | 4221088.8519 | 2856.6431 | 2611396.6607 | 794302.279
HV Sub HH Metered | 0 | 0 | 0 | 0 | 0 | 0
NHH UMS | 89398.3116 | 0 | 0 | 2526.8546 | 0 | 0
LV UMS (Pseudo HH Metered) | 18264.6652 | 31277.5143 | 259566.0801 | 15 | 0 | 0
LV Generation NHH | 569.796 | 0 | 0 | 75 | 0 | 0
LV Sub Generation NHH | 0 | 0 | 0 | 0 | 0 | 0
LV Generation Intermittent | 730.622 | 0 | 0 | 3 | 0 | 25.541
LV Generation Non-Intermittent | 155.759 | 512.123 | 744.923 | 8 | 0 | 6.235
LV Sub Generation Intermittent | 0 | 0 | 0 | 0 | 0 | 0
LV Sub Generation Non-Intermittent | 0 | 0 | 0 | 0 | 0 | 0
HV Generation Intermittent | 2864.99 | 0 | 0 | 2 | 0 | 1.318
HV Generation Non-Intermittent | 54602.453 | 173038.854 | 349225.138 | 128 | 0 | 958.69
HV Sub Generation Non-Intermittent | 7528.975 | 25660.074 | 53327.679 | 4 | 0 | 0
HV Sub Generation Intermittent | 790.476 | 0 | 0 | 1 | 0 | 0

## Multi
CDCM model 100: Load characteristics for multiple unit rates |  | WPD East Midlands |  | 2012/13 |  | April Tariffs 2012/13
2401. Adjust annual hours by distribution time band to match days in year
Data sources:
x1 = 1068. Typical annual hours by distribution time band
x2 = 1010. Days in the charging period (in Financial and general assumptions)
x3 = Total hours in the year according to time band hours input data (in Adjust annual hours by distribution time band to match days in year)
Kind: | Cell summation | Cell-by-cell calculation
Formula: | =SUM(x1) | =x1*24*x2/x3
Annual hours by distribution time band (reconciled to days in year)
| Hours aggregate | Red | Amber | Green
Adjust annual hours by distribution time band to match days in year | 8760 | 780 | 2730 | 5250
2402. Normalisation of split of rate 1 units
Data sources:
x1 = 1061. Average split of rate 1 units by distribution time band
x2 = Total split (should be 100%) (in Normalisation of split of rate 1 units)
x3 = 1068. Typical annual hours by distribution time band
x4 = 2401. Total hours in the year according to time band hours input data (in Adjust annual hours by distribution time band to match days in year)
Kind: | Cell summation | Cell-by-cell calculation
Formula: | =SUM(x1) | =IF(x2,x1/x2,x3/x4)
Normalised split of rate 1 units by distribution time band
| Total split (should be 100%) | Red | Amber | Green
Domestic Two Rate | 100% | 15.33% | 40.83% | 43.85%
Domestic Off Peak (related MPAN) | 100% | 2.527% | 32.85% | 64.62%
Small Non Domestic Two Rate | 100% | 12.77% | 51.37% | 35.86%
Small Non Domestic Off Peak (related MPAN) | 100% | 1.696% | 19.38% | 78.92%
LV Medium Non-Domestic | 100% | 13.66% | 54.7% | 31.63%
LV Sub Medium Non-Domestic | 100% | 13.66% | 54.7% | 31.63%
HV Medium Non-Domestic | 100% | 13.42% | 57.86% | 28.72%
2403. Split of rate 1 units between distribution time bands
Combine tables = x1 or x2
Data sources:
x1 = 2402. Normalised split of rate 1 units by distribution time band (in Normalisation of split of rate 1 units)
x2 = Split of rate 1 units between distribution time bands (default)
| Red | Amber | Green
Domestic Two Rate | 15.33% | 40.83% | 43.85%
Domestic Off Peak (related MPAN) | 2.527% | 32.85% | 64.62%
Small Non Domestic Two Rate | 12.77% | 51.37% | 35.86%
Small Non Domestic Off Peak (related MPAN) | 1.696% | 19.38% | 78.92%
LV Medium Non-Domestic | 13.66% | 54.7% | 31.63%
LV Sub Medium Non-Domestic | 13.66% | 54.7% | 31.63%
HV Medium Non-Domestic | 13.42% | 57.86% | 28.72%
LV HH Metered | 100% | 0% | 0%
LV Sub HH Metered | 100% | 0% | 0%
HV HH Metered | 100% | 0% | 0%
HV Sub HH Metered | 100% | 0% | 0%
LV UMS (Pseudo HH Metered) | 100% | 0% | 0%
LV Generation Non-Intermittent | 100% | 0% | 0%
LV Sub Generation Non-Intermittent | 100% | 0% | 0%
HV Generation Non-Intermittent | 100% | 0% | 0%
HV Sub Generation Non-Intermittent | 100% | 0% | 0%
2404. Normalisation of split of rate 2 units
Data sources:
x1 = 1062. Average split of rate 2 units by distribution time band
x2 = Total split (should be 100%) (in Normalisation of split of rate 2 units)
x3 = 1068. Typical annual hours by distribution time band
x4 = 2401. Total hours in the year according to time band hours input data (in Adjust annual hours by distribution time band to match days in year)
Kind: | Cell summation | Cell-by-cell calculation
Formula: | =SUM(x1) | =IF(x2,x1/x2,x3/x4)
Normalised split of rate 2 units by distribution time band
| Total split (should be 100%) | Red | Amber | Green
Domestic Two Rate | 100% | 0% | 0% | 100%
Small Non Domestic Two Rate | 100% | 0% | 0% | 100%
LV Medium Non-Domestic | 100% | 0% | 0% | 100%
LV Sub Medium Non-Domestic | 100% | 0% | 0% | 100%
HV Medium Non-Domestic | 100% | 0% | 0% | 100%
2405. Split of rate 2 units between distribution time bands
Combine tables = x1 or x2
Data sources:
x1 = 2404. Normalised split of rate 2 units by distribution time band (in Normalisation of split of rate 2 units)
x2 = Split of rate 2 units between distribution time bands (default)
| Red | Amber | Green
Domestic Two Rate | 0% | 0% | 100%
Small Non Domestic Two Rate | 0% | 0% | 100%
LV Medium Non-Domestic | 0% | 0% | 100%
LV Sub Medium Non-Domestic | 0% | 0% | 100%
HV Medium Non-Domestic | 0% | 0% | 100%
LV HH Metered | 0% | 100% | 0%
LV Sub HH Metered | 0% | 100% | 0%
HV HH Metered | 0% | 100% | 0%
HV Sub HH Metered | 0% | 100% | 0%
LV UMS (Pseudo HH Metered) | 0% | 100% | 0%
LV Generation Non-Intermittent | 0% | 100% | 0%
LV Sub Generation Non-Intermittent | 0% | 100% | 0%
HV Generation Non-Intermittent | 0% | 100% | 0%
HV Sub Generation Non-Intermittent | 0% | 100% | 0%
2406. Split of rate 3 units between distribution time bands (default)
| Red | Amber | Green
LV HH Metered | 0% | 0% | 100%
LV Sub HH Metered | 0% | 0% | 100%
HV HH Metered | 0% | 0% | 100%
HV Sub HH Metered | 0% | 0% | 100%
LV UMS (Pseudo HH Metered) | 0% | 0% | 100%
LV Generation Non-Intermittent | 0% | 0% | 100%
LV Sub Generation Non-Intermittent | 0% | 0% | 100%
HV Generation Non-Intermittent | 0% | 0% | 100%
HV Sub Generation Non-Intermittent | 0% | 0% | 100%
2407. All units (MWh)
Cell-by-cell calculation =x1+x2+x3
Data sources:
x1 = 2305. Rate 1 units (MWh) (in Equivalent volume for each end user)
x2 = 2305. Rate 2 units (MWh) (in Equivalent volume for each end user)
x3 = 2305. Rate 3 units (MWh) (in Equivalent volume for each end user)
All units (MWh)
Domestic Unrestricted | 5151570.3576
Domestic Two Rate | 4891214.1571
Domestic Off Peak (related MPAN) | 197499.1686
Small Non Domestic Unrestricted | 1153336.4598
Small Non Domestic Two Rate | 2193627.2657
Small Non Domestic Off Peak (related MPAN) | 7744.2011
LV Medium Non-Domestic | 929904.1385
LV Sub Medium Non-Domestic | 0
HV Medium Non-Domestic | 35090.4066
LV HH Metered | 2973131.5768
LV Sub HH Metered | 4830.0401
HV HH Metered | 8130963.9362
HV Sub HH Metered | 0
NHH UMS | 89398.3116
LV UMS (Pseudo HH Metered) | 309108.2596
LV Generation NHH | 569.796
LV Sub Generation NHH | 0
LV Generation Intermittent | 730.622
LV Generation Non-Intermittent | 1412.805
LV Sub Generation Intermittent | 0
LV Sub Generation Non-Intermittent | 0
HV Generation Intermittent | 2864.99
HV Generation Non-Intermittent | 576866.445
HV Sub Generation Non-Intermittent | 86516.728
HV Sub Generation Intermittent | 790.476
2408. Calculation of implied load coefficients for two-rate users
Data sources:
x1 = 2407. All units (MWh)
x2 = 2305. Rate 1 units (MWh) (in Equivalent volume for each end user)
x3 = 2403. Split of rate 1 units between distribution time bands
x4 = 2305. Rate 2 units (MWh) (in Equivalent volume for each end user)
x5 = 2405. Split of rate 2 units between distribution time bands
x6 = 2401. Annual hours by distribution time band (reconciled to days in year) (in Adjust annual hours by distribution time band to match days in year)
x7 = Use of distribution time bands by units in demand forecast for two-rate tariffs (in Calculation of implied load coefficients for two-rate users)
x8 = 1010. Days in the charging period (in Financial and general assumptions)
Kind: | Cell-by-cell calculation |  |  | Cell-by-cell calculation
Formula: | =IF(x1>0,(x2*x3+x4*x5)/x1,0) |  |  | =IF(x6>0,x7*x8*24/x6,0)
Use of distribution time bands by units in demand forecast for two-rate tariffs
| Red | Amber | Green | Implied load coefficient elements for two-rate tariffs, at total system level
Domestic Two Rate | 10.22% | 27.21% | 62.57% | 1.1474
Small Non Domestic Two Rate | 9.631% | 38.76% | 51.61% | 1.0817
LV Medium Non-Domestic | 10.77% | 43.11% | 46.12% | 1.2094
LV Sub Medium Non-Domestic | 0% | 0% | 0% | 0
HV Medium Non-Domestic | 10.32% | 44.49% | 45.19% | 1.1592
2409. Calculation of implied load coefficients for three-rate users
Data sources:
x1 = 2407. All units (MWh)
x2 = 2305. Rate 1 units (MWh) (in Equivalent volume for each end user)
x3 = 2403. Split of rate 1 units between distribution time bands
x4 = 2305. Rate 2 units (MWh) (in Equivalent volume for each end user)
x5 = 2405. Split of rate 2 units between distribution time bands
x6 = 2305. Rate 3 units (MWh) (in Equivalent volume for each end user)
x7 = 2406. Split of rate 3 units between distribution time bands (default)
x8 = 2401. Annual hours by distribution time band (reconciled to days in year) (in Adjust annual hours by distribution time band to match days in year)
x9 = Use of distribution time bands by units in demand forecast for three-rate tariffs (in Calculation of implied load coefficients for three-rate users)
x10 = 1010. Days in the charging period (in Financial and general assumptions)
Kind: | Cell-by-cell calculation |  |  | Cell-by-cell calculation
Formula: | =IF(x1>0,(x2*x3+x4*x5+x6*x7)/x1,0) |  |  | =IF(x8>0,x9*x10*24/x8,0)
Use of distribution time bands by units in demand forecast for three-rate tariffs
| Red | Amber | Green | Implied load coefficient elements for three-rate tariffs, at total system level
LV HH Metered | 10.85% | 42.9% | 46.25% | 1.2183
LV Sub HH Metered | 11.23% | 44.12% | 44.65% | 1.2613
HV HH Metered | 9.932% | 38.15% | 51.91% | 1.1154
HV Sub HH Metered | 0% | 0% | 0% | 0
LV UMS (Pseudo HH Metered) | 5.909% | 10.12% | 83.97% | 0.66361
2410. Calculation of adjusted time band load coefficients
Data sources:
x1 = 2408. Implied load coefficient elements for two-rate tariffs, at total system level (in Calculation of implied load coefficients for two-rate users)
x2 = 2409. Implied load coefficient elements for three-rate tariffs, at total system level (in Calculation of implied load coefficients for three-rate users)
x3 = Implied load coefficient against system peak (in Calculation of adjusted time band load coefficients)
x4 = 2302. Load coefficient
Kind: | Combine tables | Cell-by-cell calculation
Formula: | = x1 or x2 | =IF(x3<>0,x4/x3,IF(x4<0,-1,1))
| Implied load coefficient against system peak | Rescaled time band load coefficient
Domestic Two Rate | 1.1474 | 1.6358
Domestic Off Peak (related MPAN) |  | 1
Small Non Domestic Two Rate | 1.0817 | 1.3982
Small Non Domestic Off Peak (related MPAN) |  | 1
LV Medium Non-Domestic | 1.2094 | 1.2409
LV Sub Medium Non-Domestic | 0 | 1
HV Medium Non-Domestic | 1.1592 | 1.3742
LV HH Metered | 1.2183 | 1.1477
LV Sub HH Metered | 1.2613 | 1.1086
HV HH Metered | 1.1154 | 1.0333
HV Sub HH Metered | 0 | 1
LV UMS (Pseudo HH Metered) | 0.66361 | 2.996
LV Generation Non-Intermittent |  | -1
LV Sub Generation Non-Intermittent |  | -1
HV Generation Non-Intermittent |  | -1
HV Sub Generation Non-Intermittent |  | -1
2411. Normalisation of peaking probabilities
Data sources:
x1 = 1069. Peaking probabilities by network level
x2 = Total probability (should be 100%) (in Normalisation of peaking probabilities)
x3 = 1068. Typical annual hours by distribution time band
x4 = 2401. Total hours in the year according to time band hours input data (in Adjust annual hours by distribution time band to match days in year)
Kind: | Cell summation | Cell-by-cell calculation
Formula: | =SUM(x1) | =IF(x2,x1/x2,x3/x4)
Normalised peaking probabilities
| Total probability (should be 100%) | Red | Amber | Green
GSPs | 100% | 100% | 0% | 0%
132kV | 100% | 80.25% | 18.4% | 1.342%
132kV/EHV | 100% | 80.25% | 18.4% | 1.342%
EHV | 100% | 66.48% | 29.55% | 3.967%
EHV/HV | 100% | 66.48% | 29.55% | 3.967%
132kV/HV | 100% | 80.25% | 18.4% | 1.342%
HV | 100% | 66.48% | 29.55% | 3.967%
HV/LV | 100% | 66.48% | 29.55% | 3.967%
LV circuits | 100% | 66.48% | 29.55% | 3.967%
2412. Peaking probabilities by network level (reshaped)
Reshape table = x1
Data sources:
x1 = 2411. Normalised peaking probabilities (in Normalisation of peaking probabilities)
| GSPs | Red | Amber | Green | 132kV | Red | Amber | Green | 132kV/EHV | Red | Amber | Green | EHV | Red | Amber | Green | EHV/HV | Red | Amber | Green | 132kV/HV | Red | Amber | Green | HV | Red | Amber | Green | HV/LV | Red | Amber | Green | LV circuits | Red | Amber | Green
Probability of peak within timeband |  | 100% | 0% | 0% |  | 80.25% | 18.4% | 1.342% |  | 80.25% | 18.4% | 1.342% |  | 66.48% | 29.55% | 3.967% |  | 66.48% | 29.55% | 3.967% |  | 80.25% | 18.4% | 1.342% |  | 66.48% | 29.55% | 3.967% |  | 66.48% | 29.55% | 3.967% |  | 66.48% | 29.55% | 3.967%
2413. Pseudo load coefficient by time band and network level
Cell-by-cell calculation =IF(x1>0,x2*x3*24*x4/x1,0)
Data sources:
x1 = 2401. Annual hours by distribution time band (reconciled to days in year) (in Adjust annual hours by distribution time band to match days in year)
x2 = 2410. Rescaled time band load coefficient (kW at peak in band / average band kW) (in Calculation of adjusted time band load coefficients)
x3 = 2412. Peaking probabilities by network level (reshaped)
x4 = 1010. Days in the charging period (in Financial and general assumptions)
| GSPs | Red | Amber | Green | 132kV | Red | Amber | Green | 132kV/EHV | Red | Amber | Green | EHV | Red | Amber | Green | EHV/HV | Red | Amber | Green | 132kV/HV | Red | Amber | Green | HV | Red | Amber | Green | HV/LV | Red | Amber | Green | LV circuits | Red | Amber | Green
Domestic Two Rate |  | 18.3712 | 0 | 0 |  | 14.7435 | 0.96605 | 0.036628 |  | 14.7435 | 0.96605 | 0.036628 |  | 12.2135 | 1.5511 | 0.10828 |  | 12.2135 | 1.5511 | 0.10828 |  | 14.7435 | 0.96605 | 0.036628 |  | 12.2135 | 1.5511 | 0.10828 |  | 12.2135 | 1.5511 | 0.10828 |  | 12.2135 | 1.5511 | 0.10828
Domestic Off Peak (related MPAN) |  | 11.2308 | 0 | 0 |  | 9.0131 | 0.59057 | 0.022392 |  | 9.0131 | 0.59057 | 0.022392 |  | 7.4664 | 0.94822 | 0.066194 |  | 7.4664 | 0.94822 | 0.066194 |  | 9.0131 | 0.59057 | 0.022392 |  | 7.4664 | 0.94822 | 0.066194 |  | 7.4664 | 0.94822 | 0.066194 |  | 7.4664 | 0.94822 | 0.066194
Small Non Domestic Two Rate |  | 15.7032 | 0 | 0 |  | 12.6023 | 0.82575 | 0.031309 |  | 12.6023 | 0.82575 | 0.031309 |  | 10.4398 | 1.3258 | 0.092554 |  | 10.4398 | 1.3258 | 0.092554 |  | 12.6023 | 0.82575 | 0.031309 |  | 10.4398 | 1.3258 | 0.092554 |  | 10.4398 | 1.3258 | 0.092554 |  | 10.4398 | 1.3258 | 0.092554
Small Non Domestic Off Peak (related MPAN) |  | 11.2308 | 0 | 0 |  | 9.0131 | 0.59057 | 0.022392 |  | 9.0131 | 0.59057 | 0.022392 |  | 7.4664 | 0.94822 | 0.066194 |  | 7.4664 | 0.94822 | 0.066194 |  | 9.0131 | 0.59057 | 0.022392 |  | 7.4664 | 0.94822 | 0.066194 |  | 7.4664 | 0.94822 | 0.066194 |  | 7.4664 | 0.94822 | 0.066194
LV Medium Non-Domestic |  | 13.9361 | 0 | 0 |  | 11.1842 | 0.73283 | 0.027785 |  | 11.1842 | 0.73283 | 0.027785 |  | 9.265 | 1.1766 | 0.082139 |  | 9.265 | 1.1766 | 0.082139 |  | 11.1842 | 0.73283 | 0.027785 |  | 9.265 | 1.1766 | 0.082139 |  | 9.265 | 1.1766 | 0.082139 |  | 9.265 | 1.1766 | 0.082139
LV Sub Medium Non-Domestic |  | 11.2308 | 0 | 0 |  | 9.0131 | 0.59057 | 0.022392 |  | 9.0131 | 0.59057 | 0.022392 |  | 7.4664 | 0.94822 | 0.066194 |  | 7.4664 | 0.94822 | 0.066194 |  | 9.0131 | 0.59057 | 0.022392 |  | 7.4664 | 0.94822 | 0.066194 |  | 7.4664 | 0.94822 | 0.066194 |  | 7.4664 | 0.94822 | 0.066194
HV Medium Non-Domestic |  | 15.4331 | 0 | 0 |  | 12.3856 | 0.81155 | 0.03077 |  | 12.3856 | 0.81155 | 0.03077 |  | 10.2602 | 1.303 | 0.090962 |  | 10.2602 | 1.303 | 0.090962 |  | 12.3856 | 0.81155 | 0.03077 |  | 10.2602 | 1.303 | 0.090962 |  | 10.2602 | 1.303 | 0.090962 |  | 10.2602 | 1.303 | 0.090962
LV HH Metered |  | 12.8901 | 0 | 0 |  | 10.3447 | 0.67783 | 0.0257 |  | 10.3447 | 0.67783 | 0.0257 |  | 8.5696 | 1.0883 | 0.075974 |  | 8.5696 | 1.0883 | 0.075974 |  | 10.3447 | 0.67783 | 0.0257 |  | 8.5696 | 1.0883 | 0.075974 |  | 8.5696 | 1.0883 | 0.075974 |  | 8.5696 | 1.0883 | 0.075974
LV Sub HH Metered |  | 12.4507 | 0 | 0 |  | 9.9921 | 0.65472 | 0.024824 |  | 9.9921 | 0.65472 | 0.024824 |  | 8.2775 | 1.0512 | 0.073385 |  | 8.2775 | 1.0512 | 0.073385 |  | 9.9921 | 0.65472 | 0.024824 |  | 8.2775 | 1.0512 | 0.073385 |  | 8.2775 | 1.0512 | 0.073385 |  | 8.2775 | 1.0512 | 0.073385
HV HH Metered |  | 11.6043 | 0 | 0 |  | 9.3129 | 0.61021 | 0.023136 |  | 9.3129 | 0.61021 | 0.023136 |  | 7.7148 | 0.97977 | 0.068396 |  | 7.7148 | 0.97977 | 0.068396 |  | 9.3129 | 0.61021 | 0.023136 |  | 7.7148 | 0.97977 | 0.068396 |  | 7.7148 | 0.97977 | 0.068396 |  | 7.7148 | 0.97977 | 0.068396
HV Sub HH Metered |  | 11.2308 | 0 | 0 |  | 9.0131 | 0.59057 | 0.022392 |  | 9.0131 | 0.59057 | 0.022392 |  | 7.4664 | 0.94822 | 0.066194 |  | 7.4664 | 0.94822 | 0.066194 |  | 9.0131 | 0.59057 | 0.022392 |  | 7.4664 | 0.94822 | 0.066194 |  | 7.4664 | 0.94822 | 0.066194 |  | 7.4664 | 0.94822 | 0.066194
LV UMS (Pseudo HH Metered) |  | 33.6474 | 0 | 0 |  | 27.0032 | 1.7693 | 0.067085 |  | 27.0032 | 1.7693 | 0.067085 |  | 22.3695 | 2.8409 | 0.19832 |  | 22.3695 | 2.8409 | 0.19832 |  | 27.0032 | 1.7693 | 0.067085 |  | 22.3695 | 2.8409 | 0.19832 |  | 22.3695 | 2.8409 | 0.19832 |  | 22.3695 | 2.8409 | 0.19832
LV Generation Non-Intermittent |  | -11.2308 | 0 | 0 |  | -9.0131 | -0.59057 | -0.022392 |  | -9.0131 | -0.59057 | -0.022392 |  | -7.4664 | -0.94822 | -0.066194 |  | -7.4664 | -0.94822 | -0.066194 |  | -9.0131 | -0.59057 | -0.022392 |  | -7.4664 | -0.94822 | -0.066194 |  | -7.4664 | -0.94822 | -0.066194 |  | -7.4664 | -0.94822 | -0.066194
LV Sub Generation Non-Intermittent |  | -11.2308 | 0 | 0 |  | -9.0131 | -0.59057 | -0.022392 |  | -9.0131 | -0.59057 | -0.022392 |  | -7.4664 | -0.94822 | -0.066194 |  | -7.4664 | -0.94822 | -0.066194 |  | -9.0131 | -0.59057 | -0.022392 |  | -7.4664 | -0.94822 | -0.066194 |  | -7.4664 | -0.94822 | -0.066194 |  | -7.4664 | -0.94822 | -0.066194
HV Generation Non-Intermittent |  | -11.2308 | 0 | 0 |  | -9.0131 | -0.59057 | -0.022392 |  | -9.0131 | -0.59057 | -0.022392 |  | -7.4664 | -0.94822 | -0.066194 |  | -7.4664 | -0.94822 | -0.066194 |  | -9.0131 | -0.59057 | -0.022392 |  | -7.4664 | -0.94822 | -0.066194 |  | -7.4664 | -0.94822 | -0.066194 |  | -7.4664 | -0.94822 | -0.066194
HV Sub Generation Non-Intermittent |  | -11.2308 | 0 | 0 |  | -9.0131 | -0.59057 | -0.022392 |  | -9.0131 | -0.59057 | -0.022392 |  | -7.4664 | -0.94822 | -0.066194 |  | -7.4664 | -0.94822 | -0.066194 |  | -9.0131 | -0.59057 | -0.022392 |  | -7.4664 | -0.94822 | -0.066194 |  | -7.4664 | -0.94822 | -0.066194 |  | -7.4664 | -0.94822 | -0.066194
2414. Unit rate 1 pseudo load coefficient by network level
Sum-product calculation =SUMPRODUCT(x1, x2)
Data sources:
x1 = 2413. Pseudo load coefficient by time band and network level
x2 = 2403. Split of rate 1 units between distribution time bands
| GSPs | 132kV | 132kV/EHV | EHV | EHV/HV | 132kV/HV | HV | HV/LV | LV circuits
Domestic Two Rate | 2.8159 | 2.6703 | 2.6703 | 2.5528 | 2.5528 | 2.6703 | 2.5528 | 2.5528 | 2.5528
Domestic Off Peak (related MPAN) | 0.28375 | 0.4362 | 0.4362 | 0.54292 | 0.54292 | 0.4362 | 0.54292 | 0.54292 | 0.54292
Small Non Domestic Two Rate | 2.0047 | 2.0443 | 2.0443 | 2.0471 | 2.0471 | 2.0443 | 2.0471 | 2.0471 | 2.0471
Small Non Domestic Off Peak (related MPAN) | 0.19043 | 0.28497 | 0.28497 | 0.36264 | 0.36264 | 0.28497 | 0.36264 | 0.36264 | 0.36264
LV Medium Non-Domestic | 1.9043 | 1.9379 | 1.9379 | 1.9357 | 1.9357 | 1.9379 | 1.9357 | 1.9357 | 1.9357
LV Sub Medium Non-Domestic | 1.5346 | 1.5617 | 1.5617 | 1.5599 | 1.5599 | 1.5617 | 1.5599 | 1.5599 | 1.5599
HV Medium Non-Domestic | 2.0719 | 2.1411 | 2.1411 | 2.1575 | 2.1575 | 2.1411 | 2.1575 | 2.1575 | 2.1575
LV HH Metered | 12.8901 | 10.3447 | 10.3447 | 8.5696 | 8.5696 | 10.3447 | 8.5696 | 8.5696 | 8.5696
LV Sub HH Metered | 12.4507 | 9.9921 | 9.9921 | 8.2775 | 8.2775 | 9.9921 | 8.2775 | 8.2775 | 8.2775
HV HH Metered | 11.6043 | 9.3129 | 9.3129 | 7.7148 | 7.7148 | 9.3129 | 7.7148 | 7.7148 | 7.7148
HV Sub HH Metered | 11.2308 | 9.0131 | 9.0131 | 7.4664 | 7.4664 | 9.0131 | 7.4664 | 7.4664 | 7.4664
LV UMS (Pseudo HH Metered) | 33.6474 | 27.0032 | 27.0032 | 22.3695 | 22.3695 | 27.0032 | 22.3695 | 22.3695 | 22.3695
LV Generation Non-Intermittent | -11.2308 | -9.0131 | -9.0131 | -7.4664 | -7.4664 | -9.0131 | -7.4664 | -7.4664 | -7.4664
LV Sub Generation Non-Intermittent | -11.2308 | -9.0131 | -9.0131 | -7.4664 | -7.4664 | -9.0131 | -7.4664 | -7.4664 | -7.4664
HV Generation Non-Intermittent | -11.2308 | -9.0131 | -9.0131 | -7.4664 | -7.4664 | -9.0131 | -7.4664 | -7.4664 | -7.4664
HV Sub Generation Non-Intermittent | -11.2308 | -9.0131 | -9.0131 | -7.4664 | -7.4664 | -9.0131 | -7.4664 | -7.4664 | -7.4664
2415. Unit rate 2 pseudo load coefficient by network level
Sum-product calculation =SUMPRODUCT(x1, x2)
Data sources:
x1 = 2413. Pseudo load coefficient by time band and network level
x2 = 2405. Split of rate 2 units between distribution time bands
| GSPs | 132kV | 132kV/EHV | EHV | EHV/HV | 132kV/HV | HV | HV/LV | LV circuits
Domestic Two Rate | 0 | 0.036628 | 0.036628 | 0.10828 | 0.10828 | 0.036628 | 0.10828 | 0.10828 | 0.10828
Small Non Domestic Two Rate | 0 | 0.031309 | 0.031309 | 0.092554 | 0.092554 | 0.031309 | 0.092554 | 0.092554 | 0.092554
LV Medium Non-Domestic | 0 | 0.027785 | 0.027785 | 0.082139 | 0.082139 | 0.027785 | 0.082139 | 0.082139 | 0.082139
LV Sub Medium Non-Domestic | 0 | 0.022392 | 0.022392 | 0.066194 | 0.066194 | 0.022392 | 0.066194 | 0.066194 | 0.066194
HV Medium Non-Domestic | 0 | 0.03077 | 0.03077 | 0.090962 | 0.090962 | 0.03077 | 0.090962 | 0.090962 | 0.090962
LV HH Metered | 0 | 0.67783 | 0.67783 | 1.0883 | 1.0883 | 0.67783 | 1.0883 | 1.0883 | 1.0883
LV Sub HH Metered | 0 | 0.65472 | 0.65472 | 1.0512 | 1.0512 | 0.65472 | 1.0512 | 1.0512 | 1.0512
HV HH Metered | 0 | 0.61021 | 0.61021 | 0.97977 | 0.97977 | 0.61021 | 0.97977 | 0.97977 | 0.97977
HV Sub HH Metered | 0 | 0.59057 | 0.59057 | 0.94822 | 0.94822 | 0.59057 | 0.94822 | 0.94822 | 0.94822
LV UMS (Pseudo HH Metered) | 0 | 1.7693 | 1.7693 | 2.8409 | 2.8409 | 1.7693 | 2.8409 | 2.8409 | 2.8409
LV Generation Non-Intermittent | 0 | -0.59057 | -0.59057 | -0.94822 | -0.94822 | -0.59057 | -0.94822 | -0.94822 | -0.94822
LV Sub Generation Non-Intermittent | 0 | -0.59057 | -0.59057 | -0.94822 | -0.94822 | -0.59057 | -0.94822 | -0.94822 | -0.94822
HV Generation Non-Intermittent | 0 | -0.59057 | -0.59057 | -0.94822 | -0.94822 | -0.59057 | -0.94822 | -0.94822 | -0.94822
HV Sub Generation Non-Intermittent | 0 | -0.59057 | -0.59057 | -0.94822 | -0.94822 | -0.59057 | -0.94822 | -0.94822 | -0.94822
2416. Unit rate 3 pseudo load coefficient by network level
Sum-product calculation =SUMPRODUCT(x1, x2)
Data sources:
x1 = 2413. Pseudo load coefficient by time band and network level
x2 = 2406. Split of rate 3 units between distribution time bands (default)
| GSPs | 132kV | 132kV/EHV | EHV | EHV/HV | 132kV/HV | HV | HV/LV | LV circuits
LV HH Metered | 0 | 0.0257 | 0.0257 | 0.075974 | 0.075974 | 0.0257 | 0.075974 | 0.075974 | 0.075974
LV Sub HH Metered | 0 | 0.024824 | 0.024824 | 0.073385 | 0.073385 | 0.024824 | 0.073385 | 0.073385 | 0.073385
HV HH Metered | 0 | 0.023136 | 0.023136 | 0.068396 | 0.068396 | 0.023136 | 0.068396 | 0.068396 | 0.068396
HV Sub HH Metered | 0 | 0.022392 | 0.022392 | 0.066194 | 0.066194 | 0.022392 | 0.066194 | 0.066194 | 0.066194
LV UMS (Pseudo HH Metered) | 0 | 0.067085 | 0.067085 | 0.19832 | 0.19832 | 0.067085 | 0.19832 | 0.19832 | 0.19832
LV Generation Non-Intermittent | 0 | -0.022392 | -0.022392 | -0.066194 | -0.066194 | -0.022392 | -0.066194 | -0.066194 | -0.066194
LV Sub Generation Non-Intermittent | 0 | -0.022392 | -0.022392 | -0.066194 | -0.066194 | -0.022392 | -0.066194 | -0.066194 | -0.066194
HV Generation Non-Intermittent | 0 | -0.022392 | -0.022392 | -0.066194 | -0.066194 | -0.022392 | -0.066194 | -0.066194 | -0.066194
HV Sub Generation Non-Intermittent | 0 | -0.022392 | -0.022392 | -0.066194 | -0.066194 | -0.022392 | -0.066194 | -0.066194 | -0.066194

## SMD
CDCM model 100: Forecast simultaneous maximum load |  | WPD East Midlands |  | 2012/13 |  | April Tariffs 2012/13
2501. Contributions of users on one-rate multi tariffs to system simultaneous maximum load by network level (kW)
Cell-by-cell calculation =(x1*x2)*x3/(24*x4)*1000
Data sources:
x1 = 2305. Rate 1 units (MWh) (in Equivalent volume for each end user)
x2 = 2414. Unit rate 1 pseudo load coefficient by network level
x3 = 2012. Loss adjustment factors between end user meter reading and each network level, scaled by network use
x4 = 1010. Days in the charging period (in Financial and general assumptions)
| GSPs | 132kV | 132kV/EHV | EHV | EHV/HV | 132kV/HV | HV | HV/LV | LV circuits
Domestic Off Peak (related MPAN) | 7151.4797 | 10978.3595 | 10139.3081 | 12579.9555 | 12305.973 | 802.1557 | 13073.0558 | 12881.0765 | 12240.4218
Small Non Domestic Off Peak (related MPAN) | 188.1983 | 281.2328 | 259.7388 | 329.4794 | 322.3036 | 20.5488 | 342.3941 | 337.366 | 320.5867
2502. Contributions of users on two-rate multi tariffs to system simultaneous maximum load by network level (kW)
Cell-by-cell calculation =(x1*x2+x3*x4)*x5/(24*x6)*1000
Data sources:
x1 = 2305. Rate 1 units (MWh) (in Equivalent volume for each end user)
x2 = 2414. Unit rate 1 pseudo load coefficient by network level
x3 = 2305. Rate 2 units (MWh) (in Equivalent volume for each end user)
x4 = 2415. Unit rate 2 pseudo load coefficient by network level
x5 = 2012. Loss adjustment factors between end user meter reading and each network level, scaled by network use
x6 = 1010. Days in the charging period (in Financial and general assumptions)
| GSPs | 132kV | 132kV/EHV | EHV | EHV/HV | 132kV/HV | HV | HV/LV | LV circuits
Domestic Two Rate | 1171541.9063 | 1117032.5151 | 1031660.2173 | 997142.2679 | 975425.217 | 81618.2097 | 1036227.5576 | 1021010.4345 | 970229.3448
Small Non Domestic Two Rate | 423381.6437 | 433281.1919 | 400166.4791 | 403305.3458 | 394521.6417 | 31658.5549 | 419113.8285 | 412959.0928 | 392420.113
LV Medium Non-Domestic | 178091.3706 | 181682.2193 | 167796.6535 | 168324.5493 | 164658.5601 | 13274.9739 | 174922.418 | 172353.6618 | 163781.4607
LV Sub Medium Non-Domestic | 0 | 0 | 0 | 0 | 0 | 0 | 0 | 0 | 0
HV Medium Non-Domestic | 6678.8949 | 6922.3387 | 6393.2798 | 6474.9895 | 6333.9688 | 505.7945 | 6728.7916 | 0 | 0
2503. Contributions of users on three-rate multi tariffs to system simultaneous maximum load by network level (kW)
Cell-by-cell calculation =(x1*x2+x3*x4+x5*x6)*x7/(24*x8)*1000
Data sources:
x1 = 2305. Rate 1 units (MWh) (in Equivalent volume for each end user)
x2 = 2414. Unit rate 1 pseudo load coefficient by network level
x3 = 2305. Rate 2 units (MWh) (in Equivalent volume for each end user)
x4 = 2415. Unit rate 2 pseudo load coefficient by network level
x5 = 2305. Rate 3 units (MWh) (in Equivalent volume for each end user)
x6 = 2416. Unit rate 3 pseudo load coefficient by network level
x7 = 2012. Loss adjustment factors between end user meter reading and each network level, scaled by network use
x8 = 1010. Days in the charging period (in Financial and general assumptions)
| GSPs | 132kV | 132kV/EHV | EHV | EHV/HV | 132kV/HV | HV | HV/LV | LV circuits
LV HH Metered | 530554.4502 | 539875.7721 | 498614.2739 | 499398.1272 | 488521.5904 | 39447.1006 | 518973.1879 | 511352.0058 | 485919.345
LV Sub HH Metered | 819.0507 | 831.8303 | 768.2554 | 767.989 | 751.2628 | 60.7793 | 798.0921 | 786.3721 | 0
HV HH Metered | 1119747.9368 | 1134910.6681 | 1048171.9831 | 1049996.0436 | 1027127.875 | 82924.5126 | 1091153.0589 | 0 | 0
HV Sub HH Metered | 0 | 0 | 0 | 0 | 0 | 0 | 0 | 0 | 0
LV UMS (Pseudo HH Metered) | 78426.424 | 72123.2448 | 66611.0265 | 64398.3682 | 62995.8175 | 5269.8288 | 66922.6107 | 65939.8444 | 62660.2528
LV Generation Non-Intermittent | -223.2346 | -219.5705 | -202.7892 | -199.1987 | -194.8603 | -16.0434 | -207.0067 | -203.9668 | 0
LV Sub Generation Non-Intermittent | 0 | 0 | 0 | 0 | 0 | 0 | 0 | 0 | 0
HV Generation Non-Intermittent | -73272.2917 | -71847.6757 | -66356.5185 | -65347.5275 | -63924.3047 | -5249.6938 | 0 | 0 | 0
HV Sub Generation Non-Intermittent | -9927.6292 | -9872.8429 | -9858.0765 | -9811.4228 | 0 | 0 | 0 | 0 | 0
2504. Estimated contributions of users on each tariff to system simultaneous maximum load by network level (kW)
Cell-by-cell calculation =x1*x2*x3/(24*x4)*1000
Data sources:
x1 = 2407. All units (MWh)
x2 = 2302. Load coefficient
x3 = 2012. Loss adjustment factors between end user meter reading and each network level, scaled by network use
x4 = 1010. Days in the charging period (in Financial and general assumptions)
| GSPs | 132kV | 132kV/EHV | EHV | EHV/HV | 132kV/HV | HV | HV/LV | LV circuits
Domestic Unrestricted | 1390398.0343 | 1388454.1984 | 1282337.7482 | 1278259.1469 | 1250419.5699 | 101450.1766 | 1328363.4607 | 1308856.2875 | 1243758.8642
Domestic Two Rate | 1171541.9063 | 1169904.0406 | 1080490.8904 | 1077054.2828 | 1053596.805 | 85481.3732 | 1119271.9081 | 1102835.269 | 1047984.5301
Domestic Off Peak (related MPAN) | 0 | 0 | 0 | 0 | 0 | 0 | 0 | 0 | 0
Small Non Domestic Unrestricted | 273172.9482 | 272791.0407 | 251942.2314 | 251140.9043 | 245671.2337 | 19932.0217 | 260984.951 | 257152.3564 | 244362.5979
Small Non Domestic Two Rate | 423381.6437 | 422789.7381 | 390476.8636 | 389234.9136 | 380757.6534 | 30891.9759 | 404491.8732 | 398551.8627 | 378729.4425
Small Non Domestic Off Peak (related MPAN) | 0 | 0 | 0 | 0 | 0 | 0 | 0 | 0 | 0
LV Medium Non-Domestic | 178091.3706 | 177842.3912 | 164250.2949 | 163727.8807 | 160162.0036 | 12994.4092 | 170145.5724 | 167646.9647 | 159308.8564
LV Sub Medium Non-Domestic | 0 | 0 | 0 | 0 | 0 | 0 | 0 | 0 | 0
HV Medium Non-Domestic | 6678.8949 | 6669.5575 | 6159.8182 | 6140.2262 | 6006.4965 | 487.3245 | 6380.9066 | 0 | 0
LV HH Metered | 530554.4502 | 529812.7124 | 489320.3113 | 487763.98 | 477140.8267 | 38711.823 | 506883.0135 | 499439.377 | 474599.2041
LV Sub HH Metered | 819.0507 | 817.9057 | 755.395 | 752.9923 | 736.5927 | 59.7619 | 782.5076 | 771.0164 | 0
HV HH Metered | 1119747.9368 | 1118182.4813 | 1032722.2942 | 1029437.6194 | 1007017.1987 | 81702.2342 | 1069788.7998 | 0 | 0
HV Sub HH Metered | 0 | 0 | 0 | 0 | 0 | 0 | 0 | 0 | 0
NHH UMS | 22681.9882 | 22650.2778 | 20919.1677 | 20852.6322 | 20398.4767 | 1654.9877 | 21669.9992 | 21351.7727 | 20289.8186
LV UMS (Pseudo HH Metered) | 78426.424 | 78316.7805 | 72331.204 | 72101.1475 | 70530.8357 | 5722.3718 | 74927.3182 | 73827.0018 | 70155.1337
LV Generation NHH | -72.714 | -72.6124 | -67.0628 | -66.8495 | -65.3935 | -5.3056 | -69.4698 | -68.4496 | 0
LV Sub Generation NHH | 0 | 0 | 0 | 0 | 0 | 0 | 0 | 0 | 0
LV Generation Intermittent | -93.2377 | -93.1074 | -85.9914 | -85.7179 | -83.851 | -6.8031 | -89.0778 | -87.7697 | 0
LV Generation Non-Intermittent | -180.2939 | -180.0419 | -166.2817 | -165.7528 | -162.1428 | -13.1551 | -172.2498 | -169.7203 | 0
LV Sub Generation Intermittent | 0 | 0 | 0 | 0 | 0 | 0 | 0 | 0 | 0
LV Sub Generation Non-Intermittent | 0 | 0 | 0 | 0 | 0 | 0 | 0 | 0 | 0
HV Generation Intermittent | -342.3271 | -341.8485 | -315.7218 | -314.7176 | -307.8632 | -24.9778 | 0 | 0 | 0
HV Generation Non-Intermittent | -68927.6379 | -68831.2741 | -63570.6537 | -63368.461 | -61988.3409 | -5029.2944 | 0 | 0 | 0
HV Sub Generation Non-Intermittent | -10157.8145 | -10143.6134 | -10128.442 | -10096.2275 | 0 | 0 | 0 | 0 | 0
HV Sub Generation Intermittent | -92.8087 | -92.679 | -92.5404 | -92.246 | 0 | 0 | 0 | 0 | 0
2505. Contributions of users on each tariff to system simultaneous maximum load by network level (kW)
Combine tables = x1 or x2 or x3 or x4
Data sources:
x1 = 2501. Contributions of users on one-rate multi tariffs to system simultaneous maximum load by network level (kW)
x2 = 2502. Contributions of users on two-rate multi tariffs to system simultaneous maximum load by network level (kW)
x3 = 2503. Contributions of users on three-rate multi tariffs to system simultaneous maximum load by network level (kW)
x4 = 2504. Estimated contributions of users on each tariff to system simultaneous maximum load by network level (kW)
| GSPs | 132kV | 132kV/EHV | EHV | EHV/HV | 132kV/HV | HV | HV/LV | LV circuits
Domestic Unrestricted | 1390398.0343 | 1388454.1984 | 1282337.7482 | 1278259.1469 | 1250419.5699 | 101450.1766 | 1328363.4607 | 1308856.2875 | 1243758.8642
Domestic Two Rate | 1171541.9063 | 1117032.5151 | 1031660.2173 | 997142.2679 | 975425.217 | 81618.2097 | 1036227.5576 | 1021010.4345 | 970229.3448
Domestic Off Peak (related MPAN) | 7151.4797 | 10978.3595 | 10139.3081 | 12579.9555 | 12305.973 | 802.1557 | 13073.0558 | 12881.0765 | 12240.4218
Small Non Domestic Unrestricted | 273172.9482 | 272791.0407 | 251942.2314 | 251140.9043 | 245671.2337 | 19932.0217 | 260984.951 | 257152.3564 | 244362.5979
Small Non Domestic Two Rate | 423381.6437 | 433281.1919 | 400166.4791 | 403305.3458 | 394521.6417 | 31658.5549 | 419113.8285 | 412959.0928 | 392420.113
Small Non Domestic Off Peak (related MPAN) | 188.1983 | 281.2328 | 259.7388 | 329.4794 | 322.3036 | 20.5488 | 342.3941 | 337.366 | 320.5867
LV Medium Non-Domestic | 178091.3706 | 181682.2193 | 167796.6535 | 168324.5493 | 164658.5601 | 13274.9739 | 174922.418 | 172353.6618 | 163781.4607
LV Sub Medium Non-Domestic | 0 | 0 | 0 | 0 | 0 | 0 | 0 | 0 | 0
HV Medium Non-Domestic | 6678.8949 | 6922.3387 | 6393.2798 | 6474.9895 | 6333.9688 | 505.7945 | 6728.7916 | 0 | 0
LV HH Metered | 530554.4502 | 539875.7721 | 498614.2739 | 499398.1272 | 488521.5904 | 39447.1006 | 518973.1879 | 511352.0058 | 485919.345
LV Sub HH Metered | 819.0507 | 831.8303 | 768.2554 | 767.989 | 751.2628 | 60.7793 | 798.0921 | 786.3721 | 0
HV HH Metered | 1119747.9368 | 1134910.6681 | 1048171.9831 | 1049996.0436 | 1027127.875 | 82924.5126 | 1091153.0589 | 0 | 0
HV Sub HH Metered | 0 | 0 | 0 | 0 | 0 | 0 | 0 | 0 | 0
NHH UMS | 22681.9882 | 22650.2778 | 20919.1677 | 20852.6322 | 20398.4767 | 1654.9877 | 21669.9992 | 21351.7727 | 20289.8186
LV UMS (Pseudo HH Metered) | 78426.424 | 72123.2448 | 66611.0265 | 64398.3682 | 62995.8175 | 5269.8288 | 66922.6107 | 65939.8444 | 62660.2528
LV Generation NHH | -72.714 | -72.6124 | -67.0628 | -66.8495 | -65.3935 | -5.3056 | -69.4698 | -68.4496 | 0
LV Sub Generation NHH | 0 | 0 | 0 | 0 | 0 | 0 | 0 | 0 | 0
LV Generation Intermittent | -93.2377 | -93.1074 | -85.9914 | -85.7179 | -83.851 | -6.8031 | -89.0778 | -87.7697 | 0
LV Generation Non-Intermittent | -223.2346 | -219.5705 | -202.7892 | -199.1987 | -194.8603 | -16.0434 | -207.0067 | -203.9668 | 0
LV Sub Generation Intermittent | 0 | 0 | 0 | 0 | 0 | 0 | 0 | 0 | 0
LV Sub Generation Non-Intermittent | 0 | 0 | 0 | 0 | 0 | 0 | 0 | 0 | 0
HV Generation Intermittent | -342.3271 | -341.8485 | -315.7218 | -314.7176 | -307.8632 | -24.9778 | 0 | 0 | 0
HV Generation Non-Intermittent | -73272.2917 | -71847.6757 | -66356.5185 | -65347.5275 | -63924.3047 | -5249.6938 | 0 | 0 | 0
HV Sub Generation Non-Intermittent | -9927.6292 | -9872.8429 | -9858.0765 | -9811.4228 | 0 | 0 | 0 | 0 | 0
HV Sub Generation Intermittent | -92.8087 | -92.679 | -92.5404 | -92.246 | 0 | 0 | 0 | 0 | 0
2506. Forecast system simultaneous maximum load (kW) from forecast units
Cell summation =SUM(x1)
Data sources:
x1 = 2505. Contributions of users on each tariff to system simultaneous maximum load by network level (kW)
| GSPs | 132kV | 132kV/EHV | EHV | EHV/HV | 132kV/HV | HV | HV/LV | LV circuits
Forecast system simultaneous maximum load (kW) from forecast units | 5118810.0828 | 5099274.5533 | 4708801.6623 | 4677052.1189 | 4584877.2174 | 373316.8212 | 4938907.8519 | 3784620.0844 | 3595982.8055

## AMD
CDCM model 100: Forecast aggregate maximum load |  | WPD East Midlands |  | 2012/13 |  | April Tariffs 2012/13
2601. Pre-processing of data for standing charge factors
Data sources:
x1 = Standing charges factors (in Pre-processing of data for standing charge factors)
x2 = 1018. Proportion of relevant load going through 132kV/HV direct transformation
x3 = Standing charges factors for 132kV/HV (in Pre-processing of data for standing charge factors)
Kind: | Fixed data | [7 empty] | Fixed data | Cell-by-cell calculation
Formula: | [9 empty] | =x1+0.2*x2*x3
Standing charges factor
| GSPs | 132kV | 132kV/EHV | EHV | EHV/HV | HV | HV/LV | LV circuits | Standing charges factors for 132kV/HV | Adjusted standing charges factors for 132kV
Domestic Unrestricted | 0% | 0% | 0% | 0% | 0% | 0% | 0% | 100% | 0 | 0
Domestic Two Rate | 0% | 0% | 0% | 0% | 0% | 0% | 0% | 100% | 0 | 0
Domestic Off Peak (related MPAN) | 0% | 0% | 0% | 0% | 0% | 0% | 0% | 100% | 0 | 0
Small Non Domestic Unrestricted | 0% | 0% | 0% | 0% | 0% | 0% | 0% | 100% | 0 | 0
Small Non Domestic Two Rate | 0% | 0% | 0% | 0% | 0% | 0% | 0% | 100% | 0 | 0
Small Non Domestic Off Peak (related MPAN) | 0% | 0% | 0% | 0% | 0% | 0% | 0% | 100% | 0 | 0
LV Medium Non-Domestic | 0% | 0% | 0% | 0% | 0% | 0% | 0% | 100% | 0 | 0
LV Sub Medium Non-Domestic | 0% | 0% | 0% | 0% | 0% | 0% | 100% | 0% | 0 | 0
HV Medium Non-Domestic | 0% | 0% | 0% | 20% | 100% | 100% | 0% | 0% | 1 | 0.015009
LV HH Metered | 0% | 0% | 0% | 0% | 0% | 20% | 100% | 100% | 0 | 0
LV Sub HH Metered | 0% | 0% | 0% | 0% | 0% | 100% | 100% | 0% | 0 | 0
HV HH Metered | 0% | 0% | 0% | 20% | 100% | 100% | 0% | 0% | 1 | 0.015009
HV Sub HH Metered | 0% | 0% | 0% | 100% | 100% | 0% | 0% | 0% | 0 | 0
NHH UMS | 0% | 0% | 0% | 0% | 0% | 0% | 0% | 0% | 0 | 0
LV UMS (Pseudo HH Metered) | 0% | 0% | 0% | 0% | 0% | 0% | 0% | 0% | 0 | 0
2602. Standing charges factors adapted to use 132kV/HV
Combine tables = x1 or x2 or x3
Data sources:
x1 = 2601. Standing charges factors for 132kV/HV (in Pre-processing of data for standing charge factors)
x2 = 2601. Adjusted standing charges factors for 132kV (in Pre-processing of data for standing charge factors)
x3 = 2601. Standing charges factors (in Pre-processing of data for standing charge factors)
| GSPs | 132kV | 132kV/EHV | EHV | EHV/HV | 132kV/HV | HV | HV/LV | LV circuits
Domestic Unrestricted | 0 | 0 | 0 | 0 | 0 | 0 | 0 | 0 | 1
Domestic Two Rate | 0 | 0 | 0 | 0 | 0 | 0 | 0 | 0 | 1
Domestic Off Peak (related MPAN) | 0 | 0 | 0 | 0 | 0 | 0 | 0 | 0 | 1
Small Non Domestic Unrestricted | 0 | 0 | 0 | 0 | 0 | 0 | 0 | 0 | 1
Small Non Domestic Two Rate | 0 | 0 | 0 | 0 | 0 | 0 | 0 | 0 | 1
Small Non Domestic Off Peak (related MPAN) | 0 | 0 | 0 | 0 | 0 | 0 | 0 | 0 | 1
LV Medium Non-Domestic | 0 | 0 | 0 | 0 | 0 | 0 | 0 | 0 | 1
LV Sub Medium Non-Domestic | 0 | 0 | 0 | 0 | 0 | 0 | 0 | 1 | 0
HV Medium Non-Domestic | 0 | 0.015009 | 0 | 0.2 | 1 | 1 | 1 | 0 | 0
LV HH Metered | 0 | 0 | 0 | 0 | 0 | 0 | 0.2 | 1 | 1
LV Sub HH Metered | 0 | 0 | 0 | 0 | 0 | 0 | 1 | 1 | 0
HV HH Metered | 0 | 0.015009 | 0 | 0.2 | 1 | 1 | 1 | 0 | 0
HV Sub HH Metered | 0 | 0 | 0 | 1 | 1 | 0 | 0 | 0 | 0
NHH UMS | 0 | 0 | 0 | 0 | 0 | 0 | 0 | 0 | 0
LV UMS (Pseudo HH Metered) | 0 | 0 | 0 | 0 | 0 | 0 | 0 | 0 | 0
2603. Capacity-based contributions to chargeable aggregate maximum load by network level (kW)
Cell-by-cell calculation =x1*x2*x3*x4
Data sources:
x1 = 2305. Import capacity (kVA) (in Equivalent volume for each end user)
x2 = 1010. Power factor for all flows in the network model (in Financial and general assumptions)
x3 = 2602. Standing charges factors adapted to use 132kV/HV
x4 = 2012. Loss adjustment factors between end user meter reading and each network level, scaled by network use
| GSPs | 132kV | 132kV/EHV | EHV | EHV/HV | 132kV/HV | HV | HV/LV | LV circuits
LV HH Metered | 0 | 0 | 0 | 0 | 0 | 0 | 305779.7209 | 1506446.5495 | 1431521.7547
LV Sub HH Metered | 0 | 0 | 0 | 0 | 0 | 0 | 8484.5973 | 8360 | 0
HV HH Metered | 0 | 38918.7641 | 0 | 477450.5891 | 2335260.2709 | 189466.4579 | 2480826.8277 | 0 | 0
HV Sub HH Metered | 0 | 0 | 0 | 0 | 0 | 0 | 0 | 0 | 0
2604. Unit-based contributions to chargeable aggregate maximum load (kW)
Cell-by-cell calculation =x1/x2*x3*x4/(24*x5)*1000
Data sources:
x1 = 2407. All units (MWh)
x2 = 1041. Load factor for each type of demand user (in Load profile data for demand users)
x3 = 2602. Standing charges factors adapted to use 132kV/HV
x4 = 2012. Loss adjustment factors between end user meter reading and each network level, scaled by network use
x5 = 1010. Days in the charging period (in Financial and general assumptions)
| GSPs | 132kV | 132kV/EHV | EHV | EHV/HV | 132kV/HV | HV | HV/LV | LV circuits
Domestic Unrestricted | 0 | 0 | 0 | 0 | 0 | 0 | 0 | 0 | 1438134.3562
Domestic Two Rate | 0 | 0 | 0 | 0 | 0 | 0 | 0 | 0 | 1249519.9515
Domestic Off Peak (related MPAN) | 0 | 0 | 0 | 0 | 0 | 0 | 0 | 0 | 224173.43
Small Non Domestic Unrestricted | 0 | 0 | 0 | 0 | 0 | 0 | 0 | 0 | 387071.7825
Small Non Domestic Two Rate | 0 | 0 | 0 | 0 | 0 | 0 | 0 | 0 | 517158.5684
Small Non Domestic Off Peak (related MPAN) | 0 | 0 | 0 | 0 | 0 | 0 | 0 | 0 | 3960.5494
LV Medium Non-Domestic | 0 | 0 | 0 | 0 | 0 | 0 | 0 | 0 | 220172.3936
LV Sub Medium Non-Domestic | 0 | 0 | 0 | 0 | 0 | 0 | 0 | 0 | 0
HV Medium Non-Domestic | 0 | 148.5647 | 0 | 1822.5736 | 8914.3963 | 723.2509 | 9470.068 | 0 | 0
LV HH Metered | 0 | 0 | 0 | 0 | 0 | 0 | 128580.6268 | 633462.0263 | 601956.0878
LV Sub HH Metered | 0 | 0 | 0 | 0 | 0 | 0 | 992.4905 | 977.9157 | 0
HV HH Metered | 0 | 20511.2964 | 0 | 251630.0496 | 1230748.6287 | 99854.2159 | 1307466.3473 | 0 | 0
HV Sub HH Metered | 0 | 0 | 0 | 0 | 0 | 0 | 0 | 0 | 0
NHH UMS | 0 | 0 | 0 | 0 | 0 | 0 | 0 | 0 | 0
LV UMS (Pseudo HH Metered) | 0 | 0 | 0 | 0 | 0 | 0 | 0 | 0 | 0
2605. Contributions to aggregate maximum load by network level (kW)
Combine tables = x1 or x2
Data sources:
x1 = 2603. Capacity-based contributions to chargeable aggregate maximum load by network level (kW)
x2 = 2604. Unit-based contributions to chargeable aggregate maximum load (kW)
| GSPs | 132kV | 132kV/EHV | EHV | EHV/HV | 132kV/HV | HV | HV/LV | LV circuits
Domestic Unrestricted | 0 | 0 | 0 | 0 | 0 | 0 | 0 | 0 | 1438134.3562
Domestic Two Rate | 0 | 0 | 0 | 0 | 0 | 0 | 0 | 0 | 1249519.9515
Small Non Domestic Unrestricted | 0 | 0 | 0 | 0 | 0 | 0 | 0 | 0 | 387071.7825
Small Non Domestic Two Rate | 0 | 0 | 0 | 0 | 0 | 0 | 0 | 0 | 517158.5684
LV Medium Non-Domestic | 0 | 0 | 0 | 0 | 0 | 0 | 0 | 0 | 220172.3936
LV Sub Medium Non-Domestic | 0 | 0 | 0 | 0 | 0 | 0 | 0 | 0 | 0
HV Medium Non-Domestic | 0 | 148.5647 | 0 | 1822.5736 | 8914.3963 | 723.2509 | 9470.068 | 0 | 0
LV HH Metered | 0 | 0 | 0 | 0 | 0 | 0 | 305779.7209 | 1506446.5495 | 1431521.7547
LV Sub HH Metered | 0 | 0 | 0 | 0 | 0 | 0 | 8484.5973 | 8360 | 0
HV HH Metered | 0 | 38918.7641 | 0 | 477450.5891 | 2335260.2709 | 189466.4579 | 2480826.8277 | 0 | 0
HV Sub HH Metered | 0 | 0 | 0 | 0 | 0 | 0 | 0 | 0 | 0
NHH UMS | 0 | 0 | 0 | 0 | 0 | 0 | 0 | 0 | 0
LV UMS (Pseudo HH Metered) | 0 | 0 | 0 | 0 | 0 | 0 | 0 | 0 | 0
2606. Forecast chargeable aggregate maximum load (kW)
Cell summation =SUM(x1)
Data sources:
x1 = 2605. Contributions to aggregate maximum load by network level (kW)
| GSPs | 132kV | 132kV/EHV | EHV | EHV/HV | 132kV/HV | HV | HV/LV | LV circuits
Forecast chargeable aggregate maximum load (kW) | 0 | 39067.3288 | 0 | 479273.1628 | 2344174.6672 | 190189.7088 | 2804561.214 | 1514806.5495 | 5243578.8068
2607. Forecast simultaneous load subject to standing charge factors (kW)
Cell-by-cell calculation =x1*x2
Data sources:
x1 = 2505. Contributions of users on each tariff to system simultaneous maximum load by network level (kW)
x2 = 2602. Standing charges factors adapted to use 132kV/HV
| GSPs | 132kV | 132kV/EHV | EHV | EHV/HV | 132kV/HV | HV | HV/LV | LV circuits
Domestic Unrestricted | 0 | 0 | 0 | 0 | 0 | 0 | 0 | 0 | 1243758.8642
Domestic Two Rate | 0 | 0 | 0 | 0 | 0 | 0 | 0 | 0 | 970229.3448
Domestic Off Peak (related MPAN) | 0 | 0 | 0 | 0 | 0 | 0 | 0 | 0 | 12240.4218
Small Non Domestic Unrestricted | 0 | 0 | 0 | 0 | 0 | 0 | 0 | 0 | 244362.5979
Small Non Domestic Two Rate | 0 | 0 | 0 | 0 | 0 | 0 | 0 | 0 | 392420.113
Small Non Domestic Off Peak (related MPAN) | 0 | 0 | 0 | 0 | 0 | 0 | 0 | 0 | 320.5867
LV Medium Non-Domestic | 0 | 0 | 0 | 0 | 0 | 0 | 0 | 0 | 163781.4607
LV Sub Medium Non-Domestic | 0 | 0 | 0 | 0 | 0 | 0 | 0 | 0 | 0
HV Medium Non-Domestic | 0 | 103.8965 | 0 | 1294.9979 | 6333.9688 | 505.7945 | 6728.7916 | 0 | 0
LV HH Metered | 0 | 0 | 0 | 0 | 0 | 0 | 103794.6376 | 511352.0058 | 485919.345
LV Sub HH Metered | 0 | 0 | 0 | 0 | 0 | 0 | 798.0921 | 786.3721 | 0
HV HH Metered | 0 | 17033.725 | 0 | 209999.2087 | 1027127.875 | 82924.5126 | 1091153.0589 | 0 | 0
HV Sub HH Metered | 0 | 0 | 0 | 0 | 0 | 0 | 0 | 0 | 0
NHH UMS | 0 | 0 | 0 | 0 | 0 | 0 | 0 | 0 | 0
LV UMS (Pseudo HH Metered) | 0 | 0 | 0 | 0 | 0 | 0 | 0 | 0 | 0
2608. Forecast simultaneous load replaced by standing charge (kW)
Cell summation =SUM(x1)
Data sources:
x1 = 2607. Forecast simultaneous load subject to standing charge factors (kW)
| GSPs | 132kV | 132kV/EHV | EHV | EHV/HV | 132kV/HV | HV | HV/LV | LV circuits
Forecast simultaneous load replaced by standing charge (kW) | 0 | 17137.6215 | 0 | 211294.2066 | 1033461.8438 | 83430.3071 | 1202474.5802 | 512138.3779 | 3513032.7341
2609. Calculated LV diversity allowance
Cell-by-cell calculation =x1/x2-1
Data sources:
x1 = 2606. Forecast chargeable aggregate maximum load (kW)
x2 = 2608. Forecast simultaneous load replaced by standing charge (kW)
LV circuits
Calculated LV diversity allowance | 49.26%
2610. Network level mapping for diversity allowances
| GSPs | 132kV | 132kV/EHV | EHV | EHV/HV | 132kV/HV | HV | HV/LV | LV circuits
GSPs | 100% | 0% | 0% | 0% | 0% | 0% | 0% | 0% | 0%
132kV | 0% | 100% | 0% | 0% | 0% | 0% | 0% | 0% | 0%
132kV/EHV | 0% | 0% | 100% | 0% | 0% | 100% | 0% | 0% | 0%
EHV | 0% | 0% | 0% | 100% | 0% | 0% | 0% | 0% | 0%
EHV/HV | 0% | 0% | 0% | 0% | 100% | 0% | 0% | 0% | 0%
HV | 0% | 0% | 0% | 0% | 0% | 0% | 100% | 0% | 0%
HV/LV | 0% | 0% | 0% | 0% | 0% | 0% | 0% | 100% | 0%
LV circuits | 0% | 0% | 0% | 0% | 0% | 0% | 0% | 0% | 100%
2611. Diversity allowances including 132kV/HV
Sum-product calculation =SUMPRODUCT(x1, x2)
Data sources:
x1 = 2104. Diversity allowance between level exit and GSP Group (in Diversity calculations)
x2 = 2610. Network level mapping for diversity allowances
Diversity allowances including 132kV/HV
GSPs | 2.471%
132kV | 7.084%
132kV/EHV | 7.084%
EHV | 15.55%
EHV/HV | 15.55%
132kV/HV | 7.084%
HV | 54.83%
HV/LV | 54.83%
LV circuits | 0%
2612. Diversity allowances (including calculated LV value)
Combine tables = x1 or x2
Data sources:
x1 = 2609. Calculated LV diversity allowance
x2 = 2611. Diversity allowances including 132kV/HV
| GSPs | 132kV | 132kV/EHV | EHV | EHV/HV | 132kV/HV | HV | HV/LV | LV circuits
Diversity allowances (including calculated LV value) | 2.471% | 7.084% | 7.084% | 15.55% | 15.55% | 7.084% | 54.83% | 54.83% | 49.26%
2613. Forecast simultaneous maximum load (kW) adjusted for standing charges
Cell-by-cell calculation =x1-x2+x3/(1+x4)
Data sources:
x1 = 2506. Forecast system simultaneous maximum load (kW) from forecast units
x2 = 2608. Forecast simultaneous load replaced by standing charge (kW)
x3 = 2606. Forecast chargeable aggregate maximum load (kW)
x4 = 2612. Diversity allowances (including calculated LV value)
| GSPs | 132kV | 132kV/EHV | EHV | EHV/HV | 132kV/HV | HV | HV/LV | LV circuits
Forecast simultaneous maximum load (kW) adjusted for standing charges | 5118810.0828 | 5118619.8245 | 4708801.6623 | 4880549.6651 | 5580204.7878 | 467494.5293 | 5547803.0898 | 4250843.2593 | 3595982.8055

## Otex
CDCM model 100: Other expenditure |  | WPD East Midlands |  | 2012/13 |  | April Tariffs 2012/13
2701. Operating expenditure coded by network level (£/year)
Combine tables = x1 or x2
Data sources:
x1 = 1055. Transmission exit charges (£/year)
x2 = Zero for levels other than transmission exit
| Transmission exit | Operating 132kV | Operating 132kV/EHV | Operating EHV | Operating EHV/HV | Operating 132kV/HV | Operating HV | Operating HV/LV | Operating LV circuits | Operating LV customer | Operating HV customer
Operating expenditure coded by network level (£/year) | 8441982 | 0 | 0 | 0 | 0 | 0 | 0 | 0 | 0 | 0 | 0
2702. Network model assets (£) scaled by load forecast
Cell-by-cell calculation =IF(x1,x2*x3/x1/1000,0)
Data sources:
x1 = 2108. GSP simultaneous maximum load assumed through each network level (MW)
x2 = 2613. Forecast simultaneous maximum load (kW) adjusted for standing charges
x3 = 1020. Gross asset cost by network level (£)
| Assets 132kV | Assets 132kV/EHV | Assets EHV | Assets EHV/HV | Assets 132kV/HV | Assets HV | Assets HV/LV | Assets LV circuits
Network model assets (£) scaled by load forecast | 1215568142.3339 | 337343559.256 | 352204847.865 | 764972356.9979 | 70375341.3618 | 1218860666.2581 | 666959858.1078 | 617201606.5737
2703. Annual consumption by tariff for unmetered users (MWh)
Copy cells = x1
Data sources:
x1 = 2407. All units (MWh)
Annual consumption by tariff for unmetered users (MWh)
NHH UMS | 89398.3116
LV UMS (Pseudo HH Metered) | 309108.2596
2704. Service model asset data
Data sources:
x1 = 2205. Service model assets by tariff (£)
x2 = 2305. MPANs (in Equivalent volume for each end user)
x3 = 2202. Asset £/(MWh/year) from LV service models
x4 = 2703. Annual consumption by tariff for unmetered users (MWh)
x5 = Service model assets (£) scaled by annual MWh (in Service model asset data)
x6 = Service model assets (£) scaled by user count (in Service model asset data)
x7 = Service model assets (£) scaled by annual MWh (in Service model asset data)
Kind: | Sum-product calculation |  | Sum-product calculation | Copy cells |  | Cell-by-cell calculation
Formula: | =SUMPRODUCT(x1, x2) |  | =SUMPRODUCT(x3, x4) | = x5 |  | =x6+x7
| Service model assets (£) scaled by user count |  |  | Service model assets (£) scaled by annual MWh |  | Service model assets (£)
| Assets LV customer | Assets HV customer | Service model assets (£) scaled by annual MWh | Assets LV customer | Assets HV customer | Assets LV customer | Assets HV customer
Service model asset data | 1306582497.0028 | 52935706.5343 | 113160881.1615 | 113160881.1615 |  | 1419743378.1643 | 52935706.5343
2705. Data for allocation of operating expenditure
Data sources:
x1 = 2702. Network model assets (£) scaled by load forecast
x2 = 2704. Service model assets (£) (in Service model asset data)
x3 = Model assets (£) scaled by demand forecast (in Data for allocation of operating expenditure)
Kind: | Combine tables | [10 empty] | Cell summation
Formula: | = x1 or x2 | [10 empty] | =SUM(x3)
Model assets (£) scaled by demand forecast
| GSPs | Assets 132kV | Assets 132kV/EHV | Assets EHV | Assets EHV/HV | Assets 132kV/HV | Assets HV | Assets HV/LV | Assets LV circuits | Assets LV customer | Assets HV customer | Denominator for allocation of operating expenditure
Data for allocation of operating expenditure |  | 1215568142.3339 | 337343559.256 | 352204847.865 | 764972356.9979 | 70375341.3618 | 1218860666.2581 | 666959858.1078 | 617201606.5737 | 1419743378.1643 | 52935706.5343 | 6716165463.4527
2706. Amount of expenditure to be allocated according to asset values (£/year)
Cell-by-cell calculation =x1+x2+x3*x4
Data sources:
x1 = 1059. Direct cost (£/year) (in Other expenditure)
x2 = 1059. Network rates (£/year) (in Other expenditure)
x3 = 1059. Indirect cost (£/year) (in Other expenditure)
x4 = 1059. Indirect cost proportion (in Other expenditure)
Amount of expenditure to be allocated according to asset values (£/year)
Other expenditure | 135253903.2456
2707. Total operating expenditure by network level (£/year)
Cell-by-cell calculation =x1+x2/x3*x4
Data sources:
x1 = 2701. Operating expenditure coded by network level (£/year)
x2 = 2706. Amount of expenditure to be allocated according to asset values (£/year)
x3 = 2705. Denominator for allocation of operating expenditure (in Data for allocation of operating expenditure)
x4 = 2705. Model assets (£) scaled by demand forecast (in Data for allocation of operating expenditure)
| Transmission exit | Operating 132kV | Operating 132kV/EHV | Operating EHV | Operating EHV/HV | Operating 132kV/HV | Operating HV | Operating HV/LV | Operating LV circuits | Operating LV customer | Operating HV customer
Total operating expenditure by network level (£/year) | 8441982 | 24479792.3467 | 6793613.6137 | 7092898.5706 | 15405441.9478 | 1417258.0564 | 24546099.0384 | 13431611.3276 | 12429551.7781 | 28591587.6476 | 1066048.9187
2708. Operating expenditure percentage by network level
Cell-by-cell calculation =IF(x1="","",IF(x1>0,x2/x1,0))
Data sources:
x1 = 2705. Model assets (£) scaled by demand forecast (in Data for allocation of operating expenditure)
x2 = 2707. Total operating expenditure by network level (£/year)
| Transmission exit | Operating 132kV | Operating 132kV/EHV | Operating EHV | Operating EHV/HV | Operating 132kV/HV | Operating HV | Operating HV/LV | Operating LV circuits | Operating LV customer | Operating HV customer
Operating expenditure percentage by network level |  | 2.014% | 2.014% | 2.014% | 2.014% | 2.014% | 2.014% | 2.014% | 2.014% | 2.014% | 2.014%
2709. Unit operating expenditure based on simultaneous maximum load (£/kW/year)
Cell-by-cell calculation =IF(x1>0,x2/x1,0)
Data sources:
x1 = 2613. Forecast simultaneous maximum load (kW) adjusted for standing charges
x2 = 2707. Total operating expenditure by network level (£/year)
| Transmission exit | Operating 132kV | Operating 132kV/EHV | Operating EHV | Operating EHV/HV | Operating 132kV/HV | Operating HV | Operating HV/LV | Operating LV circuits
Unit operating expenditure based on simultaneous maximum load (£/kW/year) | 1.6492 | 4.7825 | 1.4427 | 1.4533 | 2.7607 | 3.0316 | 4.4245 | 3.1598 | 3.4565
2710. Operating expenditure for customer assets p/MPAN/day
Data sources:
x1 = 1010. Days in the charging period (in Financial and general assumptions)
x2 = 2708. Operating expenditure percentage by network level
x3 = 2205. Service model assets by tariff (£)
x4 = Operating expenditure p/MPAN/day by level (in Operating expenditure for customer assets p/MPAN/day)
Kind: | Cell-by-cell calculation |  | Cell summation
Formula: | =100/x1*x2*x3 |  | =SUM(x4)
Operating expenditure p/MPAN/day by level
| Operating LV customer | Operating HV customer | Operating expenditure for customer assets p/MPAN/day total
Domestic Unrestricted | 2.6649 | 0 | 2.6649
Domestic Two Rate | 2.6649 | 0 | 2.6649
Domestic Off Peak (related MPAN) | 0 | 0 | 0
Small Non Domestic Unrestricted | 3.9466 | 0 | 3.9466
Small Non Domestic Two Rate | 3.9466 | 0 | 3.9466
Small Non Domestic Off Peak (related MPAN) | 0 | 0 | 0
LV Medium Non-Domestic | 9.3096 | 0 | 9.3096
LV Sub Medium Non-Domestic | 9.3096 | 0 | 9.3096
HV Medium Non-Domestic | 0 | 93.617 | 93.617
LV HH Metered | 9.3096 | 0 | 9.3096
LV Sub HH Metered | 9.3096 | 0 | 9.3096
HV HH Metered | 0 | 93.617 | 93.617
HV Sub HH Metered | 0 | 93.617 | 93.617
NHH UMS | 0 | 0 | 0
LV UMS (Pseudo HH Metered) | 0 | 0 | 0
LV Generation NHH | 0 | 0 | 0
LV Sub Generation NHH | 0 | 0 | 0
LV Generation Intermittent | 0 | 0 | 0
LV Generation Non-Intermittent | 0 | 0 | 0
LV Sub Generation Intermittent | 0 | 0 | 0
LV Sub Generation Non-Intermittent | 0 | 0 | 0
HV Generation Intermittent | 0 | 16.0725 | 16.0725
HV Generation Non-Intermittent | 0 | 16.0725 | 16.0725
HV Sub Generation Non-Intermittent | 0 | 16.0725 | 16.0725
HV Sub Generation Intermittent | 0 | 16.0725 | 16.0725
2711. Operating expenditure for unmetered customer assets (p/kWh)
Cell-by-cell calculation =0.1*x1*x2
Data sources:
x1 = 2708. Operating expenditure percentage by network level
x2 = 2202. Asset £/(MWh/year) from LV service models
Operating LV customer
NHH UMS | 0.57186
LV UMS (Pseudo HH Metered) | 0.57186

## Contrib
CDCM model 100: Customer contributions |  | WPD East Midlands |  | 2012/13 |  | April Tariffs 2012/13
This sheet calculates factors used to take account of the costs deemed to be covered by connection charges.
2801. Network level of supply (for customer contributions) by tariff
| LV network | LV substation | HV network | HV substation
Domestic Unrestricted | 100% | 0% | 0% | 0%
Domestic Two Rate | 100% | 0% | 0% | 0%
Domestic Off Peak (related MPAN) | 100% | 0% | 0% | 0%
Small Non Domestic Unrestricted | 100% | 0% | 0% | 0%
Small Non Domestic Two Rate | 100% | 0% | 0% | 0%
Small Non Domestic Off Peak (related MPAN) | 100% | 0% | 0% | 0%
LV Medium Non-Domestic | 100% | 0% | 0% | 0%
LV Sub Medium Non-Domestic | 0% | 100% | 0% | 0%
HV Medium Non-Domestic | 0% | 0% | 100% | 0%
LV HH Metered | 100% | 0% | 0% | 0%
LV Sub HH Metered | 0% | 100% | 0% | 0%
HV HH Metered | 0% | 0% | 100% | 0%
HV Sub HH Metered | 0% | 0% | 0% | 100%
NHH UMS | 100% | 0% | 0% | 0%
LV UMS (Pseudo HH Metered) | 100% | 0% | 0% | 0%
LV Generation NHH | 100% | 0% | 0% | 0%
LV Sub Generation NHH | 0% | 100% | 0% | 0%
LV Generation Intermittent | 100% | 0% | 0% | 0%
LV Generation Non-Intermittent | 100% | 0% | 0% | 0%
LV Sub Generation Intermittent | 0% | 100% | 0% | 0%
LV Sub Generation Non-Intermittent | 0% | 100% | 0% | 0%
HV Generation Intermittent | 0% | 0% | 100% | 0%
HV Generation Non-Intermittent | 0% | 0% | 100% | 0%
HV Sub Generation Non-Intermittent | 0% | 0% | 0% | 100%
HV Sub Generation Intermittent | 0% | 0% | 0% | 100%
2802. Contribution proportion by customer type and network level of assets (proportion of assets annuities deemed to be covered by customer contributions)
Cell-by-cell calculation =x1*(1-x2)
Data sources:
x1 = 1060. Customer contributions under current connection charging policy
x2 = 1010. Annuity proportion for customer-contributed assets (in Financial and general assumptions)
| LV network | LV substation | HV network | HV substation
Assets 132kV | 0% | 0% | 0% | 0%
Assets 132kV/EHV | 0% | 0% | 0% | 0%
Assets EHV | 0% | 0% | 6.542% | 6.542%
Assets EHV/HV | 0% | 0% | 35.16% | 35.16%
Assets 132kV/HV | 0% | 0% | 35.16% | 0%
Assets HV | 47.91% | 47.91% | 63.78% | 0%
Assets HV/LV | 70.89% | 70.89% | 0% | 0%
Assets LV circuits | 93.87% | 0% | 0% | 0%
2803. Contribution proportion by tariff and network level (proportion of assets annuities deemed to be covered by customer contributions)
Sum-product calculation =SUMPRODUCT(x1, x2)
Data sources:
x1 = 2801. Network level of supply (for customer contributions) by tariff
x2 = 2802. Contribution proportion by customer type and network level of assets (proportion of assets annuities deemed to be covered by customer contributions)
| Assets 132kV | Assets 132kV/EHV | Assets EHV | Assets EHV/HV | Assets 132kV/HV | Assets HV | Assets HV/LV | Assets LV circuits
Domestic Unrestricted | 0% | 0% | 0% | 0% | 0% | 47.91% | 70.89% | 93.87%
Domestic Two Rate | 0% | 0% | 0% | 0% | 0% | 47.91% | 70.89% | 93.87%
Domestic Off Peak (related MPAN) | 0% | 0% | 0% | 0% | 0% | 47.91% | 70.89% | 93.87%
Small Non Domestic Unrestricted | 0% | 0% | 0% | 0% | 0% | 47.91% | 70.89% | 93.87%
Small Non Domestic Two Rate | 0% | 0% | 0% | 0% | 0% | 47.91% | 70.89% | 93.87%
Small Non Domestic Off Peak (related MPAN) | 0% | 0% | 0% | 0% | 0% | 47.91% | 70.89% | 93.87%
LV Medium Non-Domestic | 0% | 0% | 0% | 0% | 0% | 47.91% | 70.89% | 93.87%
LV Sub Medium Non-Domestic | 0% | 0% | 0% | 0% | 0% | 47.91% | 70.89% | 0%
HV Medium Non-Domestic | 0% | 0% | 6.542% | 35.16% | 35.16% | 63.78% | 0% | 0%
LV HH Metered | 0% | 0% | 0% | 0% | 0% | 47.91% | 70.89% | 93.87%
LV Sub HH Metered | 0% | 0% | 0% | 0% | 0% | 47.91% | 70.89% | 0%
HV HH Metered | 0% | 0% | 6.542% | 35.16% | 35.16% | 63.78% | 0% | 0%
HV Sub HH Metered | 0% | 0% | 6.542% | 35.16% | 0% | 0% | 0% | 0%
NHH UMS | 0% | 0% | 0% | 0% | 0% | 47.91% | 70.89% | 93.87%
LV UMS (Pseudo HH Metered) | 0% | 0% | 0% | 0% | 0% | 47.91% | 70.89% | 93.87%
LV Generation NHH | 0% | 0% | 0% | 0% | 0% | 47.91% | 70.89% | 93.87%
LV Sub Generation NHH | 0% | 0% | 0% | 0% | 0% | 47.91% | 70.89% | 0%
LV Generation Intermittent | 0% | 0% | 0% | 0% | 0% | 47.91% | 70.89% | 93.87%
LV Generation Non-Intermittent | 0% | 0% | 0% | 0% | 0% | 47.91% | 70.89% | 93.87%
LV Sub Generation Intermittent | 0% | 0% | 0% | 0% | 0% | 47.91% | 70.89% | 0%
LV Sub Generation Non-Intermittent | 0% | 0% | 0% | 0% | 0% | 47.91% | 70.89% | 0%
HV Generation Intermittent | 0% | 0% | 6.542% | 35.16% | 35.16% | 63.78% | 0% | 0%
HV Generation Non-Intermittent | 0% | 0% | 6.542% | 35.16% | 35.16% | 63.78% | 0% | 0%
HV Sub Generation Non-Intermittent | 0% | 0% | 6.542% | 35.16% | 0% | 0% | 0% | 0%
HV Sub Generation Intermittent | 0% | 0% | 6.542% | 35.16% | 0% | 0% | 0% | 0%
2804. Proportion of annual charge covered by contributions (for all charging levels)
Combine tables = x1 or x2 or x3
Data sources:
x1 = Zero for operating expenditure
x2 = Zero for GSPs level
x3 = 2803. Contribution proportion by tariff and network level (proportion of assets annuities deemed to be covered by customer contributions)
| GSPs | Assets 132kV | Assets 132kV/EHV | Assets EHV | Assets EHV/HV | Assets 132kV/HV | Assets HV | Assets HV/LV | Assets LV circuits | Transmission exit | Operating 132kV | Operating 132kV/EHV | Operating EHV | Operating EHV/HV | Operating 132kV/HV | Operating HV | Operating HV/LV | Operating LV circuits
Domestic Unrestricted | 0% | 0% | 0% | 0% | 0% | 0% | 47.91% | 70.89% | 93.87% | 0% | 0% | 0% | 0% | 0% | 0% | 0% | 0% | 0%
Domestic Two Rate | 0% | 0% | 0% | 0% | 0% | 0% | 47.91% | 70.89% | 93.87% | 0% | 0% | 0% | 0% | 0% | 0% | 0% | 0% | 0%
Domestic Off Peak (related MPAN) | 0% | 0% | 0% | 0% | 0% | 0% | 47.91% | 70.89% | 93.87% | 0% | 0% | 0% | 0% | 0% | 0% | 0% | 0% | 0%
Small Non Domestic Unrestricted | 0% | 0% | 0% | 0% | 0% | 0% | 47.91% | 70.89% | 93.87% | 0% | 0% | 0% | 0% | 0% | 0% | 0% | 0% | 0%
Small Non Domestic Two Rate | 0% | 0% | 0% | 0% | 0% | 0% | 47.91% | 70.89% | 93.87% | 0% | 0% | 0% | 0% | 0% | 0% | 0% | 0% | 0%
Small Non Domestic Off Peak (related MPAN) | 0% | 0% | 0% | 0% | 0% | 0% | 47.91% | 70.89% | 93.87% | 0% | 0% | 0% | 0% | 0% | 0% | 0% | 0% | 0%
LV Medium Non-Domestic | 0% | 0% | 0% | 0% | 0% | 0% | 47.91% | 70.89% | 93.87% | 0% | 0% | 0% | 0% | 0% | 0% | 0% | 0% | 0%
LV Sub Medium Non-Domestic | 0% | 0% | 0% | 0% | 0% | 0% | 47.91% | 70.89% | 0% | 0% | 0% | 0% | 0% | 0% | 0% | 0% | 0% | 0%
HV Medium Non-Domestic | 0% | 0% | 0% | 6.542% | 35.16% | 35.16% | 63.78% | 0% | 0% | 0% | 0% | 0% | 0% | 0% | 0% | 0% | 0% | 0%
LV HH Metered | 0% | 0% | 0% | 0% | 0% | 0% | 47.91% | 70.89% | 93.87% | 0% | 0% | 0% | 0% | 0% | 0% | 0% | 0% | 0%
LV Sub HH Metered | 0% | 0% | 0% | 0% | 0% | 0% | 47.91% | 70.89% | 0% | 0% | 0% | 0% | 0% | 0% | 0% | 0% | 0% | 0%
HV HH Metered | 0% | 0% | 0% | 6.542% | 35.16% | 35.16% | 63.78% | 0% | 0% | 0% | 0% | 0% | 0% | 0% | 0% | 0% | 0% | 0%
HV Sub HH Metered | 0% | 0% | 0% | 6.542% | 35.16% | 0% | 0% | 0% | 0% | 0% | 0% | 0% | 0% | 0% | 0% | 0% | 0% | 0%
NHH UMS | 0% | 0% | 0% | 0% | 0% | 0% | 47.91% | 70.89% | 93.87% | 0% | 0% | 0% | 0% | 0% | 0% | 0% | 0% | 0%
LV UMS (Pseudo HH Metered) | 0% | 0% | 0% | 0% | 0% | 0% | 47.91% | 70.89% | 93.87% | 0% | 0% | 0% | 0% | 0% | 0% | 0% | 0% | 0%
LV Generation NHH | 0% | 0% | 0% | 0% | 0% | 0% | 47.91% | 70.89% | 93.87% | 0% | 0% | 0% | 0% | 0% | 0% | 0% | 0% | 0%
LV Sub Generation NHH | 0% | 0% | 0% | 0% | 0% | 0% | 47.91% | 70.89% | 0% | 0% | 0% | 0% | 0% | 0% | 0% | 0% | 0% | 0%
LV Generation Intermittent | 0% | 0% | 0% | 0% | 0% | 0% | 47.91% | 70.89% | 93.87% | 0% | 0% | 0% | 0% | 0% | 0% | 0% | 0% | 0%
LV Generation Non-Intermittent | 0% | 0% | 0% | 0% | 0% | 0% | 47.91% | 70.89% | 93.87% | 0% | 0% | 0% | 0% | 0% | 0% | 0% | 0% | 0%
LV Sub Generation Intermittent | 0% | 0% | 0% | 0% | 0% | 0% | 47.91% | 70.89% | 0% | 0% | 0% | 0% | 0% | 0% | 0% | 0% | 0% | 0%
LV Sub Generation Non-Intermittent | 0% | 0% | 0% | 0% | 0% | 0% | 47.91% | 70.89% | 0% | 0% | 0% | 0% | 0% | 0% | 0% | 0% | 0% | 0%
HV Generation Intermittent | 0% | 0% | 0% | 6.542% | 35.16% | 35.16% | 63.78% | 0% | 0% | 0% | 0% | 0% | 0% | 0% | 0% | 0% | 0% | 0%
HV Generation Non-Intermittent | 0% | 0% | 0% | 6.542% | 35.16% | 35.16% | 63.78% | 0% | 0% | 0% | 0% | 0% | 0% | 0% | 0% | 0% | 0% | 0%
HV Sub Generation Non-Intermittent | 0% | 0% | 0% | 6.542% | 35.16% | 0% | 0% | 0% | 0% | 0% | 0% | 0% | 0% | 0% | 0% | 0% | 0% | 0%
HV Sub Generation Intermittent | 0% | 0% | 0% | 6.542% | 35.16% | 0% | 0% | 0% | 0% | 0% | 0% | 0% | 0% | 0% | 0% | 0% | 0% | 0%

## Yard
CDCM model 100: Yardsticks |  | WPD East Midlands |  | 2012/13 |  | April Tariffs 2012/13
This sheet calculates average p/kWh and p/kW/day charges that would apply if no costs were recovered through capacity or fixed charges.
2901. Unit cost at each level, £/kW/year (relative to system simultaneous maximum load)
Combine tables = x1 or x2
Data sources:
x1 = 2109. Network model annuity by simultaneous maximum load for each network level (£/kW/year)
x2 = 2709. Unit operating expenditure based on simultaneous maximum load (£/kW/year)
| GSPs | Assets 132kV | Assets 132kV/EHV | Assets EHV | Assets EHV/HV | Assets 132kV/HV | Assets HV | Assets HV/LV | Assets LV circuits | Transmission exit | Operating 132kV | Operating 132kV/EHV | Operating EHV | Operating EHV/HV | Operating 132kV/HV | Operating HV | Operating HV/LV | Operating LV circuits
Unit cost at each level, £/kW/year (relative to system simultaneous maximum load) |  | 14.9947 | 4.5235 | 4.5566 | 8.6558 | 9.5051 | 13.8722 | 9.9068 | 10.8373 | 1.6492 | 4.7825 | 1.4427 | 1.4533 | 2.7607 | 3.0316 | 4.4245 | 3.1598 | 3.4565
2902. Pay-as-you-go yardstick unit costs by charging level (p/kWh)
Cell-by-cell calculation =x1*x2*x3*(1-x4)/(24*x5)*100
Data sources:
x1 = 2901. Unit cost at each level, £/kW/year (relative to system simultaneous maximum load)
x2 = 2302. Load coefficient
x3 = 2012. Loss adjustment factors between end user meter reading and each network level, scaled by network use
x4 = 2804. Proportion of annual charge covered by contributions (for all charging levels)
x5 = 1010. Days in the charging period (in Financial and general assumptions)
| GSPs | Assets 132kV | Assets 132kV/EHV | Assets EHV | Assets EHV/HV | Assets 132kV/HV | Assets HV | Assets HV/LV | Assets LV circuits | Transmission exit | Operating 132kV | Operating 132kV/EHV | Operating EHV | Operating EHV/HV | Operating 132kV/HV | Operating HV | Operating HV/LV | Operating LV circuits
Domestic Unrestricted | 0 | 0.40414 | 0.1126 | 0.11306 | 0.2101 | 0.018718 | 0.18631 | 0.073265 | 0.016035 | 0.044512 | 0.1289 | 0.035913 | 0.036061 | 0.06701 | 0.0059702 | 0.11409 | 0.08028 | 0.083452
Domestic Two Rate | 0 | 0.35865 | 0.099926 | 0.10034 | 0.18645 | 0.016612 | 0.16534 | 0.065018 | 0.01423 | 0.039502 | 0.11439 | 0.031871 | 0.032002 | 0.059468 | 0.0052982 | 0.10125 | 0.071244 | 0.074059
Domestic Off Peak (related MPAN) | 0 | 0 | 0 | 0 | 0 | 0 | 0 | 0 | 0 | 0 | 0 | 0 | 0 | 0 | 0 | 0 | 0 | 0
Small Non Domestic Unrestricted | 0 | 0.35466 | 0.098814 | 0.09922 | 0.18438 | 0.016427 | 0.1635 | 0.064295 | 0.014072 | 0.039062 | 0.11312 | 0.031516 | 0.031646 | 0.058806 | 0.0052392 | 0.10012 | 0.070451 | 0.073235
Small Non Domestic Two Rate | 0 | 0.289 | 0.08052 | 0.080851 | 0.15024 | 0.013386 | 0.13323 | 0.052392 | 0.011467 | 0.031831 | 0.092176 | 0.025682 | 0.025787 | 0.047919 | 0.0042693 | 0.081585 | 0.057408 | 0.059677
Small Non Domestic Off Peak (related MPAN) | 0 | 0 | 0 | 0 | 0 | 0 | 0 | 0 | 0 | 0 | 0 | 0 | 0 | 0 | 0 | 0 | 0 | 0
LV Medium Non-Domestic | 0 | 0.28677 | 0.079899 | 0.080227 | 0.14908 | 0.013282 | 0.13221 | 0.051988 | 0.011378 | 0.031585 | 0.091464 | 0.025483 | 0.025588 | 0.047549 | 0.0042363 | 0.080955 | 0.056965 | 0.059216
LV Sub Medium Non-Domestic | 0 | 0.27251 | 0.075925 | 0.076237 | 0.14167 | 0.012622 | 0.12563 | 0.049402 | 0 | 0.030014 | 0.086915 | 0.024216 | 0.024316 | 0.045185 | 0.0040256 | 0.076929 | 0.054132 | 0
HV Medium Non-Domestic | 0 | 0.285 | 0.079406 | 0.074516 | 0.096064 | 0.0085587 | 0.091356 | 0 | 0 | 0.03139 | 0.0909 | 0.025326 | 0.02543 | 0.047256 | 0.0042102 | 0.080455 | 0 | 0
LV HH Metered | 0 | 0.26721 | 0.074448 | 0.074754 | 0.13891 | 0.012376 | 0.12319 | 0.048441 | 0.010602 | 0.02943 | 0.085224 | 0.023745 | 0.023842 | 0.044305 | 0.0039473 | 0.075432 | 0.053079 | 0.055176
LV Sub HH Metered | 0 | 0.25392 | 0.070745 | 0.071036 | 0.132 | 0.011761 | 0.11706 | 0.046031 | 0 | 0.027966 | 0.080986 | 0.022564 | 0.022657 | 0.042102 | 0.003751 | 0.07168 | 0.050439 | 0
HV HH Metered | 0 | 0.20621 | 0.057453 | 0.053915 | 0.069506 | 0.0061926 | 0.0661 | 0 | 0 | 0.022712 | 0.06577 | 0.018324 | 0.0184 | 0.034192 | 0.0030462 | 0.058213 | 0 | 0
HV Sub HH Metered | 0 | 0.20262 | 0.061035 | 0.057276 | 0.073839 | 0 | 0 | 0 | 0 | 0.022317 | 0.064626 | 0.019467 | 0.019547 | 0.036323 | 0 | 0 | 0 | 0
NHH UMS | 0 | 0.37991 | 0.10585 | 0.10628 | 0.1975 | 0.017596 | 0.17515 | 0.068873 | 0.015074 | 0.041843 | 0.12117 | 0.03376 | 0.033899 | 0.062993 | 0.0056123 | 0.10725 | 0.075467 | 0.078449
LV UMS (Pseudo HH Metered) | 0 | 0.37991 | 0.10585 | 0.10628 | 0.1975 | 0.017596 | 0.17515 | 0.068873 | 0.015074 | 0.041843 | 0.12117 | 0.03376 | 0.033899 | 0.062993 | 0.0056123 | 0.10725 | 0.075467 | 0.078449
LV Generation NHH | 0 | -0.19109 | -0.05324 | -0.053458 | -0.09934 | -0.0088505 | -0.088094 | -0.034641 | 0 | -0.021046 | -0.060946 | -0.016981 | -0.01705 | -0.031684 | -0.0028228 | -0.053943 | -0.037958 | 0
LV Sub Generation NHH | 0 | -0.18158 | -0.050592 | -0.0508 | -0.094399 | -0.0084103 | -0.083713 | 0 | 0 | -0.019999 | -0.057915 | -0.016136 | -0.016202 | -0.030108 | -0.0026824 | -0.05126 | 0 | 0
LV Generation Intermittent | 0 | -0.19109 | -0.05324 | -0.053458 | -0.09934 | -0.0088505 | -0.088094 | -0.034641 | 0 | -0.021046 | -0.060946 | -0.016981 | -0.01705 | -0.031684 | -0.0028228 | -0.053943 | -0.037958 | 0
LV Generation Non-Intermittent | 0 | -0.19109 | -0.05324 | -0.053458 | -0.09934 | -0.0088505 | -0.088094 | -0.034641 | 0 | -0.021046 | -0.060946 | -0.016981 | -0.01705 | -0.031684 | -0.0028228 | -0.053943 | -0.037958 | 0
LV Sub Generation Intermittent | 0 | -0.18158 | -0.050592 | -0.0508 | -0.094399 | -0.0084103 | -0.083713 | 0 | 0 | -0.019999 | -0.057915 | -0.016136 | -0.016202 | -0.030108 | -0.0026824 | -0.05126 | 0 | 0
LV Sub Generation Non-Intermittent | 0 | -0.18158 | -0.050592 | -0.0508 | -0.094399 | -0.0084103 | -0.083713 | 0 | 0 | -0.019999 | -0.057915 | -0.016136 | -0.016202 | -0.030108 | -0.0026824 | -0.05126 | 0 | 0
HV Generation Intermittent | 0 | -0.17892 | -0.049849 | -0.046779 | -0.060307 | -0.0053729 | 0 | 0 | 0 | -0.019706 | -0.057064 | -0.015899 | -0.015964 | -0.029666 | -0.002643 | 0 | 0 | 0
HV Generation Non-Intermittent | 0 | -0.17892 | -0.049849 | -0.046779 | -0.060307 | -0.0053729 | 0 | 0 | 0 | -0.019706 | -0.057064 | -0.015899 | -0.015964 | -0.029666 | -0.002643 | 0 | 0 | 0
HV Sub Generation Non-Intermittent | 0 | -0.1758 | -0.052956 | -0.049695 | 0 | 0 | 0 | 0 | 0 | -0.019363 | -0.056072 | -0.01689 | -0.01696 | 0 | 0 | 0 | 0 | 0
HV Sub Generation Intermittent | 0 | -0.1758 | -0.052956 | -0.049695 | 0 | 0 | 0 | 0 | 0 | -0.019363 | -0.056072 | -0.01689 | -0.01696 | 0 | 0 | 0 | 0 | 0
2903. Pay-as-you-go unit rate 1 p/kWh
Data sources:
x1 = 2414. Unit rate 1 pseudo load coefficient by network level
x2 = 2901. Unit cost at each level, £/kW/year (relative to system simultaneous maximum load)
x3 = 2012. Loss adjustment factors between end user meter reading and each network level, scaled by network use
x4 = 2804. Proportion of annual charge covered by contributions (for all charging levels)
x5 = 1010. Days in the charging period (in Financial and general assumptions)
x6 = Contributions to pay-as-you-go unit rate 1 (p/kWh) (in Pay-as-you-go unit rate 1 p/kWh)
Kind: | Cell-by-cell calculation | [17 empty] | Cell summation
Formula: | =x1*x2*x3*(1-x4)*100/(24*x5) | [17 empty] | =SUM(x6)
Contributions to pay-as-you-go unit rate 1 (p/kWh)
| GSPs | Assets 132kV | Assets 132kV/EHV | Assets EHV | Assets EHV/HV | Assets 132kV/HV | Assets HV | Assets HV/LV | Assets LV circuits | Transmission exit | Operating 132kV | Operating 132kV/EHV | Operating EHV | Operating EHV/HV | Operating 132kV/HV | Operating HV | Operating HV/LV | Operating LV circuits | Pay-as-you-go unit rate 1 (p/kWh)
Domestic Two Rate | 0 | 0.51026 | 0.14217 | 0.13647 | 0.2536 | 0.023634 | 0.22489 | 0.088433 | 0.019355 | 0.059264 | 0.16275 | 0.045344 | 0.043526 | 0.080883 | 0.0075379 | 0.13771 | 0.0969 | 0.10073 | 2.1334
Domestic Off Peak (related MPAN) | 0 | 0.083351 | 0.023223 | 0.029024 | 0.053933 | 0.0038605 | 0.047828 | 0.018807 | 0.0041163 | 0.0059718 | 0.026584 | 0.0074068 | 0.009257 | 0.017202 | 0.0012313 | 0.029287 | 0.020608 | 0.021422 | 0.40311
Small Non Domestic Two Rate | 0 | 0.39063 | 0.10884 | 0.10943 | 0.20335 | 0.018093 | 0.18033 | 0.070913 | 0.015521 | 0.042192 | 0.12459 | 0.034713 | 0.034903 | 0.064859 | 0.0057707 | 0.11043 | 0.077703 | 0.080773 | 1.673
Small Non Domestic Off Peak (related MPAN) | 0 | 0.054454 | 0.015172 | 0.019386 | 0.036024 | 0.0025221 | 0.031946 | 0.012562 | 0.0027495 | 0.0040079 | 0.017368 | 0.0048389 | 0.0061831 | 0.01149 | 0.00080442 | 0.019562 | 0.013765 | 0.014309 | 0.26714
LV Medium Non-Domestic | 0 | 0.37031 | 0.10318 | 0.10348 | 0.19229 | 0.017152 | 0.17052 | 0.067054 | 0.014676 | 0.040078 | 0.11811 | 0.032907 | 0.033004 | 0.06133 | 0.0054705 | 0.10442 | 0.073474 | 0.076377 | 1.5838
LV Sub Medium Non-Domestic | 0 | 0.28358 | 0.079011 | 0.079243 | 0.14725 | 0.013135 | 0.13058 | 0.051349 | 0 | 0.030692 | 0.090448 | 0.0252 | 0.025274 | 0.046966 | 0.0041892 | 0.079961 | 0.056266 | 0 | 1.1432
HV Medium Non-Domestic | 0 | 0.38308 | 0.10673 | 0.10092 | 0.13011 | 0.011504 | 0.12373 | 0 | 0 | 0.040828 | 0.12218 | 0.034042 | 0.034443 | 0.064004 | 0.0056591 | 0.10897 | 0 | 0 | 1.2662
LV HH Metered | 0 | 1.9767 | 0.55075 | 0.45812 | 0.8513 | 0.091556 | 0.75493 | 0.29686 | 0.064974 | 0.27129 | 0.63047 | 0.17566 | 0.14611 | 0.27152 | 0.029201 | 0.46227 | 0.32529 | 0.33814 | 7.6952
LV Sub HH Metered | 0 | 1.8144 | 0.50552 | 0.42049 | 0.78139 | 0.084037 | 0.69293 | 0.27248 | 0 | 0.24901 | 0.57869 | 0.16123 | 0.13412 | 0.24922 | 0.026803 | 0.42431 | 0.29857 | 0 | 6.6932
HV HH Metered | 0 | 1.6662 | 0.46423 | 0.36089 | 0.46525 | 0.050037 | 0.44245 | 0 | 0 | 0.22867 | 0.53143 | 0.14807 | 0.12316 | 0.22887 | 0.024614 | 0.38966 | 0 | 0 | 5.1236
HV Sub HH Metered | 0 | 1.5845 | 0.4773 | 0.37105 | 0.47834 | 0 | 0 | 0 | 0 | 0.21746 | 0.50538 | 0.15223 | 0.12663 | 0.23531 | 0 | 0 | 0 | 0 | 4.1482
LV UMS (Pseudo HH Metered) | 0 | 5.1599 | 1.4376 | 1.1958 | 2.2222 | 0.23899 | 1.9706 | 0.77491 | 0.1696 | 0.70815 | 1.6457 | 0.45853 | 0.38141 | 0.70875 | 0.076225 | 1.2067 | 0.8491 | 0.88265 | 20.087
LV Generation Non-Intermittent | 0 | -1.7223 | -0.47985 | -0.39914 | -0.74171 | -0.07977 | -0.65775 | -0.25865 | 0 | -0.23637 | -0.54931 | -0.15305 | -0.12731 | -0.23657 | -0.025442 | -0.40277 | -0.28341 | 0 | -6.3534
LV Sub Generation Non-Intermittent | 0 | -1.6366 | -0.45599 | -0.37929 | -0.70482 | -0.075803 | -0.62504 | 0 | 0 | -0.22461 | -0.52199 | -0.14544 | -0.12097 | -0.2248 | -0.024177 | -0.38273 | 0 | 0 | -5.5223
HV Generation Non-Intermittent | 0 | -1.6126 | -0.44929 | -0.34927 | -0.45028 | -0.048426 | 0 | 0 | 0 | -0.22131 | -0.51433 | -0.1433 | -0.1192 | -0.2215 | -0.023822 | 0 | 0 | 0 | -4.1533
HV Sub Generation Non-Intermittent | 0 | -1.5845 | -0.4773 | -0.37105 | 0 | 0 | 0 | 0 | 0 | -0.21746 | -0.50538 | -0.15223 | -0.12663 | 0 | 0 | 0 | 0 | 0 | -3.4346
2904. Pay-as-you-go unit rate 2 p/kWh
Data sources:
x1 = 2415. Unit rate 2 pseudo load coefficient by network level
x2 = 2901. Unit cost at each level, £/kW/year (relative to system simultaneous maximum load)
x3 = 2012. Loss adjustment factors between end user meter reading and each network level, scaled by network use
x4 = 2804. Proportion of annual charge covered by contributions (for all charging levels)
x5 = 1010. Days in the charging period (in Financial and general assumptions)
x6 = Contributions to pay-as-you-go unit rate 2 (p/kWh) (in Pay-as-you-go unit rate 2 p/kWh)
Kind: | Cell-by-cell calculation | [17 empty] | Cell summation
Formula: | =x1*x2*x3*(1-x4)*100/(24*x5) | [17 empty] | =SUM(x6)
Contributions to pay-as-you-go unit rate 2 (p/kWh)
| GSPs | Assets 132kV | Assets 132kV/EHV | Assets EHV | Assets EHV/HV | Assets 132kV/HV | Assets HV | Assets HV/LV | Assets LV circuits | Transmission exit | Operating 132kV | Operating 132kV/EHV | Operating EHV | Operating EHV/HV | Operating 132kV/HV | Operating HV | Operating HV/LV | Operating LV circuits | Pay-as-you-go unit rate 2 (p/kWh)
Domestic Two Rate | 0 | 0.0069991 | 0.0019501 | 0.0057885 | 0.010756 | 0.00032418 | 0.0095388 | 0.0037509 | 0.00082096 | 0 | 0.0022323 | 0.00062196 | 0.0018462 | 0.0034307 | 0.00010339 | 0.005841 | 0.0041101 | 0.0042725 | 0.062387
Small Non Domestic Two Rate | 0 | 0.0059826 | 0.0016669 | 0.0049478 | 0.0091943 | 0.0002771 | 0.0081535 | 0.0032062 | 0.00070174 | 0 | 0.0019081 | 0.00053164 | 0.0015781 | 0.0029325 | 8.8379e-05 | 0.0049927 | 0.0035132 | 0.003652 | 0.053327
LV Medium Non-Domestic | 0 | 0.0053094 | 0.0014793 | 0.004391 | 0.0081597 | 0.00024592 | 0.007236 | 0.0028454 | 0.00062277 | 0 | 0.0016934 | 0.00047181 | 0.0014005 | 0.0026025 | 7.8434e-05 | 0.0044309 | 0.0031179 | 0.003241 | 0.047326
LV Sub Medium Non-Domestic | 0 | 0.0040659 | 0.0011328 | 0.0033626 | 0.0062486 | 0.00018832 | 0.0055413 | 0.002179 | 0 | 0 | 0.0012968 | 0.00036131 | 0.0010725 | 0.001993 | 6.0064e-05 | 0.0033931 | 0.0023876 | 0 | 0.033283
HV Medium Non-Domestic | 0 | 0.0055052 | 0.0015339 | 0.0042551 | 0.0054856 | 0.00016532 | 0.0052168 | 0 | 0 | 0 | 0.0017559 | 0.00048922 | 0.0014522 | 0.0026985 | 8.1327e-05 | 0.0045943 | 0 | 0 | 0.033233
LV HH Metered | 0 | 0.12952 | 0.036087 | 0.05818 | 0.10811 | 0.0059991 | 0.095875 | 0.037701 | 0.0082515 | 0 | 0.041311 | 0.01151 | 0.018556 | 0.034482 | 0.0019134 | 0.058708 | 0.041311 | 0.042943 | 0.73046
LV Sub HH Metered | 0 | 0.11889 | 0.033124 | 0.053402 | 0.099235 | 0.0055064 | 0.088001 | 0.034605 | 0 | 0 | 0.037918 | 0.010565 | 0.017032 | 0.03165 | 0.0017562 | 0.053886 | 0.037918 | 0 | 0.62348
HV HH Metered | 0 | 0.10918 | 0.030418 | 0.045833 | 0.059086 | 0.0032786 | 0.056191 | 0 | 0 | 0 | 0.034822 | 0.0097018 | 0.015641 | 0.029066 | 0.0016128 | 0.049486 | 0 | 0 | 0.44431
HV Sub HH Metered | 0 | 0.10382 | 0.031274 | 0.047122 | 0.060749 | 0 | 0 | 0 | 0 | 0 | 0.033115 | 0.0099748 | 0.016081 | 0.029883 | 0 | 0 | 0 | 0 | 0.33202
LV UMS (Pseudo HH Metered) | 0 | 0.3381 | 0.0942 | 0.15187 | 0.28221 | 0.01566 | 0.25027 | 0.098412 | 0.021539 | 0 | 0.10784 | 0.030045 | 0.048438 | 0.09001 | 0.0049946 | 0.15325 | 0.10783 | 0.1121 | 1.9068
LV Generation Non-Intermittent | 0 | -0.11285 | -0.031442 | -0.050691 | -0.094196 | -0.0052268 | -0.083533 | -0.032848 | 0 | 0 | -0.035993 | -0.010028 | -0.016168 | -0.030043 | -0.0016671 | -0.05115 | -0.035993 | 0 | -0.59183
LV Sub Generation Non-Intermittent | 0 | -0.10724 | -0.029878 | -0.048169 | -0.089511 | -0.0049669 | -0.079378 | 0 | 0 | 0 | -0.034203 | -0.0095295 | -0.015363 | -0.028549 | -0.0015842 | -0.048606 | 0 | 0 | -0.49698
HV Generation Non-Intermittent | 0 | -0.10566 | -0.029439 | -0.044357 | -0.057184 | -0.0031731 | 0 | 0 | 0 | 0 | -0.033701 | -0.0093895 | -0.015138 | -0.02813 | -0.0015609 | 0 | 0 | 0 | -0.32773
HV Sub Generation Non-Intermittent | 0 | -0.10382 | -0.031274 | -0.047122 | 0 | 0 | 0 | 0 | 0 | 0 | -0.033115 | -0.0099748 | -0.016081 | 0 | 0 | 0 | 0 | 0 | -0.24139
2905. Pay-as-you-go unit rate 3 p/kWh
Data sources:
x1 = 2416. Unit rate 3 pseudo load coefficient by network level
x2 = 2901. Unit cost at each level, £/kW/year (relative to system simultaneous maximum load)
x3 = 2012. Loss adjustment factors between end user meter reading and each network level, scaled by network use
x4 = 2804. Proportion of annual charge covered by contributions (for all charging levels)
x5 = 1010. Days in the charging period (in Financial and general assumptions)
x6 = Contributions to pay-as-you-go unit rate 3 (p/kWh) (in Pay-as-you-go unit rate 3 p/kWh)
Kind: | Cell-by-cell calculation | [17 empty] | Cell summation
Formula: | =x1*x2*x3*(1-x4)*100/(24*x5) | [17 empty] | =SUM(x6)
Contributions to pay-as-you-go unit rate 3 (p/kWh)
| GSPs | Assets 132kV | Assets 132kV/EHV | Assets EHV | Assets EHV/HV | Assets 132kV/HV | Assets HV | Assets HV/LV | Assets LV circuits | Transmission exit | Operating 132kV | Operating 132kV/EHV | Operating EHV | Operating EHV/HV | Operating 132kV/HV | Operating HV | Operating HV/LV | Operating LV circuits | Pay-as-you-go unit rate 3 (p/kWh)
LV HH Metered | 0 | 0.0049109 | 0.0013683 | 0.0040615 | 0.0075472 | 0.00022746 | 0.0066929 | 0.0026318 | 0.00057603 | 0 | 0.0015663 | 0.0004364 | 0.0012954 | 0.0024072 | 7.2547e-05 | 0.0040983 | 0.0028838 | 0.0029978 | 0.043774
LV Sub HH Metered | 0 | 0.0045076 | 0.0012559 | 0.0037279 | 0.0069274 | 0.00020878 | 0.0061432 | 0.0024157 | 0 | 0 | 0.0014377 | 0.00040056 | 0.001189 | 0.0022095 | 6.6589e-05 | 0.0037617 | 0.002647 | 0 | 0.036898
HV HH Metered | 0 | 0.0041395 | 0.0011533 | 0.0031995 | 0.0041247 | 0.00012431 | 0.0039226 | 0 | 0 | 0 | 0.0013203 | 0.00036785 | 0.0010919 | 0.002029 | 6.1151e-05 | 0.0034545 | 0 | 0 | 0.024989
HV Sub HH Metered | 0 | 0.0039365 | 0.0011858 | 0.0032895 | 0.0042408 | 0 | 0 | 0 | 0 | 0 | 0.0012555 | 0.0003782 | 0.0011226 | 0.0020861 | 0 | 0 | 0 | 0 | 0.017495
LV UMS (Pseudo HH Metered) | 0 | 0.012819 | 0.0035716 | 0.010602 | 0.019701 | 0.00059374 | 0.017471 | 0.00687 | 0.0015036 | 0 | 0.0040886 | 0.0011391 | 0.0033814 | 0.0062835 | 0.00018937 | 0.010698 | 0.0075278 | 0.0078252 | 0.11426
LV Generation Non-Intermittent | 0 | -0.0042787 | -0.0011921 | -0.0035386 | -0.0065757 | -0.00019818 | -0.0058313 | -0.002293 | 0 | 0 | -0.0013647 | -0.00038022 | -0.0011286 | -0.0020973 | -6.3208e-05 | -0.0035707 | -0.0025126 | 0 | -0.035025
LV Sub Generation Non-Intermittent | 0 | -0.0040659 | -0.0011328 | -0.0033626 | -0.0062486 | -0.00018832 | -0.0055413 | 0 | 0 | 0 | -0.0012968 | -0.00036131 | -0.0010725 | -0.001993 | -6.0064e-05 | -0.0033931 | 0 | 0 | -0.028716
HV Generation Non-Intermittent | 0 | -0.0040062 | -0.0011162 | -0.0030965 | -0.0039919 | -0.00012031 | 0 | 0 | 0 | 0 | -0.0012778 | -0.00035601 | -0.0010567 | -0.0019637 | -5.9182e-05 | 0 | 0 | 0 | -0.017045
HV Sub Generation Non-Intermittent | 0 | -0.0039365 | -0.0011858 | -0.0032895 | 0 | 0 | 0 | 0 | 0 | 0 | -0.0012555 | -0.0003782 | -0.0011226 | 0 | 0 | 0 | 0 | 0 | -0.011168

## Standing
CDCM model 100: Allocation to standing charges |  | WPD East Midlands |  | 2012/13 |  | April Tariffs 2012/13
This sheet reallocates some costs from unit charges to fixed or capacity charges, for demand users only.
3001. Costs based on aggregate maximum load (£/kW/year)
Cell-by-cell calculation =x1/(1+x2)
Data sources:
x1 = 2901. Unit cost at each level, £/kW/year (relative to system simultaneous maximum load)
x2 = 2612. Diversity allowances (including calculated LV value)
| GSPs | Assets 132kV | Assets 132kV/EHV | Assets EHV | Assets EHV/HV | Assets 132kV/HV | Assets HV | Assets HV/LV | Assets LV circuits | Transmission exit | Operating 132kV | Operating 132kV/EHV | Operating EHV | Operating EHV/HV | Operating 132kV/HV | Operating HV | Operating HV/LV | Operating LV circuits
Costs based on aggregate maximum load (£/kW/year) | 0 | 14.0027 | 4.2242 | 3.9435 | 7.4912 | 8.8763 | 8.9595 | 6.3985 | 7.2606 | 1.6094 | 4.4661 | 1.3473 | 1.2578 | 2.3893 | 2.8311 | 2.8576 | 2.0408 | 2.3158
3002. Capacity elements p/kVA/day
This calculation uses aggregate maximum load and no coincidence factor.
Cell-by-cell calculation =100*x1*x2*x3*x4/x5*(1-x6)
Data sources:
x1 = 2602. Standing charges factors adapted to use 132kV/HV
x2 = 2012. Loss adjustment factors between end user meter reading and each network level, scaled by network use
x3 = 3001. Costs based on aggregate maximum load (£/kW/year)
x4 = 1010. Power factor for all flows in the network model (in Financial and general assumptions)
x5 = 1010. Days in the charging period (in Financial and general assumptions)
x6 = 2804. Proportion of annual charge covered by contributions (for all charging levels)
| GSPs | Assets 132kV | Assets 132kV/EHV | Assets EHV | Assets EHV/HV | Assets 132kV/HV | Assets HV | Assets HV/LV | Assets LV circuits | Transmission exit | Operating 132kV | Operating 132kV/EHV | Operating EHV | Operating EHV/HV | Operating 132kV/HV | Operating HV | Operating HV/LV | Operating LV circuits
Domestic Unrestricted | 0 | 0 | 0 | 0 | 0 | 0 | 0 | 0 | 0.11582 | 0 | 0 | 0 | 0 | 0 | 0 | 0 | 0 | 0.60273
Domestic Two Rate | 0 | 0 | 0 | 0 | 0 | 0 | 0 | 0 | 0.11582 | 0 | 0 | 0 | 0 | 0 | 0 | 0 | 0 | 0.60273
Domestic Off Peak (related MPAN) | 0 | 0 | 0 | 0 | 0 | 0 | 0 | 0 | 0.11582 | 0 | 0 | 0 | 0 | 0 | 0 | 0 | 0 | 0.60273
Small Non Domestic Unrestricted | 0 | 0 | 0 | 0 | 0 | 0 | 0 | 0 | 0.11582 | 0 | 0 | 0 | 0 | 0 | 0 | 0 | 0 | 0.60273
Small Non Domestic Two Rate | 0 | 0 | 0 | 0 | 0 | 0 | 0 | 0 | 0.11582 | 0 | 0 | 0 | 0 | 0 | 0 | 0 | 0 | 0.60273
Small Non Domestic Off Peak (related MPAN) | 0 | 0 | 0 | 0 | 0 | 0 | 0 | 0 | 0.11582 | 0 | 0 | 0 | 0 | 0 | 0 | 0 | 0 | 0.60273
LV Medium Non-Domestic | 0 | 0 | 0 | 0 | 0 | 0 | 0 | 0 | 0.11582 | 0 | 0 | 0 | 0 | 0 | 0 | 0 | 0 | 0.60273
LV Sub Medium Non-Domestic | 0 | 0 | 0 | 0 | 0 | 0 | 0 | 0.48475 | 0 | 0 | 0 | 0 | 0 | 0 | 0 | 0 | 0.53116 | 0
HV Medium Non-Domestic | 0 | 0.057175 | 0 | 0.18461 | 1.19 | 0.1144 | 0.84454 | 0 | 0 | 0 | 0.018236 | 0 | 0.063004 | 0.58538 | 0.056275 | 0.74376 | 0 | 0
LV HH Metered | 0 | 0 | 0 | 0 | 0 | 0 | 0.25945 | 0.51012 | 0.11582 | 0 | 0 | 0 | 0 | 0 | 0 | 0.15887 | 0.55896 | 0.60273
LV Sub HH Metered | 0 | 0 | 0 | 0 | 0 | 0 | 1.2327 | 0.48475 | 0 | 0 | 0 | 0 | 0 | 0 | 0 | 0.75485 | 0.53116 | 0
HV HH Metered | 0 | 0.057175 | 0 | 0.18461 | 1.19 | 0.1144 | 0.84454 | 0 | 0 | 0 | 0.018236 | 0 | 0.063004 | 0.58538 | 0.056275 | 0.74376 | 0 | 0
HV Sub HH Metered | 0 | 0 | 0 | 0.98061 | 1.2642 | 0 | 0 | 0 | 0 | 0 | 0 | 0 | 0.33465 | 0.62187 | 0 | 0 | 0 | 0
NHH UMS | 0 | 0 | 0 | 0 | 0 | 0 | 0 | 0 | 0 | 0 | 0 | 0 | 0 | 0 | 0 | 0 | 0 | 0
LV UMS (Pseudo HH Metered) | 0 | 0 | 0 | 0 | 0 | 0 | 0 | 0 | 0 | 0 | 0 | 0 | 0 | 0 | 0 | 0 | 0 | 0
3003. Yardstick unit rate p/kWh (taking account of standing charges)
Data sources:
x1 = 2602. Standing charges factors adapted to use 132kV/HV
x2 = 2902. Pay-as-you-go yardstick unit costs by charging level (p/kWh)
x3 = Yardstick components p/kWh (taking account of standing charges) (in Yardstick unit rate p/kWh (taking account of standing charges))
Kind: | Cell-by-cell calculation | [17 empty] | Cell summation
Formula: | =(1-x1)*x2 | [17 empty] | =SUM(x3)
Yardstick components p/kWh (taking account of standing charges)
| GSPs | Assets 132kV | Assets 132kV/EHV | Assets EHV | Assets EHV/HV | Assets 132kV/HV | Assets HV | Assets HV/LV | Assets LV circuits | Transmission exit | Operating 132kV | Operating 132kV/EHV | Operating EHV | Operating EHV/HV | Operating 132kV/HV | Operating HV | Operating HV/LV | Operating LV circuits | Yardstick total p/kWh (taking account of standing charges)
Domestic Unrestricted | 0 | 0.40414 | 0.1126 | 0.11306 | 0.2101 | 0.018718 | 0.18631 | 0.073265 | 0 | 0.044512 | 0.1289 | 0.035913 | 0.036061 | 0.06701 | 0.0059702 | 0.11409 | 0.08028 | 0 | 1.6309
Domestic Two Rate | 0 | 0.35865 | 0.099926 | 0.10034 | 0.18645 | 0.016612 | 0.16534 | 0.065018 | 0 | 0.039502 | 0.11439 | 0.031871 | 0.032002 | 0.059468 | 0.0052982 | 0.10125 | 0.071244 | 0 | 1.4474
Domestic Off Peak (related MPAN) | 0 | 0 | 0 | 0 | 0 | 0 | 0 | 0 | 0 | 0 | 0 | 0 | 0 | 0 | 0 | 0 | 0 | 0 | 0
Small Non Domestic Unrestricted | 0 | 0.35466 | 0.098814 | 0.09922 | 0.18438 | 0.016427 | 0.1635 | 0.064295 | 0 | 0.039062 | 0.11312 | 0.031516 | 0.031646 | 0.058806 | 0.0052392 | 0.10012 | 0.070451 | 0 | 1.4313
Small Non Domestic Two Rate | 0 | 0.289 | 0.08052 | 0.080851 | 0.15024 | 0.013386 | 0.13323 | 0.052392 | 0 | 0.031831 | 0.092176 | 0.025682 | 0.025787 | 0.047919 | 0.0042693 | 0.081585 | 0.057408 | 0 | 1.1663
Small Non Domestic Off Peak (related MPAN) | 0 | 0 | 0 | 0 | 0 | 0 | 0 | 0 | 0 | 0 | 0 | 0 | 0 | 0 | 0 | 0 | 0 | 0 | 0
LV Medium Non-Domestic | 0 | 0.28677 | 0.079899 | 0.080227 | 0.14908 | 0.013282 | 0.13221 | 0.051988 | 0 | 0.031585 | 0.091464 | 0.025483 | 0.025588 | 0.047549 | 0.0042363 | 0.080955 | 0.056965 | 0 | 1.1573
LV Sub Medium Non-Domestic | 0 | 0.27251 | 0.075925 | 0.076237 | 0.14167 | 0.012622 | 0.12563 | 0 | 0 | 0.030014 | 0.086915 | 0.024216 | 0.024316 | 0.045185 | 0.0040256 | 0.076929 | 0 | 0 | 0.99619
HV Medium Non-Domestic | 0 | 0.28072 | 0.079406 | 0.059613 | 0 | 0 | 0 | 0 | 0 | 0.03139 | 0.089536 | 0.025326 | 0.020344 | 0 | 0 | 0 | 0 | 0 | 0.58634
LV HH Metered | 0 | 0.26721 | 0.074448 | 0.074754 | 0.13891 | 0.012376 | 0.098549 | 0 | 0 | 0.02943 | 0.085224 | 0.023745 | 0.023842 | 0.044305 | 0.0039473 | 0.060346 | 0 | 0 | 0.93708
LV Sub HH Metered | 0 | 0.25392 | 0.070745 | 0.071036 | 0.132 | 0.011761 | 0 | 0 | 0 | 0.027966 | 0.080986 | 0.022564 | 0.022657 | 0.042102 | 0.003751 | 0 | 0 | 0 | 0.73949
HV HH Metered | 0 | 0.20311 | 0.057453 | 0.043132 | 0 | 0 | 0 | 0 | 0 | 0.022712 | 0.064783 | 0.018324 | 0.01472 | 0 | 0 | 0 | 0 | 0 | 0.42424
HV Sub HH Metered | 0 | 0.20262 | 0.061035 | 0 | 0 | 0 | 0 | 0 | 0 | 0.022317 | 0.064626 | 0.019467 | 0 | 0 | 0 | 0 | 0 | 0 | 0.37007
NHH UMS | 0 | 0.37991 | 0.10585 | 0.10628 | 0.1975 | 0.017596 | 0.17515 | 0.068873 | 0.015074 | 0.041843 | 0.12117 | 0.03376 | 0.033899 | 0.062993 | 0.0056123 | 0.10725 | 0.075467 | 0.078449 | 1.6267
LV UMS (Pseudo HH Metered) | 0 | 0.37991 | 0.10585 | 0.10628 | 0.1975 | 0.017596 | 0.17515 | 0.068873 | 0.015074 | 0.041843 | 0.12117 | 0.03376 | 0.033899 | 0.062993 | 0.0056123 | 0.10725 | 0.075467 | 0.078449 | 1.6267
3004. Unit rate 1 (taking account of standing charges)
Data sources:
x1 = 2602. Standing charges factors adapted to use 132kV/HV
x2 = 2903. Contributions to pay-as-you-go unit rate 1 (p/kWh) (in Pay-as-you-go unit rate 1 p/kWh)
x3 = Contributions to unit rate 1 p/kWh by network level (taking account of standing charges) (in Unit rate 1 (taking account of standing charges))
Kind: | Cell-by-cell calculation | [17 empty] | Cell summation
Formula: | =(1-x1)*x2 | [17 empty] | =SUM(x3)
Contributions to unit rate 1 p/kWh by network level (taking account of standing charges)
| GSPs | Assets 132kV | Assets 132kV/EHV | Assets EHV | Assets EHV/HV | Assets 132kV/HV | Assets HV | Assets HV/LV | Assets LV circuits | Transmission exit | Operating 132kV | Operating 132kV/EHV | Operating EHV | Operating EHV/HV | Operating 132kV/HV | Operating HV | Operating HV/LV | Operating LV circuits | Unit rate 1 total p/kWh (taking account of standing charges)
Domestic Two Rate | 0 | 0.51026 | 0.14217 | 0.13647 | 0.2536 | 0.023634 | 0.22489 | 0.088433 | 0 | 0.059264 | 0.16275 | 0.045344 | 0.043526 | 0.080883 | 0.0075379 | 0.13771 | 0.0969 | 0 | 2.0134
Domestic Off Peak (related MPAN) | 0 | 0.083351 | 0.023223 | 0.029024 | 0.053933 | 0.0038605 | 0.047828 | 0.018807 | 0 | 0.0059718 | 0.026584 | 0.0074068 | 0.009257 | 0.017202 | 0.0012313 | 0.029287 | 0.020608 | 0 | 0.37757
Small Non Domestic Two Rate | 0 | 0.39063 | 0.10884 | 0.10943 | 0.20335 | 0.018093 | 0.18033 | 0.070913 | 0 | 0.042192 | 0.12459 | 0.034713 | 0.034903 | 0.064859 | 0.0057707 | 0.11043 | 0.077703 | 0 | 1.5768
Small Non Domestic Off Peak (related MPAN) | 0 | 0.054454 | 0.015172 | 0.019386 | 0.036024 | 0.0025221 | 0.031946 | 0.012562 | 0 | 0.0040079 | 0.017368 | 0.0048389 | 0.0061831 | 0.01149 | 0.00080442 | 0.019562 | 0.013765 | 0 | 0.25009
LV Medium Non-Domestic | 0 | 0.37031 | 0.10318 | 0.10348 | 0.19229 | 0.017152 | 0.17052 | 0.067054 | 0 | 0.040078 | 0.11811 | 0.032907 | 0.033004 | 0.06133 | 0.0054705 | 0.10442 | 0.073474 | 0 | 1.4928
LV Sub Medium Non-Domestic | 0 | 0.28358 | 0.079011 | 0.079243 | 0.14725 | 0.013135 | 0.13058 | 0 | 0 | 0.030692 | 0.090448 | 0.0252 | 0.025274 | 0.046966 | 0.0041892 | 0.079961 | 0 | 0 | 1.0355
HV Medium Non-Domestic | 0 | 0.37733 | 0.10673 | 0.08074 | 0 | 0 | 0 | 0 | 0 | 0.040828 | 0.12035 | 0.034042 | 0.027554 | 0 | 0 | 0 | 0 | 0 | 0.78758
LV HH Metered | 0 | 1.9767 | 0.55075 | 0.45812 | 0.8513 | 0.091556 | 0.60395 | 0 | 0 | 0.27129 | 0.63047 | 0.17566 | 0.14611 | 0.27152 | 0.029201 | 0.36982 | 0 | 0 | 6.4265
LV Sub HH Metered | 0 | 1.8144 | 0.50552 | 0.42049 | 0.78139 | 0.084037 | 0 | 0 | 0 | 0.24901 | 0.57869 | 0.16123 | 0.13412 | 0.24922 | 0.026803 | 0 | 0 | 0 | 5.0049
HV HH Metered | 0 | 1.6412 | 0.46423 | 0.28871 | 0 | 0 | 0 | 0 | 0 | 0.22867 | 0.52346 | 0.14807 | 0.09853 | 0 | 0 | 0 | 0 | 0 | 3.3929
HV Sub HH Metered | 0 | 1.5845 | 0.4773 | 0 | 0 | 0 | 0 | 0 | 0 | 0.21746 | 0.50538 | 0.15223 | 0 | 0 | 0 | 0 | 0 | 0 | 2.9369
LV UMS (Pseudo HH Metered) | 0 | 5.1599 | 1.4376 | 1.1958 | 2.2222 | 0.23899 | 1.9706 | 0.77491 | 0.1696 | 0.70815 | 1.6457 | 0.45853 | 0.38141 | 0.70875 | 0.076225 | 1.2067 | 0.8491 | 0.88265 | 20.087
3005. Unit rate 2 (taking account of standing charges)
Data sources:
x1 = 2602. Standing charges factors adapted to use 132kV/HV
x2 = 2904. Contributions to pay-as-you-go unit rate 2 (p/kWh) (in Pay-as-you-go unit rate 2 p/kWh)
x3 = Contributions to unit rate 2 p/kWh by network level (taking account of standing charges) (in Unit rate 2 (taking account of standing charges))
Kind: | Cell-by-cell calculation | [17 empty] | Cell summation
Formula: | =(1-x1)*x2 | [17 empty] | =SUM(x3)
Contributions to unit rate 2 p/kWh by network level (taking account of standing charges)
| GSPs | Assets 132kV | Assets 132kV/EHV | Assets EHV | Assets EHV/HV | Assets 132kV/HV | Assets HV | Assets HV/LV | Assets LV circuits | Transmission exit | Operating 132kV | Operating 132kV/EHV | Operating EHV | Operating EHV/HV | Operating 132kV/HV | Operating HV | Operating HV/LV | Operating LV circuits | Unit rate 2 total p/kWh (taking account of standing charges)
Domestic Two Rate | 0 | 0.0069991 | 0.0019501 | 0.0057885 | 0.010756 | 0.00032418 | 0.0095388 | 0.0037509 | 0 | 0 | 0.0022323 | 0.00062196 | 0.0018462 | 0.0034307 | 0.00010339 | 0.005841 | 0.0041101 | 0 | 0.057294
Small Non Domestic Two Rate | 0 | 0.0059826 | 0.0016669 | 0.0049478 | 0.0091943 | 0.0002771 | 0.0081535 | 0.0032062 | 0 | 0 | 0.0019081 | 0.00053164 | 0.0015781 | 0.0029325 | 8.8379e-05 | 0.0049927 | 0.0035132 | 0 | 0.048973
LV Medium Non-Domestic | 0 | 0.0053094 | 0.0014793 | 0.004391 | 0.0081597 | 0.00024592 | 0.007236 | 0.0028454 | 0 | 0 | 0.0016934 | 0.00047181 | 0.0014005 | 0.0026025 | 7.8434e-05 | 0.0044309 | 0.0031179 | 0 | 0.043462
LV Sub Medium Non-Domestic | 0 | 0.0040659 | 0.0011328 | 0.0033626 | 0.0062486 | 0.00018832 | 0.0055413 | 0 | 0 | 0 | 0.0012968 | 0.00036131 | 0.0010725 | 0.001993 | 6.0064e-05 | 0.0033931 | 0 | 0 | 0.028716
HV Medium Non-Domestic | 0 | 0.0054226 | 0.0015339 | 0.0034041 | 0 | 0 | 0 | 0 | 0 | 0 | 0.0017295 | 0.00048922 | 0.0011617 | 0 | 0 | 0 | 0 | 0 | 0.013741
LV HH Metered | 0 | 0.12952 | 0.036087 | 0.05818 | 0.10811 | 0.0059991 | 0.0767 | 0 | 0 | 0 | 0.041311 | 0.01151 | 0.018556 | 0.034482 | 0.0019134 | 0.046966 | 0 | 0 | 0.56934
LV Sub HH Metered | 0 | 0.11889 | 0.033124 | 0.053402 | 0.099235 | 0.0055064 | 0 | 0 | 0 | 0 | 0.037918 | 0.010565 | 0.017032 | 0.03165 | 0.0017562 | 0 | 0 | 0 | 0.40907
HV HH Metered | 0 | 0.10754 | 0.030418 | 0.036666 | 0 | 0 | 0 | 0 | 0 | 0 | 0.034299 | 0.0097018 | 0.012513 | 0 | 0 | 0 | 0 | 0 | 0.23114
HV Sub HH Metered | 0 | 0.10382 | 0.031274 | 0 | 0 | 0 | 0 | 0 | 0 | 0 | 0.033115 | 0.0099748 | 0 | 0 | 0 | 0 | 0 | 0 | 0.17819
LV UMS (Pseudo HH Metered) | 0 | 0.3381 | 0.0942 | 0.15187 | 0.28221 | 0.01566 | 0.25027 | 0.098412 | 0.021539 | 0 | 0.10784 | 0.030045 | 0.048438 | 0.09001 | 0.0049946 | 0.15325 | 0.10783 | 0.1121 | 1.9068
3006. Unit rate 3 (taking account of standing charges)
Data sources:
x1 = 2602. Standing charges factors adapted to use 132kV/HV
x2 = 2905. Contributions to pay-as-you-go unit rate 3 (p/kWh) (in Pay-as-you-go unit rate 3 p/kWh)
x3 = Contributions to unit rate 3 p/kWh by network level (taking account of standing charges) (in Unit rate 3 (taking account of standing charges))
Kind: | Cell-by-cell calculation | [17 empty] | Cell summation
Formula: | =(1-x1)*x2 | [17 empty] | =SUM(x3)
Contributions to unit rate 3 p/kWh by network level (taking account of standing charges)
| GSPs | Assets 132kV | Assets 132kV/EHV | Assets EHV | Assets EHV/HV | Assets 132kV/HV | Assets HV | Assets HV/LV | Assets LV circuits | Transmission exit | Operating 132kV | Operating 132kV/EHV | Operating EHV | Operating EHV/HV | Operating 132kV/HV | Operating HV | Operating HV/LV | Operating LV circuits | Unit rate 3 total p/kWh (taking account of standing charges)
LV HH Metered | 0 | 0.0049109 | 0.0013683 | 0.0040615 | 0.0075472 | 0.00022746 | 0.0053543 | 0 | 0 | 0 | 0.0015663 | 0.0004364 | 0.0012954 | 0.0024072 | 7.2547e-05 | 0.0032786 | 0 | 0 | 0.032526
LV Sub HH Metered | 0 | 0.0045076 | 0.0012559 | 0.0037279 | 0.0069274 | 0.00020878 | 0 | 0 | 0 | 0 | 0.0014377 | 0.00040056 | 0.001189 | 0.0022095 | 6.6589e-05 | 0 | 0 | 0 | 0.021931
HV HH Metered | 0 | 0.0040773 | 0.0011533 | 0.0025596 | 0 | 0 | 0 | 0 | 0 | 0 | 0.0013005 | 0.00036785 | 0.00087352 | 0 | 0 | 0 | 0 | 0 | 0.010332
HV Sub HH Metered | 0 | 0.0039365 | 0.0011858 | 0 | 0 | 0 | 0 | 0 | 0 | 0 | 0.0012555 | 0.0003782 | 0 | 0 | 0 | 0 | 0 | 0 | 0.0067561
LV UMS (Pseudo HH Metered) | 0 | 0.012819 | 0.0035716 | 0.010602 | 0.019701 | 0.00059374 | 0.017471 | 0.00687 | 0.0015036 | 0 | 0.0040886 | 0.0011391 | 0.0033814 | 0.0062835 | 0.00018937 | 0.010698 | 0.0075278 | 0.0078252 | 0.11426

## NHH
CDCM model 100: Standing charges as fixed charges |  | WPD East Midlands |  | 2012/13 |  | April Tariffs 2012/13
This sheet allocates standing charges to fixed charges for non half hourly settled demand users.
3101. Average maximum kVA/MPAN by end user class, for user classes without an agreed import capacity
Cell-by-cell calculation =IF(x1>0,x2/x1/x3/x4/(24*x5)*1000,0)
Data sources:
x1 = 2305. MPANs (in Equivalent volume for each end user)
x2 = 2407. All units (MWh)
x3 = 1010. Power factor for all flows in the network model (in Financial and general assumptions)
x4 = 1041. Load factor for each type of demand user (in Load profile data for demand users)
x5 = 1010. Days in the charging period (in Financial and general assumptions)
Average maximum kVA/MPAN
Domestic Unrestricted | 1.0699
Domestic Two Rate | 1.3388
Small Non Domestic Unrestricted | 4.4918
Small Non Domestic Two Rate | 6.7201
LV Medium Non-Domestic | 30.4333
LV Sub Medium Non-Domestic | 0
HV Medium Non-Domestic | 41.5354
3102. Capacity-driven fixed charge elements from standing charges factors p/MPAN/day
Cell-by-cell calculation =x1*x2
Data sources:
x1 = 3002. Capacity elements p/kVA/day
x2 = 3101. Average maximum kVA/MPAN by end user class, for user classes without an agreed import capacity
| GSPs | Assets 132kV | Assets 132kV/EHV | Assets EHV | Assets EHV/HV | Assets 132kV/HV | Assets HV | Assets HV/LV | Assets LV circuits | Transmission exit | Operating 132kV | Operating 132kV/EHV | Operating EHV | Operating EHV/HV | Operating 132kV/HV | Operating HV | Operating HV/LV | Operating LV circuits
Domestic Unrestricted | 0 | 0 | 0 | 0 | 0 | 0 | 0 | 0 | 0.12391 | 0 | 0 | 0 | 0 | 0 | 0 | 0 | 0 | 0.64483
Domestic Two Rate | 0 | 0 | 0 | 0 | 0 | 0 | 0 | 0 | 0.15505 | 0 | 0 | 0 | 0 | 0 | 0 | 0 | 0 | 0.80692
Small Non Domestic Unrestricted | 0 | 0 | 0 | 0 | 0 | 0 | 0 | 0 | 0.52022 | 0 | 0 | 0 | 0 | 0 | 0 | 0 | 0 | 2.7073
Small Non Domestic Two Rate | 0 | 0 | 0 | 0 | 0 | 0 | 0 | 0 | 0.77829 | 0 | 0 | 0 | 0 | 0 | 0 | 0 | 0 | 4.0504
LV Medium Non-Domestic | 0 | 0 | 0 | 0 | 0 | 0 | 0 | 0 | 3.5246 | 0 | 0 | 0 | 0 | 0 | 0 | 0 | 0 | 18.343
LV Sub Medium Non-Domestic | 0 | 0 | 0 | 0 | 0 | 0 | 0 | 0 | 0 | 0 | 0 | 0 | 0 | 0 | 0 | 0 | 0 | 0
HV Medium Non-Domestic | 0 | 2.3748 | 0 | 7.668 | 49.427 | 4.7516 | 35.0781 | 0 | 0 | 0 | 0.75743 | 0 | 2.6169 | 24.3141 | 2.3374 | 30.8925 | 0 | 0
3103. Capacity used by LV users without an agreed capacity
Data sources:
x1 = 2012. Loss adjustment factors between end user meter reading and each network level, scaled by network use
x2 = 2407. All units (MWh)
x3 = 1041. Load factor for each type of demand user (in Load profile data for demand users)
x4 = 1010. Days in the charging period (in Financial and general assumptions)
x5 = Zero for related MPANs
x6 = 2305. MPANs (in Equivalent volume for each end user)
Kind: | Copy cells | Cell-by-cell calculation | Combine tables
Formula: | = x1 | =x2/x3/(24*x4)*1000 | = x5 or x6
| Use of LV circuits by each tariff | Unit-based contributions to aggregate maximum load by network level (kW) | Relevant MPAN count
Domestic Unrestricted | 1 | 1438134.3562 | 1414982.6468
Domestic Two Rate | 1 | 1249519.9515 | 982448.9454
Small Non Domestic Unrestricted | 1 | 387071.7825 | 90708.7755
Small Non Domestic Two Rate | 1 | 517158.5684 | 81007.7425
3104. Aggregate data for LV users without agreed capacity for allocation of LV circuit costs
Data sources:
x1 = 3103. Use of LV circuits by each tariff (in Capacity used by LV users without an agreed capacity)
x2 = 3103. Unit-based contributions to aggregate maximum load by network level (kW) (in Capacity used by LV users without an agreed capacity)
x3 = 3103. Relevant MPAN count (in Capacity used by LV users without an agreed capacity)
x4 = Aggregate capacity of LV users without agreed capacity (kW) (in Aggregate data for LV users without agreed capacity for allocation of LV circuit costs)
x5 = Aggregate number of LV users without agreed capacity (in Aggregate data for LV users without agreed capacity for allocation of LV circuit costs)
x6 = 1010. Power factor for all flows in the network model (in Financial and general assumptions)
Kind: | Sum-product calculation | Sum-product calculation | Cell-by-cell calculation
Formula: | =SUMPRODUCT(x1, x2) | =SUMPRODUCT(x1, x3) | =x4/x5/x6
| Aggregate capacity of LV users without agreed capacity (kW) | Aggregate number of LV users without agreed capacity | Average maximum kVA of all LV users without agreed capacity
Aggregate data for LV users without agreed capacity for allocation of LV circuit costs | 3591884.6585 | 2569148.1102 | 1.4717
3105. LV fixed charge elements from standing charges factors p/MPAN/day
Cell-by-cell calculation =x1*x2
Data sources:
x1 = 3002. Capacity elements p/kVA/day
x2 = 3104. Average maximum kVA of all LV users without agreed capacity (in Aggregate data for LV users without agreed capacity for allocation of LV circuit costs)
| Assets LV circuits | Operating LV circuits
Domestic Unrestricted | 0.17044 | 0.88702
Domestic Two Rate | 0.17044 | 0.88702
Small Non Domestic Unrestricted | 0.17044 | 0.88702
Small Non Domestic Two Rate | 0.17044 | 0.88702
3106. Fixed charge elements from standing charges factors p/MPAN/day
Combine tables = x1 or x2 or x3
Data sources:
x1 = Zero for related MPANs at LV circuit levels
x2 = 3105. LV fixed charge elements from standing charges factors p/MPAN/day
x3 = 3102. Capacity-driven fixed charge elements from standing charges factors p/MPAN/day
| GSPs | Assets 132kV | Assets 132kV/EHV | Assets EHV | Assets EHV/HV | Assets 132kV/HV | Assets HV | Assets HV/LV | Assets LV circuits | Transmission exit | Operating 132kV | Operating 132kV/EHV | Operating EHV | Operating EHV/HV | Operating 132kV/HV | Operating HV | Operating HV/LV | Operating LV circuits
Domestic Unrestricted | 0 | 0 | 0 | 0 | 0 | 0 | 0 | 0 | 0.17044 | 0 | 0 | 0 | 0 | 0 | 0 | 0 | 0 | 0.88702
Domestic Two Rate | 0 | 0 | 0 | 0 | 0 | 0 | 0 | 0 | 0.17044 | 0 | 0 | 0 | 0 | 0 | 0 | 0 | 0 | 0.88702
Small Non Domestic Unrestricted | 0 | 0 | 0 | 0 | 0 | 0 | 0 | 0 | 0.17044 | 0 | 0 | 0 | 0 | 0 | 0 | 0 | 0 | 0.88702
Small Non Domestic Two Rate | 0 | 0 | 0 | 0 | 0 | 0 | 0 | 0 | 0.17044 | 0 | 0 | 0 | 0 | 0 | 0 | 0 | 0 | 0.88702
LV Medium Non-Domestic | 0 | 0 | 0 | 0 | 0 | 0 | 0 | 0 | 3.5246 | 0 | 0 | 0 | 0 | 0 | 0 | 0 | 0 | 18.343
LV Sub Medium Non-Domestic | 0 | 0 | 0 | 0 | 0 | 0 | 0 | 0 | 0 | 0 | 0 | 0 | 0 | 0 | 0 | 0 | 0 | 0
HV Medium Non-Domestic | 0 | 2.3748 | 0 | 7.668 | 49.427 | 4.7516 | 35.0781 | 0 | 0 | 0 | 0.75743 | 0 | 2.6169 | 24.3141 | 2.3374 | 30.8925 | 0 | 0

## Reactive
CDCM model 100: Reactive power unit charges |  | WPD East Midlands |  | 2012/13 |  | April Tariffs 2012/13
3201. Standard components p/kWh for reactive power (absolute value)
Cell-by-cell calculation =ABS(x1)
Data sources:
x1 = 3003. Yardstick components p/kWh (taking account of standing charges) (in Yardstick unit rate p/kWh (taking account of standing charges))
| GSPs | Assets 132kV | Assets 132kV/EHV | Assets EHV | Assets EHV/HV | Assets 132kV/HV | Assets HV | Assets HV/LV | Assets LV circuits | Transmission exit | Operating 132kV | Operating 132kV/EHV | Operating EHV | Operating EHV/HV | Operating 132kV/HV | Operating HV | Operating HV/LV | Operating LV circuits
LV HH Metered | 0 | 0.26721 | 0.074448 | 0.074754 | 0.13891 | 0.012376 | 0.098549 | 0 | 0 | 0.02943 | 0.085224 | 0.023745 | 0.023842 | 0.044305 | 0.0039473 | 0.060346 | 0 | 0
LV Sub HH Metered | 0 | 0.25392 | 0.070745 | 0.071036 | 0.132 | 0.011761 | 0 | 0 | 0 | 0.027966 | 0.080986 | 0.022564 | 0.022657 | 0.042102 | 0.003751 | 0 | 0 | 0
HV HH Metered | 0 | 0.20311 | 0.057453 | 0.043132 | 0 | 0 | 0 | 0 | 0 | 0.022712 | 0.064783 | 0.018324 | 0.01472 | 0 | 0 | 0 | 0 | 0
HV Sub HH Metered | 0 | 0.20262 | 0.061035 | 0 | 0 | 0 | 0 | 0 | 0 | 0.022317 | 0.064626 | 0.019467 | 0 | 0 | 0 | 0 | 0 | 0
3202. Standard reactive p/kVArh
Cell-by-cell calculation =x1*x2*x3
Data sources:
x1 = 3201. Standard components p/kWh for reactive power (absolute value)
x2 = 1092. Average kVAr by kVA, by network level
x3 = 1010. Power factor for all flows in the network model (in Financial and general assumptions)
| GSPs | Assets 132kV | Assets 132kV/EHV | Assets EHV | Assets EHV/HV | Assets 132kV/HV | Assets HV | Assets HV/LV | Assets LV circuits | Transmission exit | Operating 132kV | Operating 132kV/EHV | Operating EHV | Operating EHV/HV | Operating 132kV/HV | Operating HV | Operating HV/LV | Operating LV circuits
LV HH Metered | 0 | 0.073782 | 0.020557 | 0.020641 | 0.038357 | 0.0034173 | 0.027212 | 0 | 0 | 0.0081263 | 0.023532 | 0.0065565 | 0.0065835 | 0.012234 | 0.0010899 | 0.016663 | 0 | 0
LV Sub HH Metered | 0 | 0.070112 | 0.019534 | 0.019615 | 0.036449 | 0.0032474 | 0 | 0 | 0 | 0.0077222 | 0.022362 | 0.0062304 | 0.006256 | 0.011625 | 0.0010357 | 0 | 0 | 0
HV HH Metered | 0 | 0.056085 | 0.015864 | 0.01191 | 0 | 0 | 0 | 0 | 0 | 0.0062713 | 0.017888 | 0.0050598 | 0.0040645 | 0 | 0 | 0 | 0 | 0
HV Sub HH Metered | 0 | 0.055949 | 0.016853 | 0 | 0 | 0 | 0 | 0 | 0 | 0.0061622 | 0.017845 | 0.0053752 | 0 | 0 | 0 | 0 | 0 | 0
3203. Network use factors for generator reactive unit charges
These factors differ from the network use factors for active power charges/credits in the case of generators,
who do not qualify for active power credits at the voltage of connection but are charged reactive unit charges for costs caused at that voltage.
| GSPs | 132kV | 132kV/EHV | EHV | EHV/HV | 132kV/HV | HV | HV/LV | LV circuits
LV Generation Intermittent | 1 | 1 | 1 | 1 | 1 | 1 | 1 | 1 | 1
LV Generation Non-Intermittent | 1 | 1 | 1 | 1 | 1 | 1 | 1 | 1 | 1
LV Sub Generation Intermittent | 1 | 1 | 1 | 1 | 1 | 1 | 1 | 1 | 0
LV Sub Generation Non-Intermittent | 1 | 1 | 1 | 1 | 1 | 1 | 1 | 1 | 0
HV Generation Intermittent | 1 | 1 | 1 | 1 | 1 | 1 | 1 | 0 | 0
HV Generation Non-Intermittent | 1 | 1 | 1 | 1 | 1 | 1 | 1 | 0 | 0
HV Sub Generation Non-Intermittent | 1 | 1 | 1 | 1 | 0 | 1 | 0 | 0 | 0
HV Sub Generation Intermittent | 1 | 1 | 1 | 1 | 0 | 1 | 0 | 0 | 0
3204. Absolute value of load coefficient (kW peak / average kW)
Cell-by-cell calculation =ABS(x1)
Data sources:
x1 = 2302. Load coefficient
Absolute load coefficient
LV Generation Intermittent | 1
LV Generation Non-Intermittent | 1
LV Sub Generation Intermittent | 1
LV Sub Generation Non-Intermittent | 1
HV Generation Intermittent | 1
HV Generation Non-Intermittent | 1
HV Sub Generation Non-Intermittent | 1
HV Sub Generation Intermittent | 1
3205. Pay-as-you-go components p/kWh for reactive power (absolute value)
Cell-by-cell calculation =x1*x2*x3/x4*(1-x5)*x6/(24*x7)*100
Data sources:
x1 = 2901. Unit cost at each level, £/kW/year (relative to system simultaneous maximum load)
x2 = 3204. Absolute value of load coefficient (kW peak / average kW)
x3 = 2001. Loss adjustment factor to transmission (in Loss adjustment factors to transmission)
x4 = 2004. Loss adjustment factor to transmission for each network level
x5 = 2804. Proportion of annual charge covered by contributions (for all charging levels)
x6 = 3203. Network use factors for generator reactive unit charges
x7 = 1010. Days in the charging period (in Financial and general assumptions)
| GSPs | Assets 132kV | Assets 132kV/EHV | Assets EHV | Assets EHV/HV | Assets 132kV/HV | Assets HV | Assets HV/LV | Assets LV circuits | Transmission exit | Operating 132kV | Operating 132kV/EHV | Operating EHV | Operating EHV/HV | Operating 132kV/HV | Operating HV | Operating HV/LV | Operating LV circuits
LV Generation Intermittent | 0 | 0.19109 | 0.057559 | 0.057796 | 0.1074 | 0.11794 | 0.088094 | 0.034641 | 0.0075819 | 0.021046 | 0.060946 | 0.018358 | 0.018434 | 0.034255 | 0.037616 | 0.053943 | 0.037958 | 0.039458
LV Generation Non-Intermittent | 0 | 0.19109 | 0.057559 | 0.057796 | 0.1074 | 0.11794 | 0.088094 | 0.034641 | 0.0075819 | 0.021046 | 0.060946 | 0.018358 | 0.018434 | 0.034255 | 0.037616 | 0.053943 | 0.037958 | 0.039458
LV Sub Generation Intermittent | 0 | 0.18158 | 0.054696 | 0.054921 | 0.10206 | 0.11207 | 0.083713 | 0.032918 | 0 | 0.019999 | 0.057915 | 0.017445 | 0.017517 | 0.032551 | 0.035745 | 0.05126 | 0.03607 | 0
LV Sub Generation Non-Intermittent | 0 | 0.18158 | 0.054696 | 0.054921 | 0.10206 | 0.11207 | 0.083713 | 0.032918 | 0 | 0.019999 | 0.057915 | 0.017445 | 0.017517 | 0.032551 | 0.035745 | 0.05126 | 0.03607 | 0
HV Generation Intermittent | 0 | 0.17892 | 0.053893 | 0.050574 | 0.065199 | 0.071597 | 0.057351 | 0 | 0 | 0.019706 | 0.057064 | 0.017189 | 0.01726 | 0.032073 | 0.03522 | 0.050508 | 0 | 0
HV Generation Non-Intermittent | 0 | 0.17892 | 0.053893 | 0.050574 | 0.065199 | 0.071597 | 0.057351 | 0 | 0 | 0.019706 | 0.057064 | 0.017189 | 0.01726 | 0.032073 | 0.03522 | 0.050508 | 0 | 0
HV Sub Generation Non-Intermittent | 0 | 0.1758 | 0.052956 | 0.049695 | 0 | 0.10851 | 0 | 0 | 0 | 0.019363 | 0.056072 | 0.01689 | 0.01696 | 0 | 0.034607 | 0 | 0 | 0
HV Sub Generation Intermittent | 0 | 0.1758 | 0.052956 | 0.049695 | 0 | 0.10851 | 0 | 0 | 0 | 0.019363 | 0.056072 | 0.01689 | 0.01696 | 0 | 0.034607 | 0 | 0 | 0
3206. Pay-as-you-go reactive p/kVArh
Cell-by-cell calculation =x1*x2*x3
Data sources:
x1 = 3205. Pay-as-you-go components p/kWh for reactive power (absolute value)
x2 = 1092. Average kVAr by kVA, by network level
x3 = 1010. Power factor for all flows in the network model (in Financial and general assumptions)
| GSPs | Assets 132kV | Assets 132kV/EHV | Assets EHV | Assets EHV/HV | Assets 132kV/HV | Assets HV | Assets HV/LV | Assets LV circuits | Transmission exit | Operating 132kV | Operating 132kV/EHV | Operating EHV | Operating EHV/HV | Operating 132kV/HV | Operating HV | Operating HV/LV | Operating LV circuits
LV Generation Intermittent | 0 | 0.052763 | 0.015893 | 0.015959 | 0.029655 | 0.032565 | 0.024325 | 0.0095653 | 0.0020935 | 0.0058114 | 0.016829 | 0.0050691 | 0.00509 | 0.0094585 | 0.010387 | 0.014895 | 0.010481 | 0.010895
LV Generation Non-Intermittent | 0 | 0.052763 | 0.015893 | 0.015959 | 0.029655 | 0.032565 | 0.024325 | 0.0095653 | 0.0020935 | 0.0058114 | 0.016829 | 0.0050691 | 0.00509 | 0.0094585 | 0.010387 | 0.014895 | 0.010481 | 0.010895
LV Sub Generation Intermittent | 0 | 0.050139 | 0.015103 | 0.015165 | 0.02818 | 0.030945 | 0.023115 | 0.0090895 | 0 | 0.0055223 | 0.015992 | 0.004817 | 0.0048368 | 0.0089881 | 0.0098699 | 0.014154 | 0.0099598 | 0
LV Sub Generation Non-Intermittent | 0 | 0.050139 | 0.015103 | 0.015165 | 0.02818 | 0.030945 | 0.023115 | 0.0090895 | 0 | 0.0055223 | 0.015992 | 0.004817 | 0.0048368 | 0.0089881 | 0.0098699 | 0.014154 | 0.0099598 | 0
HV Generation Intermittent | 0 | 0.049403 | 0.014881 | 0.013965 | 0.018003 | 0.019769 | 0.015836 | 0 | 0 | 0.0054412 | 0.015757 | 0.0047463 | 0.0047658 | 0.0088561 | 0.009725 | 0.013946 | 0 | 0
HV Generation Non-Intermittent | 0 | 0.049403 | 0.014881 | 0.013965 | 0.018003 | 0.019769 | 0.015836 | 0 | 0 | 0.0054412 | 0.015757 | 0.0047463 | 0.0047658 | 0.0088561 | 0.009725 | 0.013946 | 0 | 0
HV Sub Generation Non-Intermittent | 0 | 0.048544 | 0.014622 | 0.013722 | 0 | 0.029961 | 0 | 0 | 0 | 0.0053466 | 0.015483 | 0.0046638 | 0.0046829 | 0 | 0.0095559 | 0 | 0 | 0
HV Sub Generation Intermittent | 0 | 0.048544 | 0.014622 | 0.013722 | 0 | 0.029961 | 0 | 0 | 0 | 0.0053466 | 0.015483 | 0.0046638 | 0.0046829 | 0 | 0.0095559 | 0 | 0 | 0

## Aggreg
CDCM model 100: Aggregation |  | WPD East Midlands |  | 2012/13 |  | April Tariffs 2012/13
This sheet aggregates elements of tariffs excluding revenue matching and final adjustments and rounding.
3301. Unit rate 1 p/kWh (elements)
Combine tables = x1 or x2 or x3 or x4 or x5 or x6 or x7 or x8 or x9 or x10
Data sources:
x1 = 3004. Unit rate 1 total p/kWh (taking account of standing charges) (in Unit rate 1 (taking account of standing charges)) — for Tariffs with Unit rate 1 p/kWh from Standard 1 kWh
x2 = 3003. Yardstick total p/kWh (taking account of standing charges) (in Yardstick unit rate p/kWh (taking account of standing charges)) — for Tariffs with Unit rate 1 p/kWh from Standard yardstick kWh
x3 = 2903. Pay-as-you-go unit rate 1 (p/kWh) (in Pay-as-you-go unit rate 1 p/kWh) — for Tariffs with Unit rate 1 p/kWh from PAYG 1 kWh
x4 = 2903. Pay-as-you-go unit rate 1 (p/kWh) (in Pay-as-you-go unit rate 1 p/kWh) — for Tariffs with Unit rate 1 p/kWh from PAYG 1 kWh & customer
x5 = 2902. Pay-as-you-go yardstick unit rate (p/kWh) — for Tariffs with Unit rate 1 p/kWh from PAYG yardstick kWh
x6 = 2902. Pay-as-you-go yardstick unit rate (p/kWh) — for Tariffs with Unit rate 1 p/kWh from PAYG yardstick kWh & customer
x7 = 2203. Service model asset p/kWh charge for unmetered tariffs — for Tariffs with Unit rate 1 p/kWh from PAYG 1 kWh & customer
x8 = 2203. Service model asset p/kWh charge for unmetered tariffs — for Tariffs with Unit rate 1 p/kWh from PAYG yardstick kWh & customer
x9 = 2711. Operating expenditure for unmetered customer assets (p/kWh) — for Tariffs with Unit rate 1 p/kWh from PAYG 1 kWh & customer
x10 = 2711. Operating expenditure for unmetered customer assets (p/kWh) — for Tariffs with Unit rate 1 p/kWh from PAYG yardstick kWh & customer
| GSPs | Assets 132kV | Assets 132kV/EHV | Assets EHV | Assets EHV/HV | Assets 132kV/HV | Assets HV | Assets HV/LV | Assets LV circuits | Assets LV customer | Assets HV customer | Transmission exit | Operating 132kV | Operating 132kV/EHV | Operating EHV | Operating EHV/HV | Operating 132kV/HV | Operating HV | Operating HV/LV | Operating LV circuits | Operating LV customer | Operating HV customer
Domestic Unrestricted | 0 | 0.40414 | 0.1126 | 0.11306 | 0.2101 | 0.018718 | 0.18631 | 0.073265 | 0 |  |  | 0.044512 | 0.1289 | 0.035913 | 0.036061 | 0.06701 | 0.0059702 | 0.11409 | 0.08028 | 0
Domestic Two Rate | 0 | 0.51026 | 0.14217 | 0.13647 | 0.2536 | 0.023634 | 0.22489 | 0.088433 | 0 |  |  | 0.059264 | 0.16275 | 0.045344 | 0.043526 | 0.080883 | 0.0075379 | 0.13771 | 0.0969 | 0
Domestic Off Peak (related MPAN) | 0 | 0.083351 | 0.023223 | 0.029024 | 0.053933 | 0.0038605 | 0.047828 | 0.018807 | 0 |  |  | 0.0059718 | 0.026584 | 0.0074068 | 0.009257 | 0.017202 | 0.0012313 | 0.029287 | 0.020608 | 0
Small Non Domestic Unrestricted | 0 | 0.35466 | 0.098814 | 0.09922 | 0.18438 | 0.016427 | 0.1635 | 0.064295 | 0 |  |  | 0.039062 | 0.11312 | 0.031516 | 0.031646 | 0.058806 | 0.0052392 | 0.10012 | 0.070451 | 0
Small Non Domestic Two Rate | 0 | 0.39063 | 0.10884 | 0.10943 | 0.20335 | 0.018093 | 0.18033 | 0.070913 | 0 |  |  | 0.042192 | 0.12459 | 0.034713 | 0.034903 | 0.064859 | 0.0057707 | 0.11043 | 0.077703 | 0
Small Non Domestic Off Peak (related MPAN) | 0 | 0.054454 | 0.015172 | 0.019386 | 0.036024 | 0.0025221 | 0.031946 | 0.012562 | 0 |  |  | 0.0040079 | 0.017368 | 0.0048389 | 0.0061831 | 0.01149 | 0.00080442 | 0.019562 | 0.013765 | 0
LV Medium Non-Domestic | 0 | 0.37031 | 0.10318 | 0.10348 | 0.19229 | 0.017152 | 0.17052 | 0.067054 | 0 |  |  | 0.040078 | 0.11811 | 0.032907 | 0.033004 | 0.06133 | 0.0054705 | 0.10442 | 0.073474 | 0
LV Sub Medium Non-Domestic | 0 | 0.28358 | 0.079011 | 0.079243 | 0.14725 | 0.013135 | 0.13058 | 0 | 0 |  |  | 0.030692 | 0.090448 | 0.0252 | 0.025274 | 0.046966 | 0.0041892 | 0.079961 | 0 | 0
HV Medium Non-Domestic | 0 | 0.37733 | 0.10673 | 0.08074 | 0 | 0 | 0 | 0 | 0 |  |  | 0.040828 | 0.12035 | 0.034042 | 0.027554 | 0 | 0 | 0 | 0 | 0
LV HH Metered | 0 | 1.9767 | 0.55075 | 0.45812 | 0.8513 | 0.091556 | 0.60395 | 0 | 0 |  |  | 0.27129 | 0.63047 | 0.17566 | 0.14611 | 0.27152 | 0.029201 | 0.36982 | 0 | 0
LV Sub HH Metered | 0 | 1.8144 | 0.50552 | 0.42049 | 0.78139 | 0.084037 | 0 | 0 | 0 |  |  | 0.24901 | 0.57869 | 0.16123 | 0.13412 | 0.24922 | 0.026803 | 0 | 0 | 0
HV HH Metered | 0 | 1.6412 | 0.46423 | 0.28871 | 0 | 0 | 0 | 0 | 0 |  |  | 0.22867 | 0.52346 | 0.14807 | 0.09853 | 0 | 0 | 0 | 0 | 0
HV Sub HH Metered | 0 | 1.5845 | 0.4773 | 0 | 0 | 0 | 0 | 0 | 0 |  |  | 0.21746 | 0.50538 | 0.15223 | 0 | 0 | 0 | 0 | 0 | 0
NHH UMS | 0 | 0.37991 | 0.10585 | 0.10628 | 0.1975 | 0.017596 | 0.17515 | 0.068873 | 0.015074 | 0 |  | 0.041843 | 0.12117 | 0.03376 | 0.033899 | 0.062993 | 0.0056123 | 0.10725 | 0.075467 | 0.078449 | 0.57186
LV UMS (Pseudo HH Metered) | 0 | 5.1599 | 1.4376 | 1.1958 | 2.2222 | 0.23899 | 1.9706 | 0.77491 | 0.1696 | 0 |  | 0.70815 | 1.6457 | 0.45853 | 0.38141 | 0.70875 | 0.076225 | 1.2067 | 0.8491 | 0.88265 | 0.57186
LV Generation NHH | 0 | -0.19109 | -0.05324 | -0.053458 | -0.09934 | -0.0088505 | -0.088094 | -0.034641 | 0 |  |  | -0.021046 | -0.060946 | -0.016981 | -0.01705 | -0.031684 | -0.0028228 | -0.053943 | -0.037958 | 0
LV Sub Generation NHH | 0 | -0.18158 | -0.050592 | -0.0508 | -0.094399 | -0.0084103 | -0.083713 | 0 | 0 |  |  | -0.019999 | -0.057915 | -0.016136 | -0.016202 | -0.030108 | -0.0026824 | -0.05126 | 0 | 0
LV Generation Intermittent | 0 | -0.19109 | -0.05324 | -0.053458 | -0.09934 | -0.0088505 | -0.088094 | -0.034641 | 0 |  |  | -0.021046 | -0.060946 | -0.016981 | -0.01705 | -0.031684 | -0.0028228 | -0.053943 | -0.037958 | 0
LV Generation Non-Intermittent | 0 | -1.7223 | -0.47985 | -0.39914 | -0.74171 | -0.07977 | -0.65775 | -0.25865 | 0 |  |  | -0.23637 | -0.54931 | -0.15305 | -0.12731 | -0.23657 | -0.025442 | -0.40277 | -0.28341 | 0
LV Sub Generation Intermittent | 0 | -0.18158 | -0.050592 | -0.0508 | -0.094399 | -0.0084103 | -0.083713 | 0 | 0 |  |  | -0.019999 | -0.057915 | -0.016136 | -0.016202 | -0.030108 | -0.0026824 | -0.05126 | 0 | 0
LV Sub Generation Non-Intermittent | 0 | -1.6366 | -0.45599 | -0.37929 | -0.70482 | -0.075803 | -0.62504 | 0 | 0 |  |  | -0.22461 | -0.52199 | -0.14544 | -0.12097 | -0.2248 | -0.024177 | -0.38273 | 0 | 0
HV Generation Intermittent | 0 | -0.17892 | -0.049849 | -0.046779 | -0.060307 | -0.0053729 | 0 | 0 | 0 |  |  | -0.019706 | -0.057064 | -0.015899 | -0.015964 | -0.029666 | -0.002643 | 0 | 0 | 0
HV Generation Non-Intermittent | 0 | -1.6126 | -0.44929 | -0.34927 | -0.45028 | -0.048426 | 0 | 0 | 0 |  |  | -0.22131 | -0.51433 | -0.1433 | -0.1192 | -0.2215 | -0.023822 | 0 | 0 | 0
HV Sub Generation Non-Intermittent | 0 | -1.5845 | -0.4773 | -0.37105 | 0 | 0 | 0 | 0 | 0 |  |  | -0.21746 | -0.50538 | -0.15223 | -0.12663 | 0 | 0 | 0 | 0 | 0
HV Sub Generation Intermittent | 0 | -0.1758 | -0.052956 | -0.049695 | 0 | 0 | 0 | 0 | 0 |  |  | -0.019363 | -0.056072 | -0.01689 | -0.01696 | 0 | 0 | 0 | 0 | 0
3302. Unit rate 2 p/kWh (elements)
Combine tables = x1 or x2 or x3 or x4 or x5
Data sources:
x1 = 3005. Unit rate 2 total p/kWh (taking account of standing charges) (in Unit rate 2 (taking account of standing charges)) — for Tariffs with Unit rate 2 p/kWh from Standard 2 kWh
x2 = 2904. Pay-as-you-go unit rate 2 (p/kWh) (in Pay-as-you-go unit rate 2 p/kWh) — for Tariffs with Unit rate 2 p/kWh from PAYG 2 kWh
x3 = 2904. Pay-as-you-go unit rate 2 (p/kWh) (in Pay-as-you-go unit rate 2 p/kWh) — for Tariffs with Unit rate 2 p/kWh from PAYG 2 kWh & customer
x4 = 2203. Service model asset p/kWh charge for unmetered tariffs — for Tariffs with Unit rate 2 p/kWh from PAYG 2 kWh & customer
x5 = 2711. Operating expenditure for unmetered customer assets (p/kWh) — for Tariffs with Unit rate 2 p/kWh from PAYG 2 kWh & customer
| GSPs | Assets 132kV | Assets 132kV/EHV | Assets EHV | Assets EHV/HV | Assets 132kV/HV | Assets HV | Assets HV/LV | Assets LV circuits | Assets LV customer | Assets HV customer | Transmission exit | Operating 132kV | Operating 132kV/EHV | Operating EHV | Operating EHV/HV | Operating 132kV/HV | Operating HV | Operating HV/LV | Operating LV circuits | Operating LV customer | Operating HV customer
Domestic Unrestricted
Domestic Two Rate | 0 | 0.0069991 | 0.0019501 | 0.0057885 | 0.010756 | 0.00032418 | 0.0095388 | 0.0037509 | 0 |  |  | 0 | 0.0022323 | 0.00062196 | 0.0018462 | 0.0034307 | 0.00010339 | 0.005841 | 0.0041101 | 0
Domestic Off Peak (related MPAN)
Small Non Domestic Unrestricted
Small Non Domestic Two Rate | 0 | 0.0059826 | 0.0016669 | 0.0049478 | 0.0091943 | 0.0002771 | 0.0081535 | 0.0032062 | 0 |  |  | 0 | 0.0019081 | 0.00053164 | 0.0015781 | 0.0029325 | 8.8379e-05 | 0.0049927 | 0.0035132 | 0
Small Non Domestic Off Peak (related MPAN)
LV Medium Non-Domestic | 0 | 0.0053094 | 0.0014793 | 0.004391 | 0.0081597 | 0.00024592 | 0.007236 | 0.0028454 | 0 |  |  | 0 | 0.0016934 | 0.00047181 | 0.0014005 | 0.0026025 | 7.8434e-05 | 0.0044309 | 0.0031179 | 0
LV Sub Medium Non-Domestic | 0 | 0.0040659 | 0.0011328 | 0.0033626 | 0.0062486 | 0.00018832 | 0.0055413 | 0 | 0 |  |  | 0 | 0.0012968 | 0.00036131 | 0.0010725 | 0.001993 | 6.0064e-05 | 0.0033931 | 0 | 0
HV Medium Non-Domestic | 0 | 0.0054226 | 0.0015339 | 0.0034041 | 0 | 0 | 0 | 0 | 0 |  |  | 0 | 0.0017295 | 0.00048922 | 0.0011617 | 0 | 0 | 0 | 0 | 0
LV HH Metered | 0 | 0.12952 | 0.036087 | 0.05818 | 0.10811 | 0.0059991 | 0.0767 | 0 | 0 |  |  | 0 | 0.041311 | 0.01151 | 0.018556 | 0.034482 | 0.0019134 | 0.046966 | 0 | 0
LV Sub HH Metered | 0 | 0.11889 | 0.033124 | 0.053402 | 0.099235 | 0.0055064 | 0 | 0 | 0 |  |  | 0 | 0.037918 | 0.010565 | 0.017032 | 0.03165 | 0.0017562 | 0 | 0 | 0
HV HH Metered | 0 | 0.10754 | 0.030418 | 0.036666 | 0 | 0 | 0 | 0 | 0 |  |  | 0 | 0.034299 | 0.0097018 | 0.012513 | 0 | 0 | 0 | 0 | 0
HV Sub HH Metered | 0 | 0.10382 | 0.031274 | 0 | 0 | 0 | 0 | 0 | 0 |  |  | 0 | 0.033115 | 0.0099748 | 0 | 0 | 0 | 0 | 0 | 0
NHH UMS
LV UMS (Pseudo HH Metered) | 0 | 0.3381 | 0.0942 | 0.15187 | 0.28221 | 0.01566 | 0.25027 | 0.098412 | 0.021539 | 0 |  | 0 | 0.10784 | 0.030045 | 0.048438 | 0.09001 | 0.0049946 | 0.15325 | 0.10783 | 0.1121 | 0.57186
LV Generation NHH
LV Sub Generation NHH
LV Generation Intermittent
LV Generation Non-Intermittent | 0 | -0.11285 | -0.031442 | -0.050691 | -0.094196 | -0.0052268 | -0.083533 | -0.032848 | 0 |  |  | 0 | -0.035993 | -0.010028 | -0.016168 | -0.030043 | -0.0016671 | -0.05115 | -0.035993 | 0
LV Sub Generation Intermittent
LV Sub Generation Non-Intermittent | 0 | -0.10724 | -0.029878 | -0.048169 | -0.089511 | -0.0049669 | -0.079378 | 0 | 0 |  |  | 0 | -0.034203 | -0.0095295 | -0.015363 | -0.028549 | -0.0015842 | -0.048606 | 0 | 0
HV Generation Intermittent
HV Generation Non-Intermittent | 0 | -0.10566 | -0.029439 | -0.044357 | -0.057184 | -0.0031731 | 0 | 0 | 0 |  |  | 0 | -0.033701 | -0.0093895 | -0.015138 | -0.02813 | -0.0015609 | 0 | 0 | 0
HV Sub Generation Non-Intermittent | 0 | -0.10382 | -0.031274 | -0.047122 | 0 | 0 | 0 | 0 | 0 |  |  | 0 | -0.033115 | -0.0099748 | -0.016081 | 0 | 0 | 0 | 0 | 0
HV Sub Generation Intermittent
3303. Unit rate 3 p/kWh (elements)
Combine tables = x1 or x2 or x3 or x4 or x5
Data sources:
x1 = 3006. Unit rate 3 total p/kWh (taking account of standing charges) (in Unit rate 3 (taking account of standing charges)) — for Tariffs with Unit rate 3 p/kWh from Standard 3 kWh
x2 = 2905. Pay-as-you-go unit rate 3 (p/kWh) (in Pay-as-you-go unit rate 3 p/kWh) — for Tariffs with Unit rate 3 p/kWh from PAYG 3 kWh
x3 = 2905. Pay-as-you-go unit rate 3 (p/kWh) (in Pay-as-you-go unit rate 3 p/kWh) — for Tariffs with Unit rate 3 p/kWh from PAYG 3 kWh & customer
x4 = 2203. Service model asset p/kWh charge for unmetered tariffs — for Tariffs with Unit rate 3 p/kWh from PAYG 3 kWh & customer
x5 = 2711. Operating expenditure for unmetered customer assets (p/kWh) — for Tariffs with Unit rate 3 p/kWh from PAYG 3 kWh & customer
| GSPs | Assets 132kV | Assets 132kV/EHV | Assets EHV | Assets EHV/HV | Assets 132kV/HV | Assets HV | Assets HV/LV | Assets LV circuits | Assets LV customer | Assets HV customer | Transmission exit | Operating 132kV | Operating 132kV/EHV | Operating EHV | Operating EHV/HV | Operating 132kV/HV | Operating HV | Operating HV/LV | Operating LV circuits | Operating LV customer | Operating HV customer
Domestic Unrestricted
Domestic Two Rate
Domestic Off Peak (related MPAN)
Small Non Domestic Unrestricted
Small Non Domestic Two Rate
Small Non Domestic Off Peak (related MPAN)
LV Medium Non-Domestic
LV Sub Medium Non-Domestic
HV Medium Non-Domestic
LV HH Metered | 0 | 0.0049109 | 0.0013683 | 0.0040615 | 0.0075472 | 0.00022746 | 0.0053543 | 0 | 0 |  |  | 0 | 0.0015663 | 0.0004364 | 0.0012954 | 0.0024072 | 7.2547e-05 | 0.0032786 | 0 | 0
LV Sub HH Metered | 0 | 0.0045076 | 0.0012559 | 0.0037279 | 0.0069274 | 0.00020878 | 0 | 0 | 0 |  |  | 0 | 0.0014377 | 0.00040056 | 0.001189 | 0.0022095 | 6.6589e-05 | 0 | 0 | 0
HV HH Metered | 0 | 0.0040773 | 0.0011533 | 0.0025596 | 0 | 0 | 0 | 0 | 0 |  |  | 0 | 0.0013005 | 0.00036785 | 0.00087352 | 0 | 0 | 0 | 0 | 0
HV Sub HH Metered | 0 | 0.0039365 | 0.0011858 | 0 | 0 | 0 | 0 | 0 | 0 |  |  | 0 | 0.0012555 | 0.0003782 | 0 | 0 | 0 | 0 | 0 | 0
NHH UMS
LV UMS (Pseudo HH Metered) | 0 | 0.012819 | 0.0035716 | 0.010602 | 0.019701 | 0.00059374 | 0.017471 | 0.00687 | 0.0015036 | 0 |  | 0 | 0.0040886 | 0.0011391 | 0.0033814 | 0.0062835 | 0.00018937 | 0.010698 | 0.0075278 | 0.0078252 | 0.57186
LV Generation NHH
LV Sub Generation NHH
LV Generation Intermittent
LV Generation Non-Intermittent | 0 | -0.0042787 | -0.0011921 | -0.0035386 | -0.0065757 | -0.00019818 | -0.0058313 | -0.002293 | 0 |  |  | 0 | -0.0013647 | -0.00038022 | -0.0011286 | -0.0020973 | -6.3208e-05 | -0.0035707 | -0.0025126 | 0
LV Sub Generation Intermittent
LV Sub Generation Non-Intermittent | 0 | -0.0040659 | -0.0011328 | -0.0033626 | -0.0062486 | -0.00018832 | -0.0055413 | 0 | 0 |  |  | 0 | -0.0012968 | -0.00036131 | -0.0010725 | -0.001993 | -6.0064e-05 | -0.0033931 | 0 | 0
HV Generation Intermittent
HV Generation Non-Intermittent | 0 | -0.0040062 | -0.0011162 | -0.0030965 | -0.0039919 | -0.00012031 | 0 | 0 | 0 |  |  | 0 | -0.0012778 | -0.00035601 | -0.0010567 | -0.0019637 | -5.9182e-05 | 0 | 0 | 0
HV Sub Generation Non-Intermittent | 0 | -0.0039365 | -0.0011858 | -0.0032895 | 0 | 0 | 0 | 0 | 0 |  |  | 0 | -0.0012555 | -0.0003782 | -0.0011226 | 0 | 0 | 0 | 0 | 0
HV Sub Generation Intermittent
3304. Fixed charge p/MPAN/day (elements)
Combine tables = x1 or x2 or x3 or x4 or x5
Data sources:
x1 = 3106. Fixed charge from standing charges factors p/MPAN/day — for Tariffs with Fixed charge p/MPAN/day from Fixed from network & customer
x2 = 2206. Service model p/MPAN/day (in Replacement annuities for service models) — for Tariffs with Fixed charge p/MPAN/day from Customer
x3 = 2206. Service model p/MPAN/day (in Replacement annuities for service models) — for Tariffs with Fixed charge p/MPAN/day from Fixed from network & customer
x4 = 2710. Operating expenditure for customer assets p/MPAN/day total (in Operating expenditure for customer assets p/MPAN/day) — for Tariffs with Fixed charge p/MPAN/day from Customer
x5 = 2710. Operating expenditure for customer assets p/MPAN/day total (in Operating expenditure for customer assets p/MPAN/day) — for Tariffs with Fixed charge p/MPAN/day from Fixed from network & customer
| GSPs | Assets 132kV | Assets 132kV/EHV | Assets EHV | Assets EHV/HV | Assets 132kV/HV | Assets HV | Assets HV/LV | Assets LV circuits | Assets LV customer | Assets HV customer | Transmission exit | Operating 132kV | Operating 132kV/EHV | Operating EHV | Operating EHV/HV | Operating 132kV/HV | Operating HV | Operating HV/LV | Operating LV circuits | Operating LV customer | Operating HV customer
Domestic Unrestricted | 0 | 0 | 0 | 0 | 0 | 0 | 0 | 0 | 0.17044 | 0 | 0 | 0 | 0 | 0 | 0 | 0 | 0 | 0 | 0 | 0.88702 | 2.6649 | 0
Domestic Two Rate | 0 | 0 | 0 | 0 | 0 | 0 | 0 | 0 | 0.17044 | 0 | 0 | 0 | 0 | 0 | 0 | 0 | 0 | 0 | 0 | 0.88702 | 2.6649 | 0
Domestic Off Peak (related MPAN)
Small Non Domestic Unrestricted | 0 | 0 | 0 | 0 | 0 | 0 | 0 | 0 | 0.17044 | 0 | 0 | 0 | 0 | 0 | 0 | 0 | 0 | 0 | 0 | 0.88702 | 3.9466 | 0
Small Non Domestic Two Rate | 0 | 0 | 0 | 0 | 0 | 0 | 0 | 0 | 0.17044 | 0 | 0 | 0 | 0 | 0 | 0 | 0 | 0 | 0 | 0 | 0.88702 | 3.9466 | 0
Small Non Domestic Off Peak (related MPAN)
LV Medium Non-Domestic | 0 | 0 | 0 | 0 | 0 | 0 | 0 | 0 | 3.5246 | 0 | 0 | 0 | 0 | 0 | 0 | 0 | 0 | 0 | 0 | 18.343 | 9.3096 | 0
LV Sub Medium Non-Domestic | 0 | 0 | 0 | 0 | 0 | 0 | 0 | 0 | 0 | 0 | 0 | 0 | 0 | 0 | 0 | 0 | 0 | 0 | 0 | 0 | 9.3096 | 0
HV Medium Non-Domestic | 0 | 2.3748 | 0 | 7.668 | 49.427 | 4.7516 | 35.0781 | 0 | 0 | 0 | 0 | 0 | 0.75743 | 0 | 2.6169 | 24.3141 | 2.3374 | 30.8925 | 0 | 0 | 0 | 93.617
LV HH Metered | [9 empty] | 0 | 0 | [9 empty] | 9.3096 | 0
LV Sub HH Metered | [9 empty] | 0 | 0 | [9 empty] | 9.3096 | 0
HV HH Metered | [9 empty] | 0 | 0 | [9 empty] | 0 | 93.617
HV Sub HH Metered | [9 empty] | 0 | 0 | [9 empty] | 0 | 93.617
NHH UMS
LV UMS (Pseudo HH Metered)
LV Generation NHH | [9 empty] | 0 | 0 | [9 empty] | 0 | 0
LV Sub Generation NHH | [9 empty] | 0 | 0 | [9 empty] | 0 | 0
LV Generation Intermittent | [9 empty] | 0 | 0 | [9 empty] | 0 | 0
LV Generation Non-Intermittent | [9 empty] | 0 | 0 | [9 empty] | 0 | 0
LV Sub Generation Intermittent | [9 empty] | 0 | 0 | [9 empty] | 0 | 0
LV Sub Generation Non-Intermittent | [9 empty] | 0 | 0 | [9 empty] | 0 | 0
HV Generation Intermittent | [9 empty] | 0 | 0 | [9 empty] | 0 | 16.0725
HV Generation Non-Intermittent | [9 empty] | 0 | 0 | [9 empty] | 0 | 16.0725
HV Sub Generation Non-Intermittent | [9 empty] | 0 | 0 | [9 empty] | 0 | 16.0725
HV Sub Generation Intermittent | [9 empty] | 0 | 0 | [9 empty] | 0 | 16.0725
3305. Capacity charge p/kVA/day (elements)
Copy cells = x1
Data sources:
x1 = 3002. Capacity charge p/kVA/day — for Tariffs with Capacity charge p/kVA/day from Capacity
| GSPs | Assets 132kV | Assets 132kV/EHV | Assets EHV | Assets EHV/HV | Assets 132kV/HV | Assets HV | Assets HV/LV | Assets LV circuits | Assets LV customer | Assets HV customer | Transmission exit | Operating 132kV | Operating 132kV/EHV | Operating EHV | Operating EHV/HV | Operating 132kV/HV | Operating HV | Operating HV/LV | Operating LV circuits | Operating LV customer | Operating HV customer
Domestic Unrestricted
Domestic Two Rate
Domestic Off Peak (related MPAN)
Small Non Domestic Unrestricted
Small Non Domestic Two Rate
Small Non Domestic Off Peak (related MPAN)
LV Medium Non-Domestic
LV Sub Medium Non-Domestic
HV Medium Non-Domestic
LV HH Metered | 0 | 0 | 0 | 0 | 0 | 0 | 0.25945 | 0.51012 | 0.11582 |  |  | 0 | 0 | 0 | 0 | 0 | 0 | 0.15887 | 0.55896 | 0.60273
LV Sub HH Metered | 0 | 0 | 0 | 0 | 0 | 0 | 1.2327 | 0.48475 | 0 |  |  | 0 | 0 | 0 | 0 | 0 | 0 | 0.75485 | 0.53116 | 0
HV HH Metered | 0 | 0.057175 | 0 | 0.18461 | 1.19 | 0.1144 | 0.84454 | 0 | 0 |  |  | 0 | 0.018236 | 0 | 0.063004 | 0.58538 | 0.056275 | 0.74376 | 0 | 0
HV Sub HH Metered | 0 | 0 | 0 | 0.98061 | 1.2642 | 0 | 0 | 0 | 0 |  |  | 0 | 0 | 0 | 0.33465 | 0.62187 | 0 | 0 | 0 | 0
NHH UMS
LV UMS (Pseudo HH Metered)
LV Generation NHH
LV Sub Generation NHH
LV Generation Intermittent
LV Generation Non-Intermittent
LV Sub Generation Intermittent
LV Sub Generation Non-Intermittent
HV Generation Intermittent
HV Generation Non-Intermittent
HV Sub Generation Non-Intermittent
HV Sub Generation Intermittent
3306. Reactive power charge p/kVArh (elements)
Combine tables = x1 or x2
Data sources:
x1 = 3206. Pay-as-you-go reactive p/kVArh
x2 = 3202. Standard reactive p/kVArh
| GSPs | Assets 132kV | Assets 132kV/EHV | Assets EHV | Assets EHV/HV | Assets 132kV/HV | Assets HV | Assets HV/LV | Assets LV circuits | Assets LV customer | Assets HV customer | Transmission exit | Operating 132kV | Operating 132kV/EHV | Operating EHV | Operating EHV/HV | Operating 132kV/HV | Operating HV | Operating HV/LV | Operating LV circuits | Operating LV customer | Operating HV customer
Domestic Unrestricted
Domestic Two Rate
Domestic Off Peak (related MPAN)
Small Non Domestic Unrestricted
Small Non Domestic Two Rate
Small Non Domestic Off Peak (related MPAN)
LV Medium Non-Domestic
LV Sub Medium Non-Domestic
HV Medium Non-Domestic
LV HH Metered | 0 | 0.073782 | 0.020557 | 0.020641 | 0.038357 | 0.0034173 | 0.027212 | 0 | 0 |  |  | 0.0081263 | 0.023532 | 0.0065565 | 0.0065835 | 0.012234 | 0.0010899 | 0.016663 | 0 | 0
LV Sub HH Metered | 0 | 0.070112 | 0.019534 | 0.019615 | 0.036449 | 0.0032474 | 0 | 0 | 0 |  |  | 0.0077222 | 0.022362 | 0.0062304 | 0.006256 | 0.011625 | 0.0010357 | 0 | 0 | 0
HV HH Metered | 0 | 0.056085 | 0.015864 | 0.01191 | 0 | 0 | 0 | 0 | 0 |  |  | 0.0062713 | 0.017888 | 0.0050598 | 0.0040645 | 0 | 0 | 0 | 0 | 0
HV Sub HH Metered | 0 | 0.055949 | 0.016853 | 0 | 0 | 0 | 0 | 0 | 0 |  |  | 0.0061622 | 0.017845 | 0.0053752 | 0 | 0 | 0 | 0 | 0 | 0
NHH UMS
LV UMS (Pseudo HH Metered)
LV Generation NHH
LV Sub Generation NHH
LV Generation Intermittent | 0 | 0.052763 | 0.015893 | 0.015959 | 0.029655 | 0.032565 | 0.024325 | 0.0095653 | 0.0020935 |  |  | 0.0058114 | 0.016829 | 0.0050691 | 0.00509 | 0.0094585 | 0.010387 | 0.014895 | 0.010481 | 0.010895
LV Generation Non-Intermittent | 0 | 0.052763 | 0.015893 | 0.015959 | 0.029655 | 0.032565 | 0.024325 | 0.0095653 | 0.0020935 |  |  | 0.0058114 | 0.016829 | 0.0050691 | 0.00509 | 0.0094585 | 0.010387 | 0.014895 | 0.010481 | 0.010895
LV Sub Generation Intermittent | 0 | 0.050139 | 0.015103 | 0.015165 | 0.02818 | 0.030945 | 0.023115 | 0.0090895 | 0 |  |  | 0.0055223 | 0.015992 | 0.004817 | 0.0048368 | 0.0089881 | 0.0098699 | 0.014154 | 0.0099598 | 0
LV Sub Generation Non-Intermittent | 0 | 0.050139 | 0.015103 | 0.015165 | 0.02818 | 0.030945 | 0.023115 | 0.0090895 | 0 |  |  | 0.0055223 | 0.015992 | 0.004817 | 0.0048368 | 0.0089881 | 0.0098699 | 0.014154 | 0.0099598 | 0
HV Generation Intermittent | 0 | 0.049403 | 0.014881 | 0.013965 | 0.018003 | 0.019769 | 0.015836 | 0 | 0 |  |  | 0.0054412 | 0.015757 | 0.0047463 | 0.0047658 | 0.0088561 | 0.009725 | 0.013946 | 0 | 0
HV Generation Non-Intermittent | 0 | 0.049403 | 0.014881 | 0.013965 | 0.018003 | 0.019769 | 0.015836 | 0 | 0 |  |  | 0.0054412 | 0.015757 | 0.0047463 | 0.0047658 | 0.0088561 | 0.009725 | 0.013946 | 0 | 0
HV Sub Generation Non-Intermittent | 0 | 0.048544 | 0.014622 | 0.013722 | 0 | 0.029961 | 0 | 0 | 0 |  |  | 0.0053466 | 0.015483 | 0.0046638 | 0.0046829 | 0 | 0.0095559 | 0 | 0 | 0
HV Sub Generation Intermittent | 0 | 0.048544 | 0.014622 | 0.013722 | 0 | 0.029961 | 0 | 0 | 0 |  |  | 0.0053466 | 0.015483 | 0.0046638 | 0.0046829 | 0 | 0.0095559 | 0 | 0 | 0
3307. Summary of charges before revenue matching
Data sources:
x1 = 3301. Unit rate 1 p/kWh (elements)
x2 = 3302. Unit rate 2 p/kWh (elements)
x3 = 3303. Unit rate 3 p/kWh (elements)
x4 = 3304. Fixed charge p/MPAN/day (elements)
x5 = 3305. Capacity charge p/kVA/day (elements)
x6 = 3306. Reactive power charge p/kVArh (elements)
Kind: | Cell summation | Cell summation | Cell summation | Cell summation | Cell summation | Cell summation
Formula: | =SUM(x1) | =SUM(x2) | =SUM(x3) | =SUM(x4) | =SUM(x5) | =SUM(x6)
| Unit rate 1 p/kWh (total) | Unit rate 2 p/kWh (total) | Unit rate 3 p/kWh (total) | Fixed charge p/MPAN/day (total) | Capacity charge p/kVA/day (total) | Reactive power charge p/kVArh
Domestic Unrestricted | 1.6309 | 0 | 0 | 3.7224 | 0 | 0
Domestic Two Rate | 2.0134 | 0.057294 | 0 | 3.7224 | 0 | 0
Domestic Off Peak (related MPAN) | 0.37757 | 0 | 0 | 0 | 0 | 0
Small Non Domestic Unrestricted | 1.4313 | 0 | 0 | 5.0041 | 0 | 0
Small Non Domestic Two Rate | 1.5768 | 0.048973 | 0 | 5.0041 | 0 | 0
Small Non Domestic Off Peak (related MPAN) | 0.25009 | 0 | 0 | 0 | 0 | 0
LV Medium Non-Domestic | 1.4928 | 0.043462 | 0 | 31.1773 | 0 | 0
LV Sub Medium Non-Domestic | 1.0355 | 0.028716 | 0 | 9.3096 | 0 | 0
HV Medium Non-Domestic | 0.78758 | 0.013741 | 0 | 253.8348 | 0 | 0
LV HH Metered | 6.4265 | 0.56934 | 0.032526 | 9.3096 | 2.2059 | 0.25875
LV Sub HH Metered | 5.0049 | 0.40907 | 0.021931 | 9.3096 | 3.0035 | 0.20419
HV HH Metered | 3.3929 | 0.23114 | 0.010332 | 93.617 | 3.8574 | 0.11714
HV Sub HH Metered | 2.9369 | 0.17819 | 0.0067561 | 93.617 | 3.2013 | 0.10218
NHH UMS | 2.1985 | 0 | 0 | 0 | 0 | 0
LV UMS (Pseudo HH Metered) | 20.6588 | 2.4786 | 0.68612 | 0 | 0 | 0
LV Generation NHH | -0.77114 | 0 | 0 | 0 | 0 | 0
LV Sub Generation NHH | -0.6638 | 0 | 0 | 0 | 0 | 0
LV Generation Intermittent | -0.77114 | 0 | 0 | 0 | 0 | 0.27174
LV Generation Non-Intermittent | -6.3534 | -0.59183 | -0.035025 | 0 | 0 | 0.27174
LV Sub Generation Intermittent | -0.6638 | 0 | 0 | 0 | 0 | 0.24588
LV Sub Generation Non-Intermittent | -5.5223 | -0.49698 | -0.028716 | 0 | 0 | 0.24588
HV Generation Intermittent | -0.48217 | 0 | 0 | 16.0725 | 0 | 0.19509
HV Generation Non-Intermittent | -4.1533 | -0.32773 | -0.017045 | 16.0725 | 0 | 0.19509
HV Sub Generation Non-Intermittent | -3.4346 | -0.24139 | -0.011168 | 16.0725 | 0 | 0.14658
HV Sub Generation Intermittent | -0.38774 | 0 | 0 | 16.0725 | 0 | 0.14658

## Revenue
CDCM model 100: Revenue shortfall or surplus |  | WPD East Midlands | 2012/13 | April Tariffs 2012/13
3401. Net revenues by tariff before matching (£/year)
Cell-by-cell calculation =0.01*x1*(x2*x3+x4*x5)+10*(x6*x7+x8*x9+x10*x11+x12*x13)
Data sources:
x1 = 1010. Days in the charging period (in Financial and general assumptions)
x2 = 3307. Fixed charge p/MPAN/day (total) (in Summary of charges before revenue matching)
x3 = 2305. MPANs (in Equivalent volume for each end user)
x4 = 3307. Capacity charge p/kVA/day (total) (in Summary of charges before revenue matching)
x5 = 2305. Import capacity (kVA) (in Equivalent volume for each end user)
x6 = 3307. Unit rate 1 p/kWh (total) (in Summary of charges before revenue matching)
x7 = 2305. Rate 1 units (MWh) (in Equivalent volume for each end user)
x8 = 3307. Unit rate 2 p/kWh (total) (in Summary of charges before revenue matching)
x9 = 2305. Rate 2 units (MWh) (in Equivalent volume for each end user)
x10 = 3307. Unit rate 3 p/kWh (total) (in Summary of charges before revenue matching)
x11 = 2305. Rate 3 units (MWh) (in Equivalent volume for each end user)
x12 = 3307. Reactive power charge p/kVArh (in Summary of charges before revenue matching)
x13 = 2305. Reactive power units (MVArh) (in Equivalent volume for each end user)
Net revenues
Domestic Unrestricted | 103243302.8059
Domestic Two Rate | 79921559.9732
Domestic Off Peak (related MPAN) | 745707.0272
Small Non Domestic Unrestricted | 18163948.8601
Small Non Domestic Two Rate | 27837527.7198
Small Non Domestic Off Peak (related MPAN) | 19367.0903
LV Medium Non-Domestic | 11891900.6434
LV Sub Medium Non-Domestic | 0
HV Medium Non-Domestic | 435954.5036
LV HH Metered | 41746391.5963
LV Sub HH Metered | 133415.046
HV HH Metered | 73680258.5957
HV Sub HH Metered | 0
NHH UMS | 1965457.2156
LV UMS (Pseudo HH Metered) | 6329454.7761
LV Generation NHH | -4393.9301
LV Sub Generation NHH | 0
LV Generation Intermittent | -5564.7213
LV Generation Non-Intermittent | -13170.7876
LV Sub Generation Intermittent | 0
LV Sub Generation Non-Intermittent | 0
HV Generation Intermittent | -13694.092
HV Generation Non-Intermittent | -2885053.6988
HV Sub Generation Non-Intermittent | -326251.2658
HV Sub Generation Intermittent | -3006.3313
3402. Target revenue (£/year)
Cell-by-cell calculation =x1
Data sources:
x1 = 1076. Target revenue (£/year)
CDCM target revenue (£/year)
Target revenue (£/year) | 421226122.4698
3403. Revenue surplus or shortfall
Data sources:
x1 = 3401. Net revenues by tariff before matching (£/year)
x2 = 3402. Target revenue (£/year)
x3 = Total net revenues before matching (£/year) (in Revenue surplus or shortfall)
Kind: | Cell summation | Cell-by-cell calculation
Formula: | =SUM(x1) | =x2-x3
| Total net revenues before matching (£/year) | Revenue shortfall (surplus) £/year
Revenue surplus or shortfall | 362863111.0262 | 58363011.4436

## Scaler
CDCM model 100: Revenue matching |  | WPD East Midlands |  | 2012/13 |  | April Tariffs 2012/13
This sheet modifies tariffs so that the total expected net revenues matches the target.
3501. Factor to scale to £1/kW at transmission exit level
Cell-by-cell calculation =IF(x1,1/x1,0)
Data sources:
x1 = 2901. Unit cost at each level, £/kW/year (relative to system simultaneous maximum load)
Transmission exit
Factor to scale to £1/kW at transmission exit level | 0.60635
3502. Applicability factor for £1/kW scaler
Combine tables = x1 or x2
Data sources:
x1 = 3501. Factor to scale to £1/kW at transmission exit level
x2 = Zero for other levels
| GSPs | Assets 132kV | Assets 132kV/EHV | Assets EHV | Assets EHV/HV | Assets 132kV/HV | Assets HV | Assets HV/LV | Assets LV circuits | Assets LV customer | Assets HV customer | Transmission exit | Operating 132kV | Operating 132kV/EHV | Operating EHV | Operating EHV/HV | Operating 132kV/HV | Operating HV | Operating HV/LV | Operating LV circuits | Operating LV customer | Operating HV customer
Applicability factor for £1/kW scaler | 0 | 0 | 0 | 0 | 0 | 0 | 0 | 0 | 0 | 0 | 0 | 0.60635 | 0 | 0 | 0 | 0 | 0 | 0 | 0 | 0 | 0 | 0
3503. Scalable elements of tariff components
Data sources:
x1 = 3301. Unit rate 1 p/kWh (elements)
x2 = 3502. Applicability factor for £1/kW scaler
x3 = 3302. Unit rate 2 p/kWh (elements)
x4 = 3303. Unit rate 3 p/kWh (elements)
x5 = 3304. Fixed charge p/MPAN/day (elements)
x6 = 3305. Capacity charge p/kVA/day (elements)
x7 = 3306. Reactive power charge p/kVArh (elements)
Kind: | Sum-product calculation | Sum-product calculation | Sum-product calculation | Sum-product calculation | Sum-product calculation | Sum-product calculation
Formula: | =SUMPRODUCT(x1, x2) | =SUMPRODUCT(x3, x2) | =SUMPRODUCT(x4, x2) | =SUMPRODUCT(x5, x2) | =SUMPRODUCT(x6, x2) | =SUMPRODUCT(x7, x2)
| Unit rate 1 p/kWh scalable part | Unit rate 2 p/kWh scalable part | Unit rate 3 p/kWh scalable part | Fixed charge p/MPAN/day scalable part | Capacity charge p/kVA/day scalable part | Reactive power charge p/kVArh scalable part
Domestic Unrestricted | 0.02699 | 0 | 0 | 0 | 0 | 0
Domestic Two Rate | 0.035935 | 0 | 0 | 0 | 0 | 0
Domestic Off Peak (related MPAN) | 0.003621 | 0 | 0 | 0 | 0 | 0
Small Non Domestic Unrestricted | 0.023685 | 0 | 0 | 0 | 0 | 0
Small Non Domestic Two Rate | 0.025583 | 0 | 0 | 0 | 0 | 0
Small Non Domestic Off Peak (related MPAN) | 0.0024302 | 0 | 0 | 0 | 0 | 0
LV Medium Non-Domestic | 0.024301 | 0 | 0 | 0 | 0 | 0
LV Sub Medium Non-Domestic | 0.01861 | 0 | 0 | 0 | 0 | 0
HV Medium Non-Domestic | 0.024756 | 0 | 0 | 0 | 0 | 0
LV HH Metered | 0.1645 | 0 | 0 | 0 | 0 | 0.0049274
LV Sub HH Metered | 0.15099 | 0 | 0 | 0 | 0 | 0.0046823
HV HH Metered | 0.13866 | 0 | 0 | 0 | 0 | 0.0038026
HV Sub HH Metered | 0.13186 | 0 | 0 | 0 | 0 | 0.0037365
NHH UMS | 0.025372 | 0 | 0 | 0 | 0 | 0
LV UMS (Pseudo HH Metered) | 0.42939 | 0 | 0 | 0 | 0 | 0
LV Generation NHH | -0.012761 | 0 | 0 | 0 | 0 | 0
LV Sub Generation NHH | -0.012127 | 0 | 0 | 0 | 0 | 0
LV Generation Intermittent | -0.012761 | 0 | 0 | 0 | 0 | 0.0035237
LV Generation Non-Intermittent | -0.14332 | 0 | 0 | 0 | 0 | 0.0035237
LV Sub Generation Intermittent | -0.012127 | 0 | 0 | 0 | 0 | 0.0033485
LV Sub Generation Non-Intermittent | -0.13619 | 0 | 0 | 0 | 0 | 0.0033485
HV Generation Intermittent | -0.011949 | 0 | 0 | 0 | 0 | 0.0032993
HV Generation Non-Intermittent | -0.13419 | 0 | 0 | 0 | 0 | 0.0032993
HV Sub Generation Non-Intermittent | -0.13186 | 0 | 0 | 0 | 0 | 0.0032419
HV Sub Generation Intermittent | -0.011741 | 0 | 0 | 0 | 0 | 0.0032419
3504. Marginal revenue effect of scaler
Data sources:
x1 = 2302. Load coefficient
x2 = 3503. Unit rate 1 p/kWh scalable part (in Scalable elements of tariff components)
x3 = 2305. Rate 1 units (MWh) (in Equivalent volume for each end user)
x4 = 3503. Unit rate 2 p/kWh scalable part (in Scalable elements of tariff components)
x5 = 2305. Rate 2 units (MWh) (in Equivalent volume for each end user)
x6 = 3503. Unit rate 3 p/kWh scalable part (in Scalable elements of tariff components)
x7 = 2305. Rate 3 units (MWh) (in Equivalent volume for each end user)
x8 = 3503. Fixed charge p/MPAN/day scalable part (in Scalable elements of tariff components)
x9 = 1010. Days in the charging period (in Financial and general assumptions)
x10 = 2305. MPANs (in Equivalent volume for each end user)
x11 = 3503. Capacity charge p/kVA/day scalable part (in Scalable elements of tariff components)
x12 = 2305. Import capacity (kVA) (in Equivalent volume for each end user)
x13 = 3503. Reactive power charge p/kVArh scalable part (in Scalable elements of tariff components)
x14 = 2305. Reactive power units (MVArh) (in Equivalent volume for each end user)
Kind: | Cell-by-cell calculation | Cell-by-cell calculation | Cell-by-cell calculation | Cell-by-cell calculation | Cell-by-cell calculation | Cell-by-cell calculation
Formula: | =IF(x1<0,0,x2*x3*10) | =IF(x1<0,0,x4*x5*10) | =IF(x1<0,0,x6*x7*10) | =x8*x9*x10/100 | =x11*x9*x12/100 | =IF(x1<0,0,x13*x14*10)
| Effect through Unit rate 1 p/kWh | Effect through Unit rate 2 p/kWh | Effect through Unit rate 3 p/kWh | Effect through Fixed charge p/MPAN/day | Effect through Capacity charge p/kVA/day | Effect through Reactive power charge p/kVArh
Domestic Unrestricted | 1390398.0343 | 0 | 0 | 0 | 0 | 0
Domestic Two Rate | 1171541.9063 | 0 | 0 | 0 | 0 | 0
Domestic Off Peak (related MPAN) | 7151.4797 | 0 | 0 | 0 | 0 | 0
Small Non Domestic Unrestricted | 273172.9482 | 0 | 0 | 0 | 0 | 0
Small Non Domestic Two Rate | 423381.6437 | 0 | 0 | 0 | 0 | 0
Small Non Domestic Off Peak (related MPAN) | 188.1983 | 0 | 0 | 0 | 0 | 0
LV Medium Non-Domestic | 178091.3706 | 0 | 0 | 0 | 0 | 0
LV Sub Medium Non-Domestic | 0 | 0 | 0 | 0 | 0 | 0
HV Medium Non-Domestic | 6678.8949 | 0 | 0 | 0 | 0 | 0
LV HH Metered | 530554.4502 | 0 | 0 | 0 | 0 | 17455.7396
LV Sub HH Metered | 819.0507 | 0 | 0 | 0 | 0 | 0.58459
HV HH Metered | 1119747.9368 | 0 | 0 | 0 | 0 | 30204.2046
HV Sub HH Metered | 0 | 0 | 0 | 0 | 0 | 0
NHH UMS | 22681.9882 | 0 | 0 | 0 | 0 | 0
LV UMS (Pseudo HH Metered) | 78426.424 | 0 | 0 | 0 | 0 | 0
LV Generation NHH | 0 | 0 | 0 | 0 | 0 | 0
LV Sub Generation NHH | 0 | 0 | 0 | 0 | 0 | 0
LV Generation Intermittent | 0 | 0 | 0 | 0 | 0 | 0
LV Generation Non-Intermittent | 0 | 0 | 0 | 0 | 0 | 0
LV Sub Generation Intermittent | 0 | 0 | 0 | 0 | 0 | 0
LV Sub Generation Non-Intermittent | 0 | 0 | 0 | 0 | 0 | 0
HV Generation Intermittent | 0 | 0 | 0 | 0 | 0 | 0
HV Generation Non-Intermittent | 0 | 0 | 0 | 0 | 0 | 0
HV Sub Generation Non-Intermittent | 0 | 0 | 0 | 0 | 0 | 0
HV Sub Generation Intermittent | 0 | 0 | 0 | 0 | 0 | 0
3505. Scaler value at which the minimum is breached
Data sources:
x1 = 3503. Unit rate 1 p/kWh scalable part (in Scalable elements of tariff components)
x2 = 3307. Unit rate 1 p/kWh (total) (in Summary of charges before revenue matching)
x3 = 3503. Unit rate 2 p/kWh scalable part (in Scalable elements of tariff components)
x4 = 3307. Unit rate 2 p/kWh (total) (in Summary of charges before revenue matching)
x5 = 3503. Unit rate 3 p/kWh scalable part (in Scalable elements of tariff components)
x6 = 3307. Unit rate 3 p/kWh (total) (in Summary of charges before revenue matching)
x7 = 3503. Fixed charge p/MPAN/day scalable part (in Scalable elements of tariff components)
x8 = 3307. Fixed charge p/MPAN/day (total) (in Summary of charges before revenue matching)
x9 = 3503. Capacity charge p/kVA/day scalable part (in Scalable elements of tariff components)
x10 = 3307. Capacity charge p/kVA/day (total) (in Summary of charges before revenue matching)
x11 = 3503. Reactive power charge p/kVArh scalable part (in Scalable elements of tariff components)
x12 = 3307. Reactive power charge p/kVArh (in Summary of charges before revenue matching)
Kind: | Cell-by-cell calculation | Cell-by-cell calculation | Cell-by-cell calculation | Cell-by-cell calculation | Cell-by-cell calculation | Cell-by-cell calculation
Formula: | =IF(x1,0-x2/x1,0) | =IF(x3,0-x4/x3,0) | =IF(x5,0-x6/x5,0) | =IF(x7,0-x8/x7,0) | =IF(x9,0-x10/x9,0) | =IF(x11,0-x12/x11,0)
| Scaler threshold for Unit rate 1 p/kWh | Scaler threshold for Unit rate 2 p/kWh | Scaler threshold for Unit rate 3 p/kWh | Scaler threshold for Fixed charge p/MPAN/day | Scaler threshold for Capacity charge p/kVA/day | Scaler threshold for Reactive power charge p/kVArh
Domestic Unrestricted | -60.4275 |  |  | 0
Domestic Two Rate | -56.0277 | 0 |  | 0
Domestic Off Peak (related MPAN) | -104.2731
Small Non Domestic Unrestricted | -60.4275 |  |  | 0
Small Non Domestic Two Rate | -61.6326 | 0 |  | 0
Small Non Domestic Off Peak (related MPAN) | -102.9079
LV Medium Non-Domestic | -61.4272 | 0 |  | 0
LV Sub Medium Non-Domestic | -55.6445 | 0 |  | 0
HV Medium Non-Domestic | -31.8137 | 0 |  | 0
LV HH Metered | -39.0677 | 0 | 0 | 0 | 0 | -52.5125
LV Sub HH Metered | -33.148 | 0 | 0 | 0 | 0 | -43.6083
HV HH Metered | -24.4698 | 0 | 0 | 0 | 0 | -30.8057
HV Sub HH Metered | -22.2731 | 0 | 0 | 0 | 0 | -27.3477
NHH UMS | -86.6528
LV UMS (Pseudo HH Metered) | -48.1121 | 0 | 0
LV Generation NHH | -60.4275 |  |  | 0
LV Sub Generation NHH | -54.7386 |  |  | 0
LV Generation Intermittent | -60.4275 |  |  | 0 |  | -77.1159
LV Generation Non-Intermittent | -44.3297 | 0 | 0 | 0 |  | -77.1159
LV Sub Generation Intermittent | -54.7386 |  |  | 0 |  | -73.4298
LV Sub Generation Non-Intermittent | -40.5476 | 0 | 0 | 0 |  | -73.4298
HV Generation Intermittent | -40.3532 |  |  | 0 |  | -59.1322
HV Generation Non-Intermittent | -30.9503 | 0 | 0 | 0 |  | -59.1322
HV Sub Generation Non-Intermittent | -26.0474 | 0 | 0 | 0 |  | -45.2141
HV Sub Generation Intermittent | -33.0249 |  |  | 0 |  | -45.2141
3506. Root if there were no constraints
Special calculation Special calculation
Data sources:
Root if there were no constraints
Root if there were no constraints | 11.1157
3507. Starting point
Special calculation Special calculation
Data sources:
Starting point
Starting point | -104.2731
3508. Solve a simple linear programming problem
Data sources:
x1 = 3507. Starting point
x2 = 3505. Scaler threshold for Unit rate 1 p/kWh (in Scaler value at which the minimum is breached)
x3 = 3504. Effect through Unit rate 1 p/kWh (in Marginal revenue effect of scaler)
x4 = Location (in Solve a simple linear programming problem)
x5 = Kink (in Solve a simple linear programming problem)
x6 = Ranking before tie break (in Solve a simple linear programming problem)
x7 = Counter (in Solve a simple linear programming problem)
x8 = Tie breaker (in Solve a simple linear programming problem)
x9 = Ranking (in Solve a simple linear programming problem)
x10 = Kink reordering (in Solve a simple linear programming problem)
x11 = Starting slopes (in Solve a simple linear programming problem)
x12 = New slope (in Solve a simple linear programming problem)
x13 = Location (ordered) (in Solve a simple linear programming problem)
x14 = Starting values (in Solve a simple linear programming problem)
x15 = 3403. Revenue shortfall (surplus) £/year (in Revenue surplus or shortfall)
x16 = 3506. Root if there were no constraints
x17 = Value (in Solve a simple linear programming problem)
Kind: | Special calculation | Special calculation | Special calculation | Special calculation | Special calculation | Fixed data | Cell-by-cell calculation | Special calculation | Special calculation | Special calculation | Special calculation | Special calculation | Special calculation
Formula: | Special calculation | Special calculation | Special calculation | Special calculation | Special calculation |  | =x6*150+x7 | Special calculation | Special calculation | Special calculation | Special calculation | Special calculation | Special calculation
| Location | Kink | Starting slopes | Starting values | Ranking before tie break | Counter | Tie breaker | Ranking | Kink reordering | Location (ordered) | New slope | Value | Root
Starting point | -104.2731 |  |  |  |  | 0 | 0 |  |  | -104.2731 | 0 | -318279159.6635 | 11.1157
Kink 1 | -60.4275 | 1390398.0343 | 0 | -84018329.1724 | 13 | 1 | 1951 | 13 | 3 | -104.2731 | 7151.4797 | -318279159.6635
Kink 2 | -56.0277 | 1171541.9063 | 0 | -65638814.2652 | 16 | 2 | 2402 | 16 | 6 | -102.9079 | 7339.678 | -318269396.3493
Kink 3 | -104.2731 | 7151.4797 | 0 | -745707.0272 | 1 | 3 | 153 | 1 | 14 | -86.6528 | 30021.6662 | -318150089.0138
Kink 4 | -60.4275 | 273172.9482 | 0 | -16507168.5352 | 10 | 4 | 1504 | 10 | 143 | -77.1159 | 30021.6662 | -317863775.4392
Kink 5 | -61.6326 | 423381.6437 | 0 | -26094116.5257 | 8 | 5 | 1205 | 8 | 144 | -77.1159 | 30021.6662 | -317863775.4392
Kink 6 | -102.9079 | 188.1983 | 0 | -19367.0903 | 2 | 6 | 306 | 2 | 145 | -73.4298 | 30021.6662 | -317753112.8194
Kink 7 | -61.4272 | 178091.3706 | 0 | -10939647.1761 | 9 | 7 | 1357 | 9 | 146 | -73.4298 | 30021.6662 | -317753112.8194
Kink 8 | -55.6445 | 0 | 0 | 0 | 17 | 8 | 2558 | 17 | 5 | -61.6326 | 453403.3099 | -317398942.0311
Kink 9 | -31.8137 | 6678.8949 | 0 | -212480.5896 | 31 | 9 | 4659 | 31 | 7 | -61.4272 | 631494.6805 | -317305789.6221
Kink 10 | -39.0677 | 530554.4502 | 0 | -20727530.3031 | 28 | 10 | 4210 | 28 | 4 | -60.4275 | 904667.6287 | -316674533.0326
Kink 11 | -33.148 | 819.0507 | 0 | -27149.886 | 29 | 11 | 4361 | 29 | 16 | -60.4275 | 904667.6287 | -316674533.0326
Kink 12 | -24.4698 | 1119747.9368 | 0 | -27399984.0763 | 36 | 12 | 5412 | 36 | 18 | -60.4275 | 904667.6287 | -316674533.0326
Kink 13 | -22.2731 | 0 | 0 | 0 | 37 | 13 | 5563 | 37 | 1 | -60.4275 | 2295065.663 | -316674533.0326
Kink 14 | -86.6528 | 22681.9882 | 0 | -1965457.2156 | 3 | 14 | 464 | 3 | 147 | -59.1322 | 2295065.663 | -313701707.4615
Kink 15 | -48.1121 | 78426.424 | 0 | -3773262.9311 | 21 | 15 | 3165 | 21 | 148 | -59.1322 | 2295065.663 | -313701707.4615
Kink 16 | -60.4275 | 0 | 0 | 0 | 11 | 16 | 1666 | 11 | 2 | -56.0277 | 3466607.5692 | -306576648.3266
Kink 17 | -54.7386 | 0 | 0 | 0 | 18 | 17 | 2717 | 18 | 8 | -55.6445 | 3466607.5692 | -305248027.0617
Kink 18 | -60.4275 | 0 | 0 | 0 | 11 | 18 | 1668 | 12 | 17 | -54.7386 | 3466607.5692 | -302107662.8873
Kink 19 | -44.3297 | 0 | 0 | 0 | 24 | 19 | 3619 | 24 | 20 | -54.7386 | 3466607.5692 | -302107662.8873
Kink 20 | -54.7386 | 0 | 0 | 0 | 18 | 20 | 2720 | 19 | 135 | -52.5125 | 3484063.3088 | -294390834.4998
Kink 21 | -40.5476 | 0 | 0 | 0 | 26 | 21 | 3921 | 26 | 15 | -48.1121 | 3562489.7328 | -279059642.4835
Kink 22 | -40.3532 | 0 | 0 | 0 | 27 | 22 | 4072 | 27 | 149 | -45.2141 | 3562489.7328 | -268735528.0335
Kink 23 | -30.9503 | 0 | 0 | 0 | 32 | 23 | 4823 | 32 | 150 | -45.2141 | 3562489.7328 | -268735528.0335
Kink 24 | -26.0474 | 0 | 0 | 0 | 35 | 24 | 5274 | 35 | 19 | -44.3297 | 3562489.7328 | -265584920.5068
Kink 25 | -33.0249 | 0 | 0 | 0 | 30 | 25 | 4525 | 30 | 136 | -43.6083 | 3562490.3174 | -263014874.3016
Kink 26 | 0 | 0 | 0 | 0 | 38 | 26 | 5726 | 38 | 21 | -40.5476 | 3562490.3174 | -252111049.8939
Kink 27 | 0 | 0 | 0 | 0 | 38 | 27 | 5727 | 39 | 22 | -40.3532 | 3562490.3174 | -251418507.2632
Kink 28 | 0 | 0 | 0 | 0 | 38 | 28 | 5728 | 40 | 10 | -39.0677 | 4093044.7676 | -246838843.2363
Kink 29 | 0 | 0 | 0 | 0 | 38 | 29 | 5729 | 41 | 11 | -33.148 | 4093863.8184 | -222609300.4717
Kink 30 | 0 | 0 | 0 | 0 | 38 | 30 | 5730 | 42 | 25 | -33.0249 | 4093863.8184 | -222105229.7802
Kink 31 | 0 | 0 | 0 | 0 | 38 | 31 | 5731 | 43 | 9 | -31.8137 | 4100542.7133 | -217147036.0045
Kink 32 | 0 | 0 | 0 | 0 | 38 | 32 | 5732 | 44 | 23 | -30.9503 | 4100542.7133 | -213606608.4997
Kink 33 | 0 | 0 | 0 | 0 | 38 | 33 | 5733 | 45 | 137 | -30.8057 | 4130746.9178 | -213013748.2711
Kink 34 | 0 | 0 | 0 | 0 | 38 | 34 | 5734 | 46 | 138 | -27.3477 | 4130746.9178 | -198729507.8484
Kink 35 | 0 | 0 | 0 | 0 | 38 | 35 | 5735 | 47 | 24 | -26.0474 | 4130746.9178 | -193358178.2008
Kink 36 | 0 | 0 | 0 | 0 | 38 | 36 | 5736 | 48 | 12 | -24.4698 | 5250494.8546 | -186841457.9603
Kink 37 | 0 | 0 | 0 | 0 | 38 | 37 | 5737 | 49 | 13 | -22.2731 | 5250494.8546 | -175307859.1592
Kink 38 | 0 | 0 | 0 | 0 | 38 | 38 | 5738 | 50 | 26 | 0 | 5250494.8546 | -58363011.4436
Kink 39 | 0 | 0 | 0 | 0 | 38 | 39 | 5739 | 51 | 27 | 0 | 5250494.8546 | -58363011.4436
Kink 40 | 0 | 0 | 0 | 0 | 38 | 40 | 5740 | 52 | 28 | 0 | 5250494.8546 | -58363011.4436
Kink 41 | 0 | 0 | 0 | 0 | 38 | 41 | 5741 | 53 | 29 | 0 | 5250494.8546 | -58363011.4436
Kink 42 | 0 | 0 | 0 | 0 | 38 | 42 | 5742 | 54 | 30 | 0 | 5250494.8546 | -58363011.4436
Kink 43 | 0 | 0 | 0 | 0 | 38 | 43 | 5743 | 55 | 31 | 0 | 5250494.8546 | -58363011.4436
Kink 44 | 0 | 0 | 0 | 0 | 38 | 44 | 5744 | 56 | 32 | 0 | 5250494.8546 | -58363011.4436
Kink 45 | 0 | 0 | 0 | 0 | 38 | 45 | 5745 | 57 | 33 | 0 | 5250494.8546 | -58363011.4436
Kink 46 | 0 | 0 | 0 | 0 | 38 | 46 | 5746 | 58 | 34 | 0 | 5250494.8546 | -58363011.4436
Kink 47 | 0 | 0 | 0 | 0 | 38 | 47 | 5747 | 59 | 35 | 0 | 5250494.8546 | -58363011.4436
Kink 48 | 0 | 0 | 0 | 0 | 38 | 48 | 5748 | 60 | 36 | 0 | 5250494.8546 | -58363011.4436
Kink 49 | 0 | 0 | 0 | 0 | 38 | 49 | 5749 | 61 | 37 | 0 | 5250494.8546 | -58363011.4436
Kink 50 | 0 | 0 | 0 | 0 | 38 | 50 | 5750 | 62 | 38 | 0 | 5250494.8546 | -58363011.4436
Kink 51 | 0 | 0 | 0 | 0 | 38 | 51 | 5751 | 63 | 39 | 0 | 5250494.8546 | -58363011.4436
Kink 52 | 0 | 0 | 0 | 0 | 38 | 52 | 5752 | 64 | 40 | 0 | 5250494.8546 | -58363011.4436
Kink 53 | 0 | 0 | 0 | 0 | 38 | 53 | 5753 | 65 | 41 | 0 | 5250494.8546 | -58363011.4436
Kink 54 | 0 | 0 | 0 | 0 | 38 | 54 | 5754 | 66 | 42 | 0 | 5250494.8546 | -58363011.4436
Kink 55 | 0 | 0 | 0 | 0 | 38 | 55 | 5755 | 67 | 43 | 0 | 5250494.8546 | -58363011.4436
Kink 56 | 0 | 0 | 0 | 0 | 38 | 56 | 5756 | 68 | 44 | 0 | 5250494.8546 | -58363011.4436
Kink 57 | 0 | 0 | 0 | 0 | 38 | 57 | 5757 | 69 | 45 | 0 | 5250494.8546 | -58363011.4436
Kink 58 | 0 | 0 | 0 | 0 | 38 | 58 | 5758 | 70 | 46 | 0 | 5250494.8546 | -58363011.4436
Kink 59 | 0 | 0 | 0 | 0 | 38 | 59 | 5759 | 71 | 47 | 0 | 5250494.8546 | -58363011.4436
Kink 60 | 0 | 0 | 0 | 0 | 38 | 60 | 5760 | 72 | 48 | 0 | 5250494.8546 | -58363011.4436
Kink 61 | 0 | 0 | 0 | 0 | 38 | 61 | 5761 | 73 | 49 | 0 | 5250494.8546 | -58363011.4436
Kink 62 | 0 | 0 | 0 | 0 | 38 | 62 | 5762 | 74 | 50 | 0 | 5250494.8546 | -58363011.4436
Kink 63 | 0 | 0 | 0 | 0 | 38 | 63 | 5763 | 75 | 51 | 0 | 5250494.8546 | -58363011.4436
Kink 64 | 0 | 0 | 0 | 0 | 38 | 64 | 5764 | 76 | 52 | 0 | 5250494.8546 | -58363011.4436
Kink 65 | 0 | 0 | 0 | 0 | 38 | 65 | 5765 | 77 | 53 | 0 | 5250494.8546 | -58363011.4436
Kink 66 | 0 | 0 | 0 | 0 | 38 | 66 | 5766 | 78 | 54 | 0 | 5250494.8546 | -58363011.4436
Kink 67 | 0 | 0 | 0 | 0 | 38 | 67 | 5767 | 79 | 55 | 0 | 5250494.8546 | -58363011.4436
Kink 68 | 0 | 0 | 0 | 0 | 38 | 68 | 5768 | 80 | 56 | 0 | 5250494.8546 | -58363011.4436
Kink 69 | 0 | 0 | 0 | 0 | 38 | 69 | 5769 | 81 | 57 | 0 | 5250494.8546 | -58363011.4436
Kink 70 | 0 | 0 | 0 | 0 | 38 | 70 | 5770 | 82 | 58 | 0 | 5250494.8546 | -58363011.4436
Kink 71 | 0 | 0 | 0 | 0 | 38 | 71 | 5771 | 83 | 59 | 0 | 5250494.8546 | -58363011.4436
Kink 72 | 0 | 0 | 0 | 0 | 38 | 72 | 5772 | 84 | 60 | 0 | 5250494.8546 | -58363011.4436
Kink 73 | 0 | 0 | 0 | 0 | 38 | 73 | 5773 | 85 | 61 | 0 | 5250494.8546 | -58363011.4436
Kink 74 | 0 | 0 | 0 | 0 | 38 | 74 | 5774 | 86 | 62 | 0 | 5250494.8546 | -58363011.4436
Kink 75 | 0 | 0 | 0 | 0 | 38 | 75 | 5775 | 87 | 63 | 0 | 5250494.8546 | -58363011.4436
Kink 76 | 0 | 0 | 0 | 0 | 38 | 76 | 5776 | 88 | 64 | 0 | 5250494.8546 | -58363011.4436
Kink 77 | 0 | 0 | 0 | 0 | 38 | 77 | 5777 | 89 | 65 | 0 | 5250494.8546 | -58363011.4436
Kink 78 | 0 | 0 | 0 | 0 | 38 | 78 | 5778 | 90 | 66 | 0 | 5250494.8546 | -58363011.4436
Kink 79 | 0 | 0 | 0 | 0 | 38 | 79 | 5779 | 91 | 67 | 0 | 5250494.8546 | -58363011.4436
Kink 80 | 0 | 0 | 0 | 0 | 38 | 80 | 5780 | 92 | 68 | 0 | 5250494.8546 | -58363011.4436
Kink 81 | 0 | 0 | 0 | 0 | 38 | 81 | 5781 | 93 | 69 | 0 | 5250494.8546 | -58363011.4436
Kink 82 | 0 | 0 | 0 | 0 | 38 | 82 | 5782 | 94 | 70 | 0 | 5250494.8546 | -58363011.4436
Kink 83 | 0 | 0 | 0 | 0 | 38 | 83 | 5783 | 95 | 71 | 0 | 5250494.8546 | -58363011.4436
Kink 84 | 0 | 0 | 0 | 0 | 38 | 84 | 5784 | 96 | 72 | 0 | 5250494.8546 | -58363011.4436
Kink 85 | 0 | 0 | 0 | 0 | 38 | 85 | 5785 | 97 | 73 | 0 | 5250494.8546 | -58363011.4436
Kink 86 | 0 | 0 | 0 | 0 | 38 | 86 | 5786 | 98 | 74 | 0 | 5250494.8546 | -58363011.4436
Kink 87 | 0 | 0 | 0 | 0 | 38 | 87 | 5787 | 99 | 75 | 0 | 5250494.8546 | -58363011.4436
Kink 88 | 0 | 0 | 0 | 0 | 38 | 88 | 5788 | 100 | 76 | 0 | 5250494.8546 | -58363011.4436
Kink 89 | 0 | 0 | 0 | 0 | 38 | 89 | 5789 | 101 | 77 | 0 | 5250494.8546 | -58363011.4436
Kink 90 | 0 | 0 | 0 | 0 | 38 | 90 | 5790 | 102 | 78 | 0 | 5250494.8546 | -58363011.4436
Kink 91 | 0 | 0 | 0 | 0 | 38 | 91 | 5791 | 103 | 79 | 0 | 5250494.8546 | -58363011.4436
Kink 92 | 0 | 0 | 0 | 0 | 38 | 92 | 5792 | 104 | 80 | 0 | 5250494.8546 | -58363011.4436
Kink 93 | 0 | 0 | 0 | 0 | 38 | 93 | 5793 | 105 | 81 | 0 | 5250494.8546 | -58363011.4436
Kink 94 | 0 | 0 | 0 | 0 | 38 | 94 | 5794 | 106 | 82 | 0 | 5250494.8546 | -58363011.4436
Kink 95 | 0 | 0 | 0 | 0 | 38 | 95 | 5795 | 107 | 83 | 0 | 5250494.8546 | -58363011.4436
Kink 96 | 0 | 0 | 0 | 0 | 38 | 96 | 5796 | 108 | 84 | 0 | 5250494.8546 | -58363011.4436
Kink 97 | 0 | 0 | 0 | 0 | 38 | 97 | 5797 | 109 | 85 | 0 | 5250494.8546 | -58363011.4436
Kink 98 | 0 | 0 | 0 | 0 | 38 | 98 | 5798 | 110 | 86 | 0 | 5250494.8546 | -58363011.4436
Kink 99 | 0 | 0 | 0 | 0 | 38 | 99 | 5799 | 111 | 87 | 0 | 5250494.8546 | -58363011.4436
Kink 100 | 0 | 0 | 0 | 0 | 38 | 100 | 5800 | 112 | 88 | 0 | 5250494.8546 | -58363011.4436
Kink 101 | 0 | 0 | 0 | 0 | 38 | 101 | 5801 | 113 | 89 | 0 | 5250494.8546 | -58363011.4436
Kink 102 | 0 | 0 | 0 | 0 | 38 | 102 | 5802 | 114 | 90 | 0 | 5250494.8546 | -58363011.4436
Kink 103 | 0 | 0 | 0 | 0 | 38 | 103 | 5803 | 115 | 91 | 0 | 5250494.8546 | -58363011.4436
Kink 104 | 0 | 0 | 0 | 0 | 38 | 104 | 5804 | 116 | 92 | 0 | 5250494.8546 | -58363011.4436
Kink 105 | 0 | 0 | 0 | 0 | 38 | 105 | 5805 | 117 | 93 | 0 | 5250494.8546 | -58363011.4436
Kink 106 | 0 | 0 | 0 | 0 | 38 | 106 | 5806 | 118 | 94 | 0 | 5250494.8546 | -58363011.4436
Kink 107 | 0 | 0 | 0 | 0 | 38 | 107 | 5807 | 119 | 95 | 0 | 5250494.8546 | -58363011.4436
Kink 108 | 0 | 0 | 0 | 0 | 38 | 108 | 5808 | 120 | 96 | 0 | 5250494.8546 | -58363011.4436
Kink 109 | 0 | 0 | 0 | 0 | 38 | 109 | 5809 | 121 | 97 | 0 | 5250494.8546 | -58363011.4436
Kink 110 | 0 | 0 | 0 | 0 | 38 | 110 | 5810 | 122 | 98 | 0 | 5250494.8546 | -58363011.4436
Kink 111 | 0 | 0 | 0 | 0 | 38 | 111 | 5811 | 123 | 99 | 0 | 5250494.8546 | -58363011.4436
Kink 112 | 0 | 0 | 0 | 0 | 38 | 112 | 5812 | 124 | 100 | 0 | 5250494.8546 | -58363011.4436
Kink 113 | 0 | 0 | 0 | 0 | 38 | 113 | 5813 | 125 | 101 | 0 | 5250494.8546 | -58363011.4436
Kink 114 | 0 | 0 | 0 | 0 | 38 | 114 | 5814 | 126 | 102 | 0 | 5250494.8546 | -58363011.4436
Kink 115 | 0 | 0 | 0 | 0 | 38 | 115 | 5815 | 127 | 103 | 0 | 5250494.8546 | -58363011.4436
Kink 116 | 0 | 0 | 0 | 0 | 38 | 116 | 5816 | 128 | 104 | 0 | 5250494.8546 | -58363011.4436
Kink 117 | 0 | 0 | 0 | 0 | 38 | 117 | 5817 | 129 | 105 | 0 | 5250494.8546 | -58363011.4436
Kink 118 | 0 | 0 | 0 | 0 | 38 | 118 | 5818 | 130 | 106 | 0 | 5250494.8546 | -58363011.4436
Kink 119 | 0 | 0 | 0 | 0 | 38 | 119 | 5819 | 131 | 107 | 0 | 5250494.8546 | -58363011.4436
Kink 120 | 0 | 0 | 0 | 0 | 38 | 120 | 5820 | 132 | 108 | 0 | 5250494.8546 | -58363011.4436
Kink 121 | 0 | 0 | 0 | 0 | 38 | 121 | 5821 | 133 | 109 | 0 | 5250494.8546 | -58363011.4436
Kink 122 | 0 | 0 | 0 | 0 | 38 | 122 | 5822 | 134 | 110 | 0 | 5250494.8546 | -58363011.4436
Kink 123 | 0 | 0 | 0 | 0 | 38 | 123 | 5823 | 135 | 111 | 0 | 5250494.8546 | -58363011.4436
Kink 124 | 0 | 0 | 0 | 0 | 38 | 124 | 5824 | 136 | 112 | 0 | 5250494.8546 | -58363011.4436
Kink 125 | 0 | 0 | 0 | 0 | 38 | 125 | 5825 | 137 | 113 | 0 | 5250494.8546 | -58363011.4436
Kink 126 | 0 | 0 | 0 | 0 | 38 | 126 | 5826 | 138 | 114 | 0 | 5250494.8546 | -58363011.4436
Kink 127 | 0 | 0 | 0 | 0 | 38 | 127 | 5827 | 139 | 115 | 0 | 5250494.8546 | -58363011.4436
Kink 128 | 0 | 0 | 0 | 0 | 38 | 128 | 5828 | 140 | 116 | 0 | 5250494.8546 | -58363011.4436
Kink 129 | 0 | 0 | 0 | 0 | 38 | 129 | 5829 | 141 | 117 | 0 | 5250494.8546 | -58363011.4436
Kink 130 | 0 | 0 | 0 | 0 | 38 | 130 | 5830 | 142 | 118 | 0 | 5250494.8546 | -58363011.4436
Kink 131 | 0 | 0 | 0 | 0 | 38 | 131 | 5831 | 143 | 119 | 0 | 5250494.8546 | -58363011.4436
Kink 132 | 0 | 0 | 0 | 0 | 38 | 132 | 5832 | 144 | 120 | 0 | 5250494.8546 | -58363011.4436
Kink 133 | 0 | 0 | 0 | 0 | 38 | 133 | 5833 | 145 | 121 | 0 | 5250494.8546 | -58363011.4436
Kink 134 | 0 | 0 | 0 | 0 | 38 | 134 | 5834 | 146 | 122 | 0 | 5250494.8546 | -58363011.4436
Kink 135 | -52.5125 | 17455.7396 | 0 | -916644.7881 | 20 | 135 | 3135 | 20 | 123 | 0 | 5250494.8546 | -58363011.4436
Kink 136 | -43.6083 | 0.58459 | 0 | -25.493 | 25 | 136 | 3886 | 25 | 124 | 0 | 5250494.8546 | -58363011.4436
Kink 137 | -30.8057 | 30204.2046 | 0 | -930463.145 | 33 | 137 | 5087 | 33 | 125 | 0 | 5250494.8546 | -58363011.4436
Kink 138 | -27.3477 | 0 | 0 | 0 | 34 | 138 | 5238 | 34 | 126 | 0 | 5250494.8546 | -58363011.4436
Kink 139 | 0 | 0 | 0 | 0 | 38 | 139 | 5839 | 147 | 127 | 0 | 5250494.8546 | -58363011.4436
Kink 140 | 0 | 0 | 0 | 0 | 38 | 140 | 5840 | 148 | 128 | 0 | 5250494.8546 | -58363011.4436
Kink 141 | 0 | 0 | 0 | 0 | 38 | 141 | 5841 | 149 | 129 | 0 | 5250494.8546 | -58363011.4436
Kink 142 | 0 | 0 | 0 | 0 | 38 | 142 | 5842 | 150 | 130 | 0 | 5250494.8546 | -58363011.4436
Kink 143 | -77.1159 | 0 | 0 | 0 | 4 | 143 | 743 | 4 | 131 | 0 | 5250494.8546 | -58363011.4436
Kink 144 | -77.1159 | 0 | 0 | 0 | 4 | 144 | 744 | 5 | 132 | 0 | 5250494.8546 | -58363011.4436
Kink 145 | -73.4298 | 0 | 0 | 0 | 6 | 145 | 1045 | 6 | 133 | 0 | 5250494.8546 | -58363011.4436
Kink 146 | -73.4298 | 0 | 0 | 0 | 6 | 146 | 1046 | 7 | 134 | 0 | 5250494.8546 | -58363011.4436
Kink 147 | -59.1322 | 0 | 0 | 0 | 14 | 147 | 2247 | 14 | 139 | 0 | 5250494.8546 | -58363011.4436
Kink 148 | -59.1322 | 0 | 0 | 0 | 14 | 148 | 2248 | 15 | 140 | 0 | 5250494.8546 | -58363011.4436
Kink 149 | -45.2141 | 0 | 0 | 0 | 22 | 149 | 3449 | 22 | 141 | 0 | 5250494.8546 | -58363011.4436
Kink 150 | -45.2141 | 0 | 0 | 0 | 22 | 150 | 3450 | 23 | 142 | 0 | 5250494.8546 | -58363011.4436
3509. General scaler rate
Optimisation result =MIN(x1)
Data sources:
x1 = 3508. Root (in Solve a simple linear programming problem)
General scaler rate
General scaler rate | 11.1157
3510. Scaler
Data sources:
x1 = 2302. Load coefficient
x2 = 3503. Unit rate 1 p/kWh scalable part (in Scalable elements of tariff components)
x3 = 3509. General scaler rate
x4 = 3307. Unit rate 1 p/kWh (total) (in Summary of charges before revenue matching)
x5 = 3503. Unit rate 2 p/kWh scalable part (in Scalable elements of tariff components)
x6 = 3307. Unit rate 2 p/kWh (total) (in Summary of charges before revenue matching)
x7 = 3503. Unit rate 3 p/kWh scalable part (in Scalable elements of tariff components)
x8 = 3307. Unit rate 3 p/kWh (total) (in Summary of charges before revenue matching)
x9 = 3503. Fixed charge p/MPAN/day scalable part (in Scalable elements of tariff components)
x10 = 3307. Fixed charge p/MPAN/day (total) (in Summary of charges before revenue matching)
x11 = 3503. Capacity charge p/kVA/day scalable part (in Scalable elements of tariff components)
x12 = 3307. Capacity charge p/kVA/day (total) (in Summary of charges before revenue matching)
x13 = 3503. Reactive power charge p/kVArh scalable part (in Scalable elements of tariff components)
x14 = 3307. Reactive power charge p/kVArh (in Summary of charges before revenue matching)
x15 = 1010. Days in the charging period (in Financial and general assumptions)
x16 = Fixed charge p/MPAN/day scaler (in Scaler)
x17 = 2305. MPANs (in Equivalent volume for each end user)
x18 = Capacity charge p/kVA/day scaler (in Scaler)
x19 = 2305. Import capacity (kVA) (in Equivalent volume for each end user)
x20 = Unit rate 1 p/kWh scaler (in Scaler)
x21 = 2305. Rate 1 units (MWh) (in Equivalent volume for each end user)
x22 = Unit rate 2 p/kWh scaler (in Scaler)
x23 = 2305. Rate 2 units (MWh) (in Equivalent volume for each end user)
x24 = Unit rate 3 p/kWh scaler (in Scaler)
x25 = 2305. Rate 3 units (MWh) (in Equivalent volume for each end user)
x26 = Reactive power charge p/kVArh scaler (in Scaler)
x27 = 2305. Reactive power units (MVArh) (in Equivalent volume for each end user)
Kind: | Cell-by-cell calculation | Cell-by-cell calculation | Cell-by-cell calculation | Cell-by-cell calculation | Cell-by-cell calculation | Cell-by-cell calculation | Cell-by-cell calculation
Formula: | =IF(x1<0,0,IF(x2*x3+x4>0,x2*x3,0-x4)) | =IF(x1<0,0,IF(x5*x3+x6>0,x5*x3,0-x6)) | =IF(x1<0,0,IF(x7*x3+x8>0,x7*x3,0-x8)) | =IF(x1<0,0,IF(x9*x3+x10>0,x9*x3,0-x10)) | =IF(x1<0,0,IF(x11*x3+x12>0,x11*x3,0-x12)) | =IF(x1<0,0,IF(x13*x3+x14>0,x13*x3,0-x14)) | =0.01*x15*(x16*x17+x18*x19)+10*(x20*x21+x22*x23+x24*x25+x26*x27)
| Unit rate 1 p/kWh scaler | Unit rate 2 p/kWh scaler | Unit rate 3 p/kWh scaler | Fixed charge p/MPAN/day scaler | Capacity charge p/kVA/day scaler | Reactive power charge p/kVArh scaler | Net revenues by tariff from scaler
Domestic Unrestricted | 0.30001 | 0 | 0 | 0 | 0 | 0 | 15455270.1472
Domestic Two Rate | 0.39944 | 0 | 0 | 0 | 0 | 0 | 13022527.5091
Domestic Off Peak (related MPAN) | 0.04025 | 0 | 0 | 0 | 0 | 0 | 79493.82
Small Non Domestic Unrestricted | 0.26328 | 0 | 0 | 0 | 0 | 0 | 3036513.0037
Small Non Domestic Two Rate | 0.28437 | 0 | 0 | 0 | 0 | 0 | 4706190.2548
Small Non Domestic Off Peak (related MPAN) | 0.027013 | 0 | 0 | 0 | 0 | 0 | 2091.9589
LV Medium Non-Domestic | 0.27013 | 0 | 0 | 0 | 0 | 0 | 1979613.1578
LV Sub Medium Non-Domestic | 0.20686 | 0 | 0 | 0 | 0 | 0 | 0
HV Medium Non-Domestic | 0.27518 | 0 | 0 | 0 | 0 | 0 | 74240.7012
LV HH Metered | 1.8285 | 0 | 0 | 0 | 0 | 0.054772 | 6091525.8213
LV Sub HH Metered | 1.6783 | 0 | 0 | 0 | 0 | 0.052048 | 9110.8336
HV HH Metered | 1.5413 | 0 | 0 | 0 | 0 | 0.042269 | 12782541.8069
HV Sub HH Metered | 1.4657 | 0 | 0 | 0 | 0 | 0.041534 | 0
NHH UMS | 0.28203 | 0 | 0 | 0 | 0 | 0 | 252126.5465
LV UMS (Pseudo HH Metered) | 4.773 | 0 | 0 | 0 | 0 | 0 | 871765.8824
LV Generation NHH | 0 | 0 | 0 | 0 | 0 | 0 | 0
LV Sub Generation NHH | 0 | 0 | 0 | 0 | 0 | 0 | 0
LV Generation Intermittent | 0 | 0 | 0 | 0 | 0 | 0 | 0
LV Generation Non-Intermittent | 0 | 0 | 0 | 0 | 0 | 0 | 0
LV Sub Generation Intermittent | 0 | 0 | 0 | 0 | 0 | 0 | 0
LV Sub Generation Non-Intermittent | 0 | 0 | 0 | 0 | 0 | 0 | 0
HV Generation Intermittent | 0 | 0 | 0 | 0 | 0 | 0 | 0
HV Generation Non-Intermittent | 0 | 0 | 0 | 0 | 0 | 0 | 0
HV Sub Generation Non-Intermittent | 0 | 0 | 0 | 0 | 0 | 0 | 0
HV Sub Generation Intermittent | 0 | 0 | 0 | 0 | 0 | 0 | 0

## Adjust
CDCM model 100: Tariff component adjustment and rounding |  | WPD East Midlands |  | 2012/13 |  | April Tariffs 2012/13
3601. Tariffs before rounding
Data sources:
x1 = 3307. Unit rate 1 p/kWh (total) (in Summary of charges before revenue matching)
x2 = 3510. Unit rate 1 p/kWh scaler (in Scaler)
x3 = 3307. Unit rate 2 p/kWh (total) (in Summary of charges before revenue matching)
x4 = 3510. Unit rate 2 p/kWh scaler (in Scaler)
x5 = 3307. Unit rate 3 p/kWh (total) (in Summary of charges before revenue matching)
x6 = 3510. Unit rate 3 p/kWh scaler (in Scaler)
x7 = 3307. Fixed charge p/MPAN/day (total) (in Summary of charges before revenue matching)
x8 = 3510. Fixed charge p/MPAN/day scaler (in Scaler)
x9 = 3307. Capacity charge p/kVA/day (total) (in Summary of charges before revenue matching)
x10 = 3510. Capacity charge p/kVA/day scaler (in Scaler)
x11 = 3307. Reactive power charge p/kVArh (in Summary of charges before revenue matching)
x12 = 3510. Reactive power charge p/kVArh scaler (in Scaler)
Kind: | Cell-by-cell calculation | Cell-by-cell calculation | Cell-by-cell calculation | Cell-by-cell calculation | Cell-by-cell calculation | Cell-by-cell calculation
Formula: | =x1+x2 | =x3+x4 | =x5+x6 | =x7+x8 | =x9+x10 | =x11+x12
| Unit rate 1 p/kWh | Unit rate 2 p/kWh | Unit rate 3 p/kWh | Fixed charge p/MPAN/day | Capacity charge p/kVA/day | Reactive power charge p/kVArh
Domestic Unrestricted | 1.9309 |  |  | 3.7224
Domestic Two Rate | 2.4128 | 0.057294 |  | 3.7224
Domestic Off Peak (related MPAN) | 0.41782
Small Non Domestic Unrestricted | 1.6945 |  |  | 5.0041
Small Non Domestic Two Rate | 1.8611 | 0.048973 |  | 5.0041
Small Non Domestic Off Peak (related MPAN) | 0.2771
LV Medium Non-Domestic | 1.7629 | 0.043462 |  | 31.1773
LV Sub Medium Non-Domestic | 1.2424 | 0.028716 |  | 9.3096
HV Medium Non-Domestic | 1.0628 | 0.013741 |  | 253.8348
LV HH Metered | 8.255 | 0.56934 | 0.032526 | 9.3096 | 2.2059 | 0.31352
LV Sub HH Metered | 6.6832 | 0.40907 | 0.021931 | 9.3096 | 3.0035 | 0.25624
HV HH Metered | 4.9341 | 0.23114 | 0.010332 | 93.617 | 3.8574 | 0.15941
HV Sub HH Metered | 4.4026 | 0.17819 | 0.0067561 | 93.617 | 3.2013 | 0.14372
NHH UMS | 2.4806
LV UMS (Pseudo HH Metered) | 25.4318 | 2.4786 | 0.68612
LV Generation NHH | -0.77114 |  |  | 0
LV Sub Generation NHH | -0.6638 |  |  | 0
LV Generation Intermittent | -0.77114 |  |  | 0 |  | 0.27174
LV Generation Non-Intermittent | -6.3534 | -0.59183 | -0.035025 | 0 |  | 0.27174
LV Sub Generation Intermittent | -0.6638 |  |  | 0 |  | 0.24588
LV Sub Generation Non-Intermittent | -5.5223 | -0.49698 | -0.028716 | 0 |  | 0.24588
HV Generation Intermittent | -0.48217 |  |  | 16.0725 |  | 0.19509
HV Generation Non-Intermittent | -4.1533 | -0.32773 | -0.017045 | 16.0725 |  | 0.19509
HV Sub Generation Non-Intermittent | -3.4346 | -0.24139 | -0.011168 | 16.0725 |  | 0.14658
HV Sub Generation Intermittent | -0.38774 |  |  | 16.0725 |  | 0.14658
3602. Decimal places
| Unit rate 1 p/kWh | Unit rate 2 p/kWh | Unit rate 3 p/kWh | Fixed charge p/MPAN/day | Capacity charge p/kVA/day | Reactive power charge p/kVArh
Decimal places | 3 | 3 | 3 | 2 | 2 | 3
3603. Tariff rounding
Data sources:
x1 = 3601. Unit rate 1 p/kWh before rounding (in Tariffs before rounding)
x2 = 3602. Unit rate 1 p/kWh decimal places (in Decimal places)
x3 = 3601. Unit rate 2 p/kWh before rounding (in Tariffs before rounding)
x4 = 3602. Unit rate 2 p/kWh decimal places (in Decimal places)
x5 = 3601. Unit rate 3 p/kWh before rounding (in Tariffs before rounding)
x6 = 3602. Unit rate 3 p/kWh decimal places (in Decimal places)
x7 = 3601. Fixed charge p/MPAN/day before rounding (in Tariffs before rounding)
x8 = 3602. Fixed charge p/MPAN/day decimal places (in Decimal places)
x9 = 3601. Capacity charge p/kVA/day before rounding (in Tariffs before rounding)
x10 = 3602. Capacity charge p/kVA/day decimal places (in Decimal places)
x11 = 3601. Reactive power charge p/kVArh before rounding (in Tariffs before rounding)
x12 = 3602. Reactive power charge p/kVArh decimal places (in Decimal places)
Kind: | Cell-by-cell calculation | Cell-by-cell calculation | Cell-by-cell calculation | Cell-by-cell calculation | Cell-by-cell calculation | Cell-by-cell calculation
Formula: | =ROUND(x1,x2)-x1 | =ROUND(x3,x4)-x3 | =ROUND(x5,x6)-x5 | =ROUND(x7,x8)-x7 | =ROUND(x9,x10)-x9 | =ROUND(x11,x12)-x11
| Unit rate 1 p/kWh | Unit rate 2 p/kWh | Unit rate 3 p/kWh | Fixed charge p/MPAN/day | Capacity charge p/kVA/day | Reactive power charge p/kVArh
Domestic Unrestricted | 6.2588e-05 |  |  | -0.0023892
Domestic Two Rate | 0.00019852 | -0.00029363 |  | -0.0023892
Domestic Off Peak (related MPAN) | 0.00017503
Small Non Domestic Unrestricted | 0.00046573 |  |  | -0.0040629
Small Non Domestic Two Rate | -0.00012909 | 2.6935e-05 |  | -0.0040629
Small Non Domestic Off Peak (related MPAN) | -9.8296e-05
LV Medium Non-Domestic | 0.00010091 | -0.00046218 |  | 0.0027466
LV Sub Medium Non-Domestic | -0.00039989 | 0.0002836 |  | 0.00042166
HV Medium Non-Domestic | 0.00024189 | 0.00025895 |  | -0.0048388
LV HH Metered | 3.2292e-05 | -0.0003419 | 0.00047395 | 0.00042166 | 0.0040536 | 0.00047726
LV Sub HH Metered | -0.00022674 | -7.4148e-05 | 6.9138e-05 | 0.00042166 | -0.0034862 | -0.00023687
HV HH Metered | -0.0001424 | -0.00013643 | -0.00033207 | 0.0030099 | 0.002618 | -0.00041091
HV Sub HH Metered | 0.00038365 | -0.00018843 | 0.00024394 | 0.0030099 | -0.0013093 | 0.00028181
NHH UMS | 0.0004344
LV UMS (Pseudo HH Metered) | 0.00022357 | 0.00038748 | -0.00012334
LV Generation NHH | 0.00014091 |  |  | 0
LV Sub Generation NHH | -0.00020122 |  |  | 0
LV Generation Intermittent | 0.00014091 |  |  | 0 |  | 0.00026473
LV Generation Non-Intermittent | 0.00036236 | -0.00017205 | 2.5039e-05 | 0 |  | 0.00026473
LV Sub Generation Intermittent | -0.00020122 |  |  | 0 |  | 0.00012256
LV Sub Generation Non-Intermittent | 0.00027114 | -2.3896e-05 | -0.0002836 | 0 |  | 0.00012256
HV Generation Intermittent | 0.00016547 |  |  | -0.0025013 |  | -9.4803e-05
HV Generation Non-Intermittent | 0.0002962 | -0.0002657 | 4.4547e-05 | -0.0025013 |  | -9.4803e-05
HV Sub Generation Non-Intermittent | -0.00041766 | 0.0003919 | 0.00016819 | -0.0025013 |  | 0.00041898
HV Sub Generation Intermittent | -0.00025946 |  |  | -0.0025013 |  | 0.00041898
3604. All the way tariffs
Data sources:
x1 = 3601. Unit rate 1 p/kWh before rounding (in Tariffs before rounding)
x2 = 3603. Unit rate 1 p/kWh rounding (in Tariff rounding)
x3 = 3601. Unit rate 2 p/kWh before rounding (in Tariffs before rounding)
x4 = 3603. Unit rate 2 p/kWh rounding (in Tariff rounding)
x5 = 3601. Unit rate 3 p/kWh before rounding (in Tariffs before rounding)
x6 = 3603. Unit rate 3 p/kWh rounding (in Tariff rounding)
x7 = 3601. Fixed charge p/MPAN/day before rounding (in Tariffs before rounding)
x8 = 3603. Fixed charge p/MPAN/day rounding (in Tariff rounding)
x9 = 3601. Capacity charge p/kVA/day before rounding (in Tariffs before rounding)
x10 = 3603. Capacity charge p/kVA/day rounding (in Tariff rounding)
x11 = 3601. Reactive power charge p/kVArh before rounding (in Tariffs before rounding)
x12 = 3603. Reactive power charge p/kVArh rounding (in Tariff rounding)
Kind: | Cell-by-cell calculation | Cell-by-cell calculation | Cell-by-cell calculation | Cell-by-cell calculation | Cell-by-cell calculation | Cell-by-cell calculation
Formula: | =x1+x2 | =x3+x4 | =x5+x6 | =x7+x8 | =x9+x10 | =x11+x12
| Unit rate 1 p/kWh | Unit rate 2 p/kWh | Unit rate 3 p/kWh | Fixed charge p/MPAN/day | Capacity charge p/kVA/day | Reactive power charge p/kVArh
Domestic Unrestricted | 1.931 |  |  | 3.72
Domestic Two Rate | 2.413 | 0.057 |  | 3.72
Domestic Off Peak (related MPAN) | 0.418
Small Non Domestic Unrestricted | 1.695 |  |  | 5
Small Non Domestic Two Rate | 1.861 | 0.049 |  | 5
Small Non Domestic Off Peak (related MPAN) | 0.277
LV Medium Non-Domestic | 1.763 | 0.043 |  | 31.18
LV Sub Medium Non-Domestic | 1.242 | 0.029 |  | 9.31
HV Medium Non-Domestic | 1.063 | 0.014 |  | 253.83
LV HH Metered | 8.255 | 0.569 | 0.033 | 9.31 | 2.21 | 0.314
LV Sub HH Metered | 6.683 | 0.409 | 0.022 | 9.31 | 3 | 0.256
HV HH Metered | 4.934 | 0.231 | 0.01 | 93.62 | 3.86 | 0.159
HV Sub HH Metered | 4.403 | 0.178 | 0.007 | 93.62 | 3.2 | 0.144
NHH UMS | 2.481
LV UMS (Pseudo HH Metered) | 25.432 | 2.479 | 0.686
LV Generation NHH | -0.771 |  |  | 0
LV Sub Generation NHH | -0.664 |  |  | 0
LV Generation Intermittent | -0.771 |  |  | 0 |  | 0.272
LV Generation Non-Intermittent | -6.353 | -0.592 | -0.035 | 0 |  | 0.272
LV Sub Generation Intermittent | -0.664 |  |  | 0 |  | 0.246
LV Sub Generation Non-Intermittent | -5.522 | -0.497 | -0.029 | 0 |  | 0.246
HV Generation Intermittent | -0.482 |  |  | 16.07 |  | 0.195
HV Generation Non-Intermittent | -4.153 | -0.328 | -0.017 | 16.07 |  | 0.195
HV Sub Generation Non-Intermittent | -3.435 | -0.241 | -0.011 | 16.07 |  | 0.147
HV Sub Generation Intermittent | -0.388 |  |  | 16.07 |  | 0.147
3605. Tariffs
Data sources:
x1 = 3604. Unit rate 1 p/kWh (in All the way tariffs)
x2 = 2304. Discount for each tariff (except for fixed charges) (in LDNO discounts and volumes adjusted for discount)
x3 = 3604. Unit rate 2 p/kWh (in All the way tariffs)
x4 = 3604. Unit rate 3 p/kWh (in All the way tariffs)
x5 = 3604. Fixed charge p/MPAN/day (in All the way tariffs)
x6 = 2304. Discount for each tariff for fixed charges only (in LDNO discounts and volumes adjusted for discount)
x7 = 3604. Capacity charge p/kVA/day (in All the way tariffs)
x8 = 3604. Reactive power charge p/kVArh (in All the way tariffs)
Kind: | Cell-by-cell calculation | Cell-by-cell calculation | Cell-by-cell calculation | Cell-by-cell calculation | Cell-by-cell calculation | Cell-by-cell calculation
Formula: | =x1*(1-x2) | =x3*(1-x2) | =x4*(1-x2) | =x5*(1-x6) | =x7*(1-x2) | =x8*(1-x2)
| Unit rate 1 p/kWh | Unit rate 2 p/kWh | Unit rate 3 p/kWh | Fixed charge p/MPAN/day | Capacity charge p/kVA/day | Reactive power charge p/kVArh
> Domestic Unrestricted
Domestic Unrestricted | 1.931 | 0 | 0 | 3.72 | 0 | 0
LDNO LV: Domestic Unrestricted | 1.3822 | 0 | 0 | 2.6627 | 0 | 0
LDNO HV: Domestic Unrestricted | 0.99672 | 0 | 0 | 1.9201 | 0 | 0
> Domestic Two Rate
Domestic Two Rate | 2.413 | 0.057 | 0 | 3.72 | 0 | 0
LDNO LV: Domestic Two Rate | 1.7272 | 0.040799 | 0 | 2.6627 | 0 | 0
LDNO HV: Domestic Two Rate | 1.2455 | 0.029421 | 0 | 1.9201 | 0 | 0
> Domestic Off Peak (related MPAN)
Domestic Off Peak (related MPAN) | 0.418 | 0 | 0 | 0 | 0 | 0
LDNO LV: Domestic Off Peak (related MPAN) | 0.29919 | 0 | 0 | 0 | 0 | 0
LDNO HV: Domestic Off Peak (related MPAN) | 0.21576 | 0 | 0 | 0 | 0 | 0
> Small Non Domestic Unrestricted
Small Non Domestic Unrestricted | 1.695 | 0 | 0 | 5 | 0 | 0
LDNO LV: Small Non Domestic Unrestricted | 1.2132 | 0 | 0 | 3.5788 | 0 | 0
LDNO HV: Small Non Domestic Unrestricted | 0.8749 | 0 | 0 | 2.5808 | 0 | 0
> Small Non Domestic Two Rate
Small Non Domestic Two Rate | 1.861 | 0.049 | 0 | 5 | 0 | 0
LDNO LV: Small Non Domestic Two Rate | 1.332 | 0.035073 | 0 | 3.5788 | 0 | 0
LDNO HV: Small Non Domestic Two Rate | 0.96058 | 0.025292 | 0 | 2.5808 | 0 | 0
> Small Non Domestic Off Peak (related MPAN)
Small Non Domestic Off Peak (related MPAN) | 0.277 | 0 | 0 | 0 | 0 | 0
LDNO LV: Small Non Domestic Off Peak (related MPAN) | 0.19827 | 0 | 0 | 0 | 0 | 0
LDNO HV: Small Non Domestic Off Peak (related MPAN) | 0.14298 | 0 | 0 | 0 | 0 | 0
> LV Medium Non-Domestic
LV Medium Non-Domestic | 1.763 | 0.043 | 0 | 31.18 | 0 | 0
LDNO LV: LV Medium Non-Domestic | 1.2619 | 0.030778 | 0 | 22.3177 | 0 | 0
LDNO HV: LV Medium Non-Domestic | 0.91 | 0.022195 | 0 | 16.094 | 0 | 0
> LV Sub Medium Non-Domestic
LV Sub Medium Non-Domestic | 1.242 | 0.029 | 0 | 9.31 | 0 | 0
> HV Medium Non-Domestic
HV Medium Non-Domestic | 1.063 | 0.014 | 0 | 253.83 | 0 | 0
> LV HH Metered
LV HH Metered | 8.255 | 0.569 | 0.033 | 9.31 | 2.21 | 0.314
LDNO LV: LV HH Metered | 5.9087 | 0.40727 | 0.02362 | 6.6638 | 1.5819 | 0.22475
LDNO HV: LV HH Metered | 4.2609 | 0.2937 | 0.017033 | 4.8055 | 1.1407 | 0.16208
> LV Sub HH Metered
LV Sub HH Metered | 6.683 | 0.409 | 0.022 | 9.31 | 3 | 0.256
LDNO HV: LV Sub HH Metered | 4.8832 | 0.29885 | 0.016075 | 6.8027 | 2.1921 | 0.18706
> HV HH Metered
HV HH Metered | 4.934 | 0.231 | 0.01 | 93.62 | 3.86 | 0.159
LDNO HV: HV HH Metered | 4.0536 | 0.18978 | 0.0082157 | 76.9149 | 3.1712 | 0.13063
> HV Sub HH Metered
HV Sub HH Metered | 4.403 | 0.178 | 0.007 | 93.62 | 3.2 | 0.144
> NHH UMS
NHH UMS | 2.481 | 0 | 0 | 0 | 0 | 0
LDNO LV: NHH UMS | 1.7758 | 0 | 0 | 0 | 0 | 0
LDNO HV: NHH UMS | 1.2806 | 0 | 0 | 0 | 0 | 0
> LV UMS (Pseudo HH Metered)
LV UMS (Pseudo HH Metered) | 25.432 | 2.479 | 0.686 | 0 | 0 | 0
LDNO LV: LV UMS (Pseudo HH Metered) | 18.2034 | 1.7744 | 0.49102 | 0 | 0 | 0
LDNO HV: LV UMS (Pseudo HH Metered) | 13.1271 | 1.2796 | 0.35409 | 0 | 0 | 0
> LV Generation NHH
LV Generation NHH | -0.771 | 0 | 0 | 0 | 0 | 0
LDNO LV: LV Generation NHH | -0.771 | 0 | 0 | 0 | 0 | 0
LDNO HV: LV Generation NHH | -0.771 | 0 | 0 | 0 | 0 | 0
> LV Sub Generation NHH
LV Sub Generation NHH | -0.664 | 0 | 0 | 0 | 0 | 0
LDNO HV: LV Sub Generation NHH | -0.664 | 0 | 0 | 0 | 0 | 0
> LV Generation Intermittent
LV Generation Intermittent | -0.771 | 0 | 0 | 0 | 0 | 0.272
LDNO LV: LV Generation Intermittent | -0.771 | 0 | 0 | 0 | 0 | 0.272
LDNO HV: LV Generation Intermittent | -0.771 | 0 | 0 | 0 | 0 | 0.272
> LV Generation Non-Intermittent
LV Generation Non-Intermittent | -6.353 | -0.592 | -0.035 | 0 | 0 | 0.272
LDNO LV: LV Generation Non-Intermittent | -6.353 | -0.592 | -0.035 | 0 | 0 | 0.272
LDNO HV: LV Generation Non-Intermittent | -6.353 | -0.592 | -0.035 | 0 | 0 | 0.272
> LV Sub Generation Intermittent
LV Sub Generation Intermittent | -0.664 | 0 | 0 | 0 | 0 | 0.246
LDNO HV: LV Sub Generation Intermittent | -0.664 | 0 | 0 | 0 | 0 | 0.246
> LV Sub Generation Non-Intermittent
LV Sub Generation Non-Intermittent | -5.522 | -0.497 | -0.029 | 0 | 0 | 0.246
LDNO HV: LV Sub Generation Non-Intermittent | -5.522 | -0.497 | -0.029 | 0 | 0 | 0.246
> HV Generation Intermittent
HV Generation Intermittent | -0.482 | 0 | 0 | 16.07 | 0 | 0.195
LDNO HV: HV Generation Intermittent | -0.482 | 0 | 0 | 0 | 0 | 0.195
> HV Generation Non-Intermittent
HV Generation Non-Intermittent | -4.153 | -0.328 | -0.017 | 16.07 | 0 | 0.195
LDNO HV: HV Generation Non-Intermittent | -4.153 | -0.328 | -0.017 | 0 | 0 | 0.195
> HV Sub Generation Non-Intermittent
HV Sub Generation Non-Intermittent | -3.435 | -0.241 | -0.011 | 16.07 | 0 | 0.147
> HV Sub Generation Intermittent
HV Sub Generation Intermittent | -0.388 | 0 | 0 | 16.07 | 0 | 0.147
3606. Net revenues by tariff from rounding
Cell-by-cell calculation =0.01*x1*(x2*x3+x4*x5)+10*(x6*x7+x8*x9+x10*x11+x12*x13)
Data sources:
x1 = 1010. Days in the charging period (in Financial and general assumptions)
x2 = 3603. Fixed charge p/MPAN/day rounding (in Tariff rounding)
x3 = 2305. MPANs (in Equivalent volume for each end user)
x4 = 3603. Capacity charge p/kVA/day rounding (in Tariff rounding)
x5 = 2305. Import capacity (kVA) (in Equivalent volume for each end user)
x6 = 3603. Unit rate 1 p/kWh rounding (in Tariff rounding)
x7 = 2305. Rate 1 units (MWh) (in Equivalent volume for each end user)
x8 = 3603. Unit rate 2 p/kWh rounding (in Tariff rounding)
x9 = 2305. Rate 2 units (MWh) (in Equivalent volume for each end user)
x10 = 3603. Unit rate 3 p/kWh rounding (in Tariff rounding)
x11 = 2305. Rate 3 units (MWh) (in Equivalent volume for each end user)
x12 = 3603. Reactive power charge p/kVArh rounding (in Tariff rounding)
x13 = 2305. Reactive power units (MVArh) (in Equivalent volume for each end user)
Net revenues by tariff from rounding
Domestic Unrestricted | -9114.9687
Domestic Two Rate | -6884.4981
Domestic Off Peak (related MPAN) | 345.6776
Small Non Domestic Unrestricted | 4026.2832
Small Non Domestic Two Rate | -3192.5309
Small Non Domestic Off Peak (related MPAN) | -7.6122
LV Medium Non-Domestic | -94.9622
LV Sub Medium Non-Domestic | 0
HV Medium Non-Domestic | 82.0242
LV HH Metered | 26257.8238
LV Sub HH Metered | -113.299
HV HH Metered | 2321.8942
HV Sub HH Metered | 0
NHH UMS | 388.3483
LV UMS (Pseudo HH Metered) | -158.1206
LV Generation NHH | 0.80292
LV Sub Generation NHH | 0
LV Generation Intermittent | 1.0972
LV Generation Non-Intermittent | -0.11367
LV Sub Generation Intermittent | 0
LV Sub Generation Non-Intermittent | 0
HV Generation Intermittent | 4.7213
HV Generation Non-Intermittent | -144.5393
HV Sub Generation Non-Intermittent | 158.7736
HV Sub Generation Intermittent | -2.0601
3607. Revenue forecast summary
Data sources:
x1 = 3403. Total net revenues before matching (£/year) (in Revenue surplus or shortfall)
x2 = 3510. Net revenues by tariff from scaler (in Scaler)
x3 = 3606. Net revenues by tariff from rounding
x4 = Total net revenues before matching (£/year) (in Revenue forecast summary)
x5 = Total net revenues from scaler (£/year) (in Workbook build options and main parameters) (in Revenue forecast summary)
x6 = Total net revenues from rounding (£/year) (in Revenue forecast summary)
x7 = Total net revenues (£/year) (in Revenue forecast summary)
x8 = 3402. Target revenue (£/year)
Kind: | Copy cells | Cell summation | Cell summation | Cell-by-cell calculation | Cell-by-cell calculation
Formula: | =x1 | =x2 | =SUM(x3) | =x4+x5+x6 | =x7-x8
| Total net revenues before matching (£/year) | Total net revenues from scaler (£/year) | Total net revenues from rounding (£/year) | Total net revenues (£/year) | Deviation from target revenue (£/year)
Revenue forecast summary | 362863111.0262 | 58363011.4436 | 13874.7413 | 421239997.2111 | 13874.7413

## CData
CDCM model 100: Additional calculations for tariff comparisons |  | WPD East Midlands |  | 2012/13 |  | April Tariffs 2012/13
4001. Revenues under current tariffs (£/year)
Cell-by-cell calculation =IF(x1,x1,0.01*x2*(x3*x4+x5*x6)+10*(x7*x8+x9*x10+x11*x12+x13*x14))
Data sources:
x1 = 1201. Current revenues if known (£/year) (in Current tariff information)
x2 = 1010. Days in the charging period (in Financial and general assumptions)
x3 = 1201. Current Fixed charge p/MPAN/day (in Current tariff information)
x4 = 1053. MPANs by tariff (in Volume forecasts for the charging year)
x5 = 1201. Current Capacity charge p/kVA/day (in Current tariff information)
x6 = 1053. Import capacity (kVA) by tariff (in Volume forecasts for the charging year)
x7 = 1201. Current Unit rate 1 p/kWh (in Current tariff information)
x8 = 1053. Rate 1 units (MWh) by tariff (in Volume forecasts for the charging year)
x9 = 1201. Current Unit rate 2 p/kWh (in Current tariff information)
x10 = 1053. Rate 2 units (MWh) by tariff (in Volume forecasts for the charging year)
x11 = 1201. Current Unit rate 3 p/kWh (in Current tariff information)
x12 = 1053. Rate 3 units (MWh) by tariff (in Volume forecasts for the charging year)
x13 = 1201. Current Reactive power charge p/kVArh (in Current tariff information)
x14 = 1053. Reactive power units (MVArh) by tariff (in Volume forecasts for the charging year)
Revenues under current tariffs (£/year)
Domestic Unrestricted | 100027882.7057
Domestic Two Rate | 79254471.0237
Domestic Off Peak (related MPAN) | 987495.8431
Small Non Domestic Unrestricted | 18038165.6593
Small Non Domestic Two Rate | 27442649.4642
Small Non Domestic Off Peak (related MPAN) | 22613.0672
LV Medium Non-Domestic | 11448659.4384
LV Sub Medium Non-Domestic | 0
HV Medium Non-Domestic | 414445.5447
LV HH Metered | 42176018.2192
LV Sub HH Metered | 119622.1537
HV HH Metered | 76890102.6121
HV Sub HH Metered | 0
NHH UMS | 1852805.2705
LV UMS (Pseudo HH Metered) | 6224154.1262
4002. All-the-way volumes
Data sources:
x1 = 1053. Rate 1 units (MWh) by tariff (in Volume forecasts for the charging year)
x2 = 1053. Rate 2 units (MWh) by tariff (in Volume forecasts for the charging year)
x3 = 1053. Rate 3 units (MWh) by tariff (in Volume forecasts for the charging year)
x4 = 1053. MPANs by tariff (in Volume forecasts for the charging year)
x5 = 1053. Import capacity (kVA) by tariff (in Volume forecasts for the charging year)
x6 = 1053. Reactive power units (MVArh) by tariff (in Volume forecasts for the charging year)
x7 = 3802. All units (MWh) (in Revenue summary)
Kind: | Copy cells | Copy cells | Copy cells | Copy cells | Copy cells | Copy cells | Copy cells
Formula: | = x1 | = x2 | = x3 | = x4 | = x5 | = x6 | = x7
| Rate 1 units (MWh) | Rate 2 units (MWh) | Rate 3 units (MWh) | MPANs | Import capacity (kVA) | Reactive power units (MVArh) | All units (MWh)
Domestic Unrestricted | 5142208.3207 | 0 | 0 | 1410000 | 0 | 0 | 5142208.3207
Domestic Two Rate | 3259141.3972 | 1630672.0128 | 0 | 982000 | 0 | 0 | 4889813.4099
Domestic Off Peak (related MPAN) | 197499.1686 | 0 | 0 | 45000 | 0 | 0 | 197499.1686
Small Non Domestic Unrestricted | 1151325.7986 | 0 | 0 | 90500 | 0 | 0 | 1151325.7986
Small Non Domestic Two Rate | 1654800.9728 | 538662.0938 | 0 | 81000 | 0 | 0 | 2193463.0667
Small Non Domestic Off Peak (related MPAN) | 7744.2011 | 0 | 0 | 1000 | 0 | 0 | 7744.2011
LV Medium Non-Domestic | 731689.9162 | 196798.5449 | 0 | 7600 | 0 | 0 | 928488.4611
LV Sub Medium Non-Domestic | 0 | 0 | 0 | 0 | 0 | 0 | 0
HV Medium Non-Domestic | 26978.9792 | 8111.4274 | 0 | 240 | 0 | 0 | 35090.4066
LV HH Metered | 321276.6811 | 1270523.9469 | 1369520.2263 | 7630 | 1500000 | 353581.24 | 2961320.8544
LV Sub HH Metered | 542.4658 | 2130.924 | 2156.6504 | 17 | 8800 | 12.485 | 4830.0401
HV HH Metered | 806877.6061 | 3099885.0982 | 4219008.3306 | 2855 | 2610000 | 794302.279 | 8125771.035
HV Sub HH Metered | 0 | 0 | 0 | 0 | 0 | 0 | 0
NHH UMS | 89248.8088 | 0 | 0 | 2500 | 0 | 0 | 89248.8088
LV UMS (Pseudo HH Metered) | 18264.6652 | 31277.5143 | 259566.0801 | 15 | 0 | 0 | 309108.2596
LV Generation NHH | 569.796 | 0 | 0 | 75 | 0 | 0 | 569.796
LV Sub Generation NHH | 0 | 0 | 0 | 0 | 0 | 0 | 0
LV Generation Intermittent | 730.622 | 0 | 0 | 3 | 0 | 25.541 | 730.622
LV Generation Non-Intermittent | 155.759 | 512.123 | 744.923 | 8 | 0 | 6.235 | 1412.805
LV Sub Generation Intermittent | 0 | 0 | 0 | 0 | 0 | 0 | 0
LV Sub Generation Non-Intermittent | 0 | 0 | 0 | 0 | 0 | 0 | 0
HV Generation Intermittent | 2864.99 | 0 | 0 | 2 | 0 | 1.318 | 2864.99
HV Generation Non-Intermittent | 54602.453 | 173038.854 | 349225.138 | 128 | 0 | 958.69 | 576866.445
HV Sub Generation Non-Intermittent | 7528.975 | 25660.074 | 53327.679 | 4 | 0 | 0 | 86516.728
HV Sub Generation Intermittent | 790.476 | 0 | 0 | 1 | 0 | 0 | 790.476
4003. Normalised to
Normalised to
Domestic Unrestricted | MPAN
Domestic Two Rate | MPAN
Domestic Off Peak (related MPAN) | MPAN
Small Non Domestic Unrestricted | MPAN
Small Non Domestic Two Rate | MPAN
Small Non Domestic Off Peak (related MPAN) | MPAN
LV Medium Non-Domestic | MPAN
LV Sub Medium Non-Domestic | MPAN
HV Medium Non-Domestic | MPAN
LV HH Metered | kVA
LV Sub HH Metered | kVA
HV HH Metered | kVA
HV Sub HH Metered | kVA
NHH UMS | MWh
LV UMS (Pseudo HH Metered) | MWh
LV Generation NHH | MWh
LV Sub Generation NHH | MWh
LV Generation Intermittent | MWh
LV Generation Non-Intermittent | MWh
LV Sub Generation Intermittent | MWh
LV Sub Generation Non-Intermittent | MWh
HV Generation Intermittent | MWh
HV Generation Non-Intermittent | MWh
HV Sub Generation Non-Intermittent | MWh
HV Sub Generation Intermittent | MWh
4004. Normalised volumes for comparisons
Data sources:
x1 = 4002. Rate 1 units (MWh) by tariff (in Volume forecasts for the charging year) (in All-the-way volumes)
x2 = 4003. Normalised to
x3 = 4002. Import capacity (kVA) by tariff (in Volume forecasts for the charging year) (in All-the-way volumes)
x4 = 4002. MPANs by tariff (in Volume forecasts for the charging year) (in All-the-way volumes)
x5 = 4002. All units (MWh) (in Revenue summary) (in All-the-way volumes)
x6 = 4002. Rate 2 units (MWh) by tariff (in Volume forecasts for the charging year) (in All-the-way volumes)
x7 = 4002. Rate 3 units (MWh) by tariff (in Volume forecasts for the charging year) (in All-the-way volumes)
x8 = 4002. Reactive power units (MVArh) by tariff (in Volume forecasts for the charging year) (in All-the-way volumes)
x9 = 1010. Days in the charging period (in Financial and general assumptions)
x10 = 3605. Fixed charge p/MPAN/day (in Tariffs)
x11 = Normalised MPANs (in Normalised volumes for comparisons)
x12 = 3605. Capacity charge p/kVA/day (in Tariffs)
x13 = Normalised Import capacity (kVA) (in Normalised volumes for comparisons)
x14 = 3605. Unit rate 1 p/kWh (in Tariffs)
x15 = Normalised Rate 1 units (MWh) (in Normalised volumes for comparisons)
x16 = 3605. Unit rate 2 p/kWh (in Tariffs)
x17 = Normalised Rate 2 units (MWh) (in Normalised volumes for comparisons)
x18 = 3605. Unit rate 3 p/kWh (in Tariffs)
x19 = Normalised Rate 3 units (MWh) (in Normalised volumes for comparisons)
x20 = 3605. Reactive power charge p/kVArh (in Tariffs)
x21 = Normalised Reactive power units (MVArh) (in Normalised volumes for comparisons)
Kind: | Cell-by-cell calculation | Cell-by-cell calculation | Cell-by-cell calculation | Cell-by-cell calculation | Cell-by-cell calculation | Cell-by-cell calculation | Cell-by-cell calculation
Formula: | =x1/IF(x2="kVA",IF(x3,x3,1),IF(x2="MPAN",IF(x4,x4,1),IF(x5,x5,1))) | =x6/IF(x2="kVA",IF(x3,x3,1),IF(x2="MPAN",IF(x4,x4,1),IF(x5,x5,1))) | =x7/IF(x2="kVA",IF(x3,x3,1),IF(x2="MPAN",IF(x4,x4,1),IF(x5,x5,1))) | =x4/IF(x2="kVA",IF(x3,x3,1),IF(x2="MPAN",IF(x4,x4,1),IF(x5,x5,1))) | =x3/IF(x2="kVA",IF(x3,x3,1),IF(x2="MPAN",IF(x4,x4,1),IF(x5,x5,1))) | =x8/IF(x2="kVA",IF(x3,x3,1),IF(x2="MPAN",IF(x4,x4,1),IF(x5,x5,1))) | =IF(IV1,IV2,0.01*x9*(x10*x11+x12*x13)+10*(x14*x15+x16*x17+x18*x19+x20*x21))
| Normalised Rate 1 units (MWh) | Normalised Rate 2 units (MWh) | Normalised Rate 3 units (MWh) | Normalised MPANs | Normalised Import capacity (kVA) | Normalised Reactive power units (MVArh) | Normalised revenues (£/year)
Domestic Unrestricted
Domestic Unrestricted | 3.647 | 0 | 0 | 1 | 0 | 0 | 84.0007
LDNO LV: Domestic Unrestricted | 3.647 | 0 | 0 | 1 | 0 | 0 | 60.1251
LDNO HV: Domestic Unrestricted | 3.647 | 0 | 0 | 1 | 0 | 0 | 43.3583
Domestic Two Rate
Domestic Two Rate | 3.3189 | 1.6606 | 0 | 1 | 0 | 0 | 94.6091
LDNO LV: Domestic Two Rate | 3.3189 | 1.6606 | 0 | 1 | 0 | 0 | 67.7183
LDNO HV: Domestic Two Rate | 3.3189 | 1.6606 | 0 | 1 | 0 | 0 | 48.834
Domestic Off Peak (related MPAN)
Domestic Off Peak (related MPAN) | 4.3889 | 0 | 0 | 1 | 0 | 0 | 18.3455
LDNO LV: Domestic Off Peak (related MPAN) | 4.3889 | 0 | 0 | 1 | 0 | 0 | 13.1311
LDNO HV: Domestic Off Peak (related MPAN) | 4.3889 | 0 | 0 | 1 | 0 | 0 | 9.4693
Small Non Domestic Unrestricted
Small Non Domestic Unrestricted | 12.7218 | 0 | 0 | 1 | 0 | 0 | 233.8851
LDNO LV: Small Non Domestic Unrestricted | 12.7218 | 0 | 0 | 1 | 0 | 0 | 167.4077
LDNO HV: Small Non Domestic Unrestricted | 12.7218 | 0 | 0 | 1 | 0 | 0 | 120.7235
Small Non Domestic Two Rate
Small Non Domestic Two Rate | 20.4296 | 6.6501 | 0 | 1 | 0 | 0 | 401.7042
LDNO LV: Small Non Domestic Two Rate | 20.4296 | 6.6501 | 0 | 1 | 0 | 0 | 287.5276
LDNO HV: Small Non Domestic Two Rate | 20.4296 | 6.6501 | 0 | 1 | 0 | 0 | 207.346
Small Non Domestic Off Peak (related MPAN)
Small Non Domestic Off Peak (related MPAN) | 7.7442 | 0 | 0 | 1 | 0 | 0 | 21.4514
LDNO LV: Small Non Domestic Off Peak (related MPAN) | 7.7442 | 0 | 0 | 1 | 0 | 0 | 15.3543
LDNO HV: Small Non Domestic Off Peak (related MPAN) | 7.7442 | 0 | 0 | 1 | 0 | 0 | 11.0725
LV Medium Non-Domestic
LV Medium Non-Domestic | 96.275 | 25.8945 | 0 | 1 | 0 | 0 | 1822.2697
LDNO LV: LV Medium Non-Domestic | 96.275 | 25.8945 | 0 | 1 | 0 | 0 | 1304.3248
LDNO HV: LV Medium Non-Domestic | 96.275 | 25.8945 | 0 | 1 | 0 | 0 | 940.5933
LV Sub Medium Non-Domestic
LV Sub Medium Non-Domestic | 0 | 0 | 0 | 0 | 0 | 0 | 0
HV Medium Non-Domestic
HV Medium Non-Domestic | 112.4124 | 33.7976 | 0 | 1 | 0 | 0 | 2126.1551
LV HH Metered
LV HH Metered | 0.21418 | 0.84702 | 0.91301 | 0.0050867 | 1 | 0.23572 | 31.7813
LDNO LV: LV HH Metered | 0.21418 | 0.84702 | 0.91301 | 0.0050867 | 1 | 0.23572 | 22.748
LDNO HV: LV HH Metered | 0.21418 | 0.84702 | 0.91301 | 0.0050867 | 1 | 0.23572 | 16.4044
LV Sub HH Metered
LV Sub HH Metered | 0.061644 | 0.24215 | 0.24507 | 0.0019318 | 1 | 0.0014188 | 16.1832
LDNO HV: LV Sub HH Metered | 0.061644 | 0.24215 | 0.24507 | 0.0019318 | 1 | 0.0014188 | 11.8249
HV HH Metered
HV HH Metered | 0.30915 | 1.1877 | 1.6165 | 0.0010939 | 1 | 0.30433 | 33.1053
LDNO HV: HV HH Metered | 0.30915 | 1.1877 | 1.6165 | 0.0010939 | 1 | 0.30433 | 27.1981
HV Sub HH Metered
HV Sub HH Metered | 0 | 0 | 0 | 0 | 0 | 0 | 0
NHH UMS
NHH UMS | 1 | 0 | 0 | 0.028012 | 0 | 0 | 24.81
LDNO LV: NHH UMS | 1 | 0 | 0 | 0.028012 | 0 | 0 | 17.7582
LDNO HV: NHH UMS | 1 | 0 | 0 | 0.028012 | 0 | 0 | 12.8061
LV UMS (Pseudo HH Metered)
LV UMS (Pseudo HH Metered) | 0.059088 | 0.10119 | 0.83973 | 4.8527e-05 | 0 | 0 | 23.2962
LDNO LV: LV UMS (Pseudo HH Metered) | 0.059088 | 0.10119 | 0.83973 | 4.8527e-05 | 0 | 0 | 16.6747
LDNO HV: LV UMS (Pseudo HH Metered) | 0.059088 | 0.10119 | 0.83973 | 4.8527e-05 | 0 | 0 | 12.0247
LV Generation NHH
LV Generation NHH | 1 | 0 | 0 | 0.13163 | 0 | 0 | -7.71
LDNO LV: LV Generation NHH | 1 | 0 | 0 | 0.13163 | 0 | 0 | -7.71
LDNO HV: LV Generation NHH | 1 | 0 | 0 | 0.13163 | 0 | 0 | -7.71
LV Sub Generation NHH
LV Sub Generation NHH | 0 | 0 | 0 | 0 | 0 | 0 | 0
LDNO HV: LV Sub Generation NHH | 0 | 0 | 0 | 0 | 0 | 0 | 0
LV Generation Intermittent
LV Generation Intermittent | 1 | 0 | 0 | 0.0041061 | 0 | 0.034958 | -7.6149
LDNO LV: LV Generation Intermittent | 1 | 0 | 0 | 0.0041061 | 0 | 0.034958 | -7.6149
LDNO HV: LV Generation Intermittent | 1 | 0 | 0 | 0.0041061 | 0 | 0.034958 | -7.6149
LV Generation Non-Intermittent
LV Generation Non-Intermittent | 0.11025 | 0.36249 | 0.52727 | 0.0056625 | 0 | 0.0044132 | -9.3225
LDNO LV: LV Generation Non-Intermittent | 0.11025 | 0.36249 | 0.52727 | 0.0056625 | 0 | 0.0044132 | -9.3225
LDNO HV: LV Generation Non-Intermittent | 0.11025 | 0.36249 | 0.52727 | 0.0056625 | 0 | 0.0044132 | -9.3225
LV Sub Generation Intermittent
LV Sub Generation Intermittent | 0 | 0 | 0 | 0 | 0 | 0 | 0
LDNO HV: LV Sub Generation Intermittent | 0 | 0 | 0 | 0 | 0 | 0 | 0
LV Sub Generation Non-Intermittent
LV Sub Generation Non-Intermittent | 0 | 0 | 0 | 0 | 0 | 0 | 0
LDNO HV: LV Sub Generation Non-Intermittent | 0 | 0 | 0 | 0 | 0 | 0 | 0
HV Generation Intermittent
HV Generation Intermittent | 1 | 0 | 0 | 0.00069808 | 0 | 0.00046004 | -4.7782
LDNO HV: HV Generation Intermittent | 1 | 0 | 0 | 0.00069808 | 0 | 0.00046004 | -4.8191
HV Generation Non-Intermittent
HV Generation Non-Intermittent | 0.094654 | 0.29996 | 0.60538 | 0.00022189 | 0 | 0.0016619 | -5.0015
LDNO HV: HV Generation Non-Intermittent | 0.094654 | 0.29996 | 0.60538 | 0.00022189 | 0 | 0.0016619 | -5.0145
HV Sub Generation Non-Intermittent
HV Sub Generation Non-Intermittent | 0.087023 | 0.29659 | 0.61639 | 4.6234e-05 | 0 | 0 | -3.7691
HV Sub Generation Intermittent
HV Sub Generation Intermittent | 1 | 0 | 0 | 0.0012651 | 0 | 0 | -3.8058
4005. LDNO LV charges (normalised £/year)
Copy cells = x1
Data sources:
x1 = 4004. Normalised revenues (£/year) (in Normalised volumes for comparisons)
LDNO LV charges (normalised £/year)
LDNO LV: Domestic Unrestricted | 60.1251
LDNO LV: Domestic Two Rate | 67.7183
LDNO LV: Domestic Off Peak (related MPAN) | 13.1311
LDNO LV: Small Non Domestic Unrestricted | 167.4077
LDNO LV: Small Non Domestic Two Rate | 287.5276
LDNO LV: Small Non Domestic Off Peak (related MPAN) | 15.3543
LDNO LV: LV Medium Non-Domestic | 1304.3248
LDNO LV: LV HH Metered | 22.748
N/A
N/A
LDNO LV: NHH UMS | 17.7582
LDNO LV: LV UMS (Pseudo HH Metered) | 16.6747
LDNO LV: LV Generation NHH | -7.71
N/A
LDNO LV: LV Generation Intermittent | -7.6149
LDNO LV: LV Generation Non-Intermittent | -9.3225
N/A
N/A
N/A
N/A
4006. LDNO HV charges (normalised £/year)
Copy cells = x1
Data sources:
x1 = 4004. Normalised revenues (£/year) (in Normalised volumes for comparisons)
LDNO HV charges (normalised £/year)
LDNO HV: Domestic Unrestricted | 43.3583
LDNO HV: Domestic Two Rate | 48.834
LDNO HV: Domestic Off Peak (related MPAN) | 9.4693
LDNO HV: Small Non Domestic Unrestricted | 120.7235
LDNO HV: Small Non Domestic Two Rate | 207.346
LDNO HV: Small Non Domestic Off Peak (related MPAN) | 11.0725
LDNO HV: LV Medium Non-Domestic | 940.5933
LDNO HV: LV HH Metered | 16.4044
LDNO HV: LV Sub HH Metered | 11.8249
LDNO HV: HV HH Metered | 27.1981
LDNO HV: NHH UMS | 12.8061
LDNO HV: LV UMS (Pseudo HH Metered) | 12.0247
LDNO HV: LV Generation NHH | -7.71
LDNO HV: LV Sub Generation NHH | 0
LDNO HV: LV Generation Intermittent | -7.6149
LDNO HV: LV Generation Non-Intermittent | -9.3225
LDNO HV: LV Sub Generation Intermittent | 0
LDNO HV: LV Sub Generation Non-Intermittent | 0
LDNO HV: HV Generation Intermittent | -4.8191
LDNO HV: HV Generation Non-Intermittent | -5.0145

## CTables
CDCM model 100: Tariff comparisons |  | WPD East Midlands |  | 2012/13 | April Tariffs 2012/13
4101. Comparison with current all-the-way demand tariffs
Data sources:
x1 = 4001. Revenues under current tariffs (£/year)
x2 = 3802. Net revenues (£/year) (in Revenue summary)
x3 = 3802. All units (MWh) (in Revenue summary)
x4 = 1053. MPANs by tariff (in Volume forecasts for the charging year)
Kind: | Cell-by-cell calculation | Cell-by-cell calculation | Copy cells
Formula: | =IF(x1,x2/x1-1,"") | =(x2-x1)/IF(x3,x3,1)/10 | = x4
| Change | Absolute change (average p/kWh) | MPANs
Domestic Unrestricted | 18.41% | 0.35808 | 1410000
Domestic Two Rate | 17.23% | 0.27919 | 982000
Domestic Off Peak (related MPAN) | -16.4% | -0.082 | 45000
Small Non Domestic Unrestricted | 17.34% | 0.27172 | 90500
Small Non Domestic Two Rate | 18.57% | 0.2323 | 81000
Small Non Domestic Off Peak (related MPAN) | -5.137% | -0.015 | 1000
LV Medium Non-Domestic | 20.97% | 0.25855 | 7600
LV Sub Medium Non-Domestic |  | 0 | 0
HV Medium Non-Domestic | 23.12% | 0.2731 | 240
LV HH Metered | 13.03% | 0.18559 | 7630
LV Sub HH Metered | 19.05% | 0.47185 | 17
HV HH Metered | 12.37% | 0.11709 | 2855
HV Sub HH Metered |  | 0 | 0
NHH UMS | 19.51% | 0.405 | 2500
LV UMS (Pseudo HH Metered) | 15.7% | 0.31604 | 15
4102. LDNO margins in use of system charges
Data sources:
x1 = 4003. Normalised to
x2 = 4004. Normalised revenues (£/year) (in Normalised volumes for comparisons)
x3 = 4005. LDNO LV charges (normalised £/year)
x4 = All-the-way charges (normalised £/year) (in LDNO margins in use of system charges)
x5 = 4006. LDNO HV charges (normalised £/year)
Kind: | Copy cells | Copy cells | Cell-by-cell calculation | Cell-by-cell calculation
Formula: | = x1 | = x2 | =IF(x3,x4-x3,"") | =IF(x5,x4-x5,"")
| Normalised to | All-the-way charges (normalised £/year) | LDNO LV margin (normalised £/year) | LDNO HV margin (normalised £/year)
Domestic Unrestricted | MPAN | 84.0007 | 23.8756 | 40.6424
Domestic Two Rate | MPAN | 94.6091 | 26.8908 | 45.7751
Domestic Off Peak (related MPAN) | MPAN | 18.3455 | 5.2143 | 8.8762
Small Non Domestic Unrestricted | MPAN | 233.8851 | 66.4773 | 113.1616
Small Non Domestic Two Rate | MPAN | 401.7042 | 114.1767 | 194.3582
Small Non Domestic Off Peak (related MPAN) | MPAN | 21.4514 | 6.0972 | 10.3789
LV Medium Non-Domestic | MPAN | 1822.2697 | 517.9449 | 881.6764
LV HH Metered | kVA | 31.7813 | 9.0332 | 15.3769
LV Sub HH Metered | kVA | 16.1832 |  | 4.3583
HV HH Metered | kVA | 33.1053 |  | 5.9071
NHH UMS | MWh | 24.81 | 7.0518 | 12.0039
LV UMS (Pseudo HH Metered) | MWh | 23.2962 | 6.6215 | 11.2715
LV Generation NHH | MWh | -7.71 | 0 | 0
LV Sub Generation NHH | MWh | 0
LV Generation Intermittent | MWh | -7.6149 | 0 | 0
LV Generation Non-Intermittent | MWh | -9.3225 | 0 | 0
LV Sub Generation Intermittent | MWh | 0
LV Sub Generation Non-Intermittent | MWh | 0
HV Generation Intermittent | MWh | -4.7782 |  | 0.040946
HV Generation Non-Intermittent | MWh | -5.0015 |  | 0.013015