## Inputs
CDCM Input Data
| 2010/11 | 2011/12 |  |  |  | Instructions
RPI | -0.39% | 4.69% | <<< regulatory RPI: average Jul - Dec
Create your base model as year 2012/13 in the ARP
Ensure the future years in the ARP are the same as the base year (including volume forecasts)
1020. Gross asset cost by network level (£) | [5 empty] | Update the ARP data input sheet with table 1020 from this input sheet
Run the macros and copy the tariffs and typical bills from the ARP to the
| Base Model | Scenario 1 | Scenario 2 | Scenario 3 | Scenario 4 | appropriate sheet on this spreadsheet (you will need to unmerge the
Description | 2010/11 data | 2011/12 data | 2012/13 data | Base model + RPI | Scenario 3 + RPI | headings in the APR tariff sheet to enable the data be copy & pasted Change table 1020 back to the base value in the ARP
132kV |  |  |  | 0 | 0 | Update the ARP data input sheet with table 1022 from this input sheet
132kV/EHV |  |  |  | 0 | 0 | Run the macros and copy the tariffs and typical bills from the ARP to the
EHV | 51353350 | 51353350 | 54228670 | 51153071.935 | 53552151.0088 | appropriate sheet on this spreadsheet.
EHV/HV | 59617725 | 59617725 | 61734185 | 59385215.8725 | 62170382.4969 | Change table 1022 back to the base value in the ARP
132kV/HV | 0 | 0 |  | 0 | 0 | Update the ARP data input sheet with table 1023 from this input sheet
HV | 174678827.13 | 174678827.13 | 175384877.13 | 173997579.7042 | 182158066.1923 | Run the macros and copy the tariffs and typical bills from the ARP to the
HV/LV | 45544728.6 | 45544728.6 | 45544728.6 | 45367104.1585 | 47494821.3435 | appropriate sheet on this spreadsheet.
LV circuits | 79508520 | 79508520 | 79508520 | 79198436.772 | 82912843.4566
1022. LV service model asset cost (£)
| Base Model | Scenario 1 | Scenario 2 | Scenario 3 | Scenario 4
Description | 2010/11 data | 2011/12 data | 2012/13 data | Base model + RPI | Scenario 3 + RPI
LV service model 1 | 2238.3 | 2238.3 | 2238.3 | 2229.5706 | 2334.1375
LV service model 2 | 6002.1 | 6002.1 | 6002.1 | 5978.6918 | 6259.0925
LV service model 3 | 569.7 | 569.7 | 569.7 | 567.4782 | 594.0929
LV service model 4 | 1471.5 | 1471.5 | 1471.5 | 1465.7612 | 1534.5053
LV service model 5 | 1549.8 | 1549.8 | 1549.8 | 1543.7558 | 1616.1579
LV service model 6 | 607.5 | 607.5 | 607.5 | 605.1308 | 633.5114
LV service model 7 | 57.51 | 57.51 | 57.51 | 57.2857 | 59.9724
LV service model 8 |  |  |  | 0 | 0
1023. HV service model asset cost (£)
| Base Model | Scenario 1 | Scenario 2 | Scenario 3 | Scenario 4
Description | 2010/11 data | 2011/12 data | 2012/13 data | Base model + RPI | Scenario 3 + RPI
HV service model 1 | 14796 | 14796 | 14796 | 14738.2956 | 15429.5217
HV service model 2 |  |  |  | 0 | 0
HV service model 3 | 18324.9 | 18324.9 | 18324.9 | 18253.4329 | 19109.5189
HV service model 4 | 0 | 0 | 0 | 0 | 0
HV service model 5 | 24877.5 | 24877.5 | 24877.5 | 24780.4777 | 25942.6822

## 500MW - summary
Tariff Comparison
Scenario 1 vs Base | [6 empty] | Scenario 3 vs Base
| Unit rate 1 p/kWh | Unit rate 2 p/kWh | Unit rate 3 p/kWh | Fixed charge p/MPAN/day | Capacity charge p/kVA/day | Reactive power charge p/kVArh |  | Unit rate 1 p/kWh | Unit rate 2 p/kWh | Unit rate 3 p/kWh | Fixed charge p/MPAN/day | Capacity charge p/kVA/day | Reactive power charge p/kVArh
Domestic Unrestricted | 0% |  |  | 0% |  |  | Domestic Unrestricted | 0% |  |  | 0.1582%
Domestic Two Rate | 0% | 0% |  | 0% |  |  | Domestic Two Rate | 0% | 0% |  | 0.1582%
Domestic Off Peak (related MPAN) | 0% | [5 empty] | Domestic Off Peak (related MPAN) | 0%
Small Non Domestic Unrestricted | 0% |  |  | 0% |  |  | Small Non Domestic Unrestricted | -0.03369% |  |  | 0.2035%
Small Non Domestic Two Rate | 0% | 0% |  | 0% |  |  | Small Non Domestic Two Rate | 0% | 0% |  | 0.2035%
Small Non Domestic Off Peak (related MPAN) | 0% | [5 empty] | Small Non Domestic Off Peak (related MPAN) | 0%
LV Medium Non-Domestic | 0% | 0% |  | 0% |  |  | LV Medium Non-Domestic | 0% | 0% |  | 0.03265%
LV Sub Medium Non-Domestic | 0% | 0% |  | 0% |  |  | LV Sub Medium Non-Domestic | 0% | 0% |  | 0.2594%
HV Medium Non-Domestic | 0% | 0% |  | 0% |  |  | HV Medium Non-Domestic | 0.1027% | 0% |  | -0.04589%
LV HH Metered | 0% | 0% | 0% | 0% | 0% | 0% | LV HH Metered | -0.0157% | 0% | 0% | 0.3067% | -0.2849% | 0%
LV Sub HH Metered | 0% | 0% | 0% | 0% | 0% | 0% | LV Sub HH Metered | 0.03836% | 0.06456% | 0.207% | 0.2594% | -0.158% | 0%
HV HH Metered | 0% | 0% | 0% | 0% | 0% | 0% | HV HH Metered | 0.1081% | 0.08945% | 0.2674% | 0.3251% | -0.2198% | 0%
HV Sub HH Metered | 0% | 0% | 0% | 0% | 0% | 0% | HV Sub HH Metered | 0.134% | 0.1095% | 0% | 0.3233% | -0.3378% | 0.4831%
NHH UMS | 0% | [5 empty] | NHH UMS | 0.04609%
LV UMS (Pseudo HH Metered) | 0% | 0% | 0% |  |  |  | LV UMS (Pseudo HH Metered) | -0.01748% | 0.01824% | 0.1478%
Scenario 2 vs Base | [6 empty] | Scenario 4 vs Base
| Unit rate 1 p/kWh | Unit rate 2 p/kWh | Unit rate 3 p/kWh | Fixed charge p/MPAN/day | Capacity charge p/kVA/day | Reactive power charge p/kVArh |  | Unit rate 1 p/kWh | Unit rate 2 p/kWh | Unit rate 3 p/kWh | Fixed charge p/MPAN/day | Capacity charge p/kVA/day | Reactive power charge p/kVArh
Domestic Unrestricted | 0.1688% |  |  | -1.108% |  |  | Domestic Unrestricted | 0.1407% |  |  | -1.582%
Domestic Two Rate | 0.1458% | 0% |  | -1.108% |  |  | Domestic Two Rate | 0.09723% | -0.0935% |  | -1.582%
Domestic Off Peak (related MPAN) | 0.1257% | [5 empty] | Domestic Off Peak (related MPAN) | 0.06285%
Small Non Domestic Unrestricted | 0.1348% |  |  | -1.119% |  |  | Small Non Domestic Unrestricted | 0.1348% |  |  | -2.34%
Small Non Domestic Two Rate | 0.1931% | -0.09662% |  | -1.119% |  |  | Small Non Domestic Two Rate | 0.169% | -0.3865% |  | -2.34%
Small Non Domestic Off Peak (related MPAN) | 0.14% | [5 empty] | Small Non Domestic Off Peak (related MPAN) | 0.06998%
LV Medium Non-Domestic | 0.1764% | -0.08937% |  | -1.061% |  |  | LV Medium Non-Domestic | 0.1764% | -0.1787% |  | -0.4408%
LV Sub Medium Non-Domestic | 0.2456% | 0% |  | -1.167% |  |  | LV Sub Medium Non-Domestic | 0.09823% | -0.1481% |  | -3.502%
HV Medium Non-Domestic | -0.2054% | -0.5882% |  | 0.4942% |  |  | HV Medium Non-Domestic | -1.13% | -1.373% |  | 0.5436%
LV HH Metered | 0.2984% | 0.2149% | -0.1866% | -1.125% | -0.8547% | 0.2433% | LV HH Metered | 0.09422% | -0.05373% | -0.5597% | -3.425% | 1.425% | 0%
LV Sub HH Metered | 0.4411% | 0.3228% | 0% | -1.167% | -0.316% | 0.3077% | LV Sub HH Metered | -0.4411% | -0.5165% | -0.8282% | -3.502% | 2.212% | -0.6154%
HV HH Metered | -0.1351% | -0.2683% | -0.5348% | -1.087% | 1.319% | 0% | HV HH Metered | -1.081% | -1.163% | -1.337% | -3.426% | 2.527% | -1.288%
HV Sub HH Metered | -0.8378% | -0.8762% | -0.9317% | -1.09% | 4.054% | -0.4831% | HV Sub HH Metered | -1.609% | -1.643% | -1.863% | -3.426% | 2.703% | -1.449%
NHH UMS | -0.09219% | [5 empty] | NHH UMS | -0.4379%
LV UMS (Pseudo HH Metered) | 0.1049% | -0.07297% | -0.4926% |  |  |  | LV UMS (Pseudo HH Metered) | 0.1282% | -0.3101% | -1.478%
Scenario 2 vs Scenario 1 | [6 empty] | Scenario 4 vs Scenario 3
| Unit rate 1 p/kWh | Unit rate 2 p/kWh | Unit rate 3 p/kWh | Fixed charge p/MPAN/day | Capacity charge p/kVA/day | Reactive power charge p/kVArh |  | Unit rate 1 p/kWh | Unit rate 2 p/kWh | Unit rate 3 p/kWh | Fixed charge p/MPAN/day | Capacity charge p/kVA/day | Reactive power charge p/kVArh
Domestic Unrestricted | 0.1688% |  |  | -1.108% |  |  | Domestic Unrestricted | 0.1407% |  |  | -1.738%
Domestic Two Rate | 0.1458% | 0% |  | -1.108% |  |  | Domestic Two Rate | 0.09723% | -0.0935% |  | -1.738%
Domestic Off Peak (related MPAN) | 0.1257% | [5 empty] | Domestic Off Peak (related MPAN) | 0.06285%
Small Non Domestic Unrestricted | 0.1348% |  |  | -1.119% |  |  | Small Non Domestic Unrestricted | 0.1685% |  |  | -2.538%
Small Non Domestic Two Rate | 0.1931% | -0.09662% |  | -1.119% |  |  | Small Non Domestic Two Rate | 0.169% | -0.3865% |  | -2.538%
Small Non Domestic Off Peak (related MPAN) | 0.14% | [5 empty] | Small Non Domestic Off Peak (related MPAN) | 0.06998%
LV Medium Non-Domestic | 0.1764% | -0.08937% |  | -1.061% |  |  | LV Medium Non-Domestic | 0.1764% | -0.1787% |  | -0.4733%
LV Sub Medium Non-Domestic | 0.2456% | 0% |  | -1.167% |  |  | LV Sub Medium Non-Domestic | 0.09823% | -0.1481% |  | -3.752%
HV Medium Non-Domestic | -0.2054% | -0.5882% |  | 0.4942% |  |  | HV Medium Non-Domestic | -1.231% | -1.373% |  | 0.5898%
LV HH Metered | 0.2984% | 0.2149% | -0.1866% | -1.125% | -0.8547% | 0.2433% | LV HH Metered | 0.1099% | -0.05373% | -0.5597% | -3.721% | 1.714% | 0%
LV Sub HH Metered | 0.4411% | 0.3228% | 0% | -1.167% | -0.316% | 0.3077% | LV Sub HH Metered | -0.4793% | -0.5806% | -1.033% | -3.752% | 2.373% | -0.6154%
HV HH Metered | -0.1351% | -0.2683% | -0.5348% | -1.087% | 1.319% | 0% | HV HH Metered | -1.188% | -1.251% | -1.6% | -3.739% | 2.753% | -1.288%
HV Sub HH Metered | -0.8378% | -0.8762% | -0.9317% | -1.09% | 4.054% | -0.4831% | HV Sub HH Metered | -1.74% | -1.751% | -1.863% | -3.737% | 3.051% | -1.923%
NHH UMS | -0.09219% | [5 empty] | NHH UMS | -0.4838%
LV UMS (Pseudo HH Metered) | 0.1049% | -0.07297% | -0.4926% |  |  |  | LV UMS (Pseudo HH Metered) | 0.1457% | -0.3283% | -1.623%
Typical Bill Comparison
| Percentage Change |  |  | Absolute Change (£) |  |  |  | Percentage Change |  |  | Absolute Change (£)
TARIFF | Scenario 1 vs Base | Scenario 2 vs Base | Scenario 2 vs Scenario 1 | Scenario 1 vs Base | Scenario 2 vs Base | Scenario 2 vs Scenario 1 | TARIFF | Scenario 3 vs Base | Scenario 4 vs Base | Scenario 4 vs Scenario 3 | Scenario 3 vs Base | Scenario 4 vs Base | Scenario 4 vs Scenario 3
> Domestic Unrestricted | [6 empty] | > Domestic Unrestricted
Domestic Unrestricted | 0% | -0.008286% | -0.008286% | 0 | -0.013776 | -0.013776 | Domestic Unrestricted | 0.02195% | -0.09838% | -0.1203% | 0.0365 | -0.16356 | -0.20006
LDNO LV: Domestic Unrestricted | 0% | -0.06096% | -0.06096% | 0 | -0.057885 | -0.057885 | LDNO LV: Domestic Unrestricted | 0.02848% | -0.1695% | -0.1979% | 0.027047 | -0.16093 | -0.18798
LDNO HV: Domestic Unrestricted | 0% | -0.08864% | -0.08864% | 0 | -0.042676 | -0.042676 | LDNO HV: Domestic Unrestricted | 0.03192% | -0.2068% | -0.2387% | 0.015367 | -0.099591 | -0.11496
> Domestic Two Rate | [6 empty] | > Domestic Two Rate
Domestic Two Rate | 0% | -0.009417% | -0.009417% | 0 | -0.025959 | -0.025959 | Domestic Two Rate | 0.01324% | -0.1092% | -0.1224% | 0.0365 | -0.301 | -0.3375
LDNO LV: Domestic Two Rate | 0% | 0.02794% | 0.02794% | 0 | 0.050762 | 0.050762 | LDNO LV: Domestic Two Rate | 0.01488% | -0.06076% | -0.07563% | 0.027047 | -0.11041 | -0.13745
LDNO HV: Domestic Two Rate | #VALUE! | #VALUE! | #VALUE! | #VALUE! | #VALUE! | #VALUE! | LDNO HV: Domestic Two Rate | #VALUE! | #VALUE! | #VALUE! | #VALUE! | #VALUE! | #VALUE!
> Domestic Off Peak (related MPAN) | [6 empty] | > Domestic Off Peak (related MPAN)
Domestic Off Peak (related MPAN) | 0% | 0.1257% | 0.1257% | 0 | 0.12956 | 0.12956 | Domestic Off Peak (related MPAN) | 0% | 0.06285% | 0.06285% | 0 | 0.064781 | 0.064781
LDNO LV: Domestic Off Peak (related MPAN) | #VALUE! | #VALUE! | #VALUE! | #VALUE! | #VALUE! | #VALUE! | LDNO LV: Domestic Off Peak (related MPAN) | #VALUE! | #VALUE! | #VALUE! | #VALUE! | #VALUE! | #VALUE!
LDNO HV: Domestic Off Peak (related MPAN) | #VALUE! | #VALUE! | #VALUE! | #VALUE! | #VALUE! | #VALUE! | LDNO HV: Domestic Off Peak (related MPAN) | #VALUE! | #VALUE! | #VALUE! | #VALUE! | #VALUE! | #VALUE!
> Small Non Domestic Unrestricted | [6 empty] | > Small Non Domestic Unrestricted
Small Non Domestic Unrestricted | 0% | 0.0454% | 0.0454% | 0 | 0.22852 | 0.22852 | Small Non Domestic Unrestricted | -0.01679% | -0.04162% | -0.02483% | -0.084504 | -0.20948 | -0.12498
LDNO LV: Small Non Domestic Unrestricted | 0% | -0.1225% | -0.1225% | 0 | -0.15871 | -0.15871 | LDNO LV: Small Non Domestic Unrestricted | 0.01496% | -0.3729% | -0.3879% | 0.019392 | -0.48326 | -0.50266
LDNO HV: Small Non Domestic Unrestricted | #VALUE! | #VALUE! | #VALUE! | #VALUE! | #VALUE! | #VALUE! | LDNO HV: Small Non Domestic Unrestricted | #VALUE! | #VALUE! | #VALUE! | #VALUE! | #VALUE! | #VALUE!
> Small Non Domestic Two Rate | [6 empty] | > Small Non Domestic Two Rate
Small Non Domestic Two Rate | 0% | 0.09208% | 0.09208% | 0 | 0.72887 | 0.72887 | Small Non Domestic Two Rate | 0.009223% | -0.02443% | -0.03365% | 0.073 | -0.19337 | -0.26637
LDNO LV: Small Non Domestic Two Rate | #VALUE! | #VALUE! | #VALUE! | #VALUE! | #VALUE! | #VALUE! | LDNO LV: Small Non Domestic Two Rate | #VALUE! | #VALUE! | #VALUE! | #VALUE! | #VALUE! | #VALUE!
LDNO HV: Small Non Domestic Two Rate | #VALUE! | #VALUE! | #VALUE! | #VALUE! | #VALUE! | #VALUE! | LDNO HV: Small Non Domestic Two Rate | #VALUE! | #VALUE! | #VALUE! | #VALUE! | #VALUE! | #VALUE!
> Small Non Domestic Off Peak (related MPAN) | [6 empty] | > Small Non Domestic Off Peak (related MPAN)
Small Non Domestic Off Peak (related MPAN) | 0% | 0.14% | 0.14% | 0 | 0.23503 | 0.23503 | Small Non Domestic Off Peak (related MPAN) | 0% | 0.06998% | 0.06998% | 0 | 0.11752 | 0.11752
LDNO LV: Small Non Domestic Off Peak (related MPAN) | #VALUE! | #VALUE! | #VALUE! | #VALUE! | #VALUE! | #VALUE! | LDNO LV: Small Non Domestic Off Peak (related MPAN) | #VALUE! | #VALUE! | #VALUE! | #VALUE! | #VALUE! | #VALUE!
LDNO HV: Small Non Domestic Off Peak (related MPAN) | #VALUE! | #VALUE! | #VALUE! | #VALUE! | #VALUE! | #VALUE! | LDNO HV: Small Non Domestic Off Peak (related MPAN) | #VALUE! | #VALUE! | #VALUE! | #VALUE! | #VALUE! | #VALUE!
> LV Medium Non-Domestic | [6 empty] | > LV Medium Non-Domestic
LV Medium Non-Domestic | 0% | 0.07845% | 0.07845% | 0 | 2.9568 | 2.9568 | LV Medium Non-Domestic | 0.001937% | 0.107% | 0.1051% | 0.073 | 4.0327 | 3.9597
LDNO LV: LV Medium Non-Domestic | #VALUE! | #VALUE! | #VALUE! | #VALUE! | #VALUE! | #VALUE! | LDNO LV: LV Medium Non-Domestic | #VALUE! | #VALUE! | #VALUE! | #VALUE! | #VALUE! | #VALUE!
LDNO HV: LV Medium Non-Domestic | #VALUE! | #VALUE! | #VALUE! | #VALUE! | #VALUE! | #VALUE! | LDNO HV: LV Medium Non-Domestic | #VALUE! | #VALUE! | #VALUE! | #VALUE! | #VALUE! | #VALUE!
> LV Sub Medium Non-Domestic | [6 empty] | > LV Sub Medium Non-Domestic
LV Sub Medium Non-Domestic | #VALUE! | #VALUE! | #VALUE! | #VALUE! | #VALUE! | #VALUE! | LV Sub Medium Non-Domestic | #VALUE! | #VALUE! | #VALUE! | #VALUE! | #VALUE! | #VALUE!
> HV Medium Non-Domestic | [6 empty] | > HV Medium Non-Domestic
HV Medium Non-Domestic | 0% | 0.1443% | 0.1443% | 0 | 5.6775 | 5.6775 | HV Medium Non-Domestic | 0.01978% | -0.2617% | -0.2814% | 0.77839 | -10.2972 | -11.0756
> LV HH Metered | [6 empty] | > LV HH Metered
LV HH Metered | 0% | -0.01589% | -0.01589% | 0 | -2.0102 | -2.0102 | LV HH Metered | -0.06614% | 0.2685% | 0.3349% | -8.3684 | 33.976 | 42.3444
LDNO LV: LV HH Metered | #VALUE! | #VALUE! | #VALUE! | #VALUE! | #VALUE! | #VALUE! | LDNO LV: LV HH Metered | #VALUE! | #VALUE! | #VALUE! | #VALUE! | #VALUE! | #VALUE!
LDNO HV: LV HH Metered | #VALUE! | #VALUE! | #VALUE! | #VALUE! | #VALUE! | #VALUE! | LDNO HV: LV HH Metered | #VALUE! | #VALUE! | #VALUE! | #VALUE! | #VALUE! | #VALUE!
> LV Sub HH Metered | [6 empty] | > LV Sub HH Metered
LV Sub HH Metered | 0% | 0.1006% | 0.1006% | 0 | 57.3097 | 57.3097 | LV Sub HH Metered | -0.01733% | 0.4972% | 0.5146% | -9.8716 | 283.1578 | 293.0294
LDNO HV: LV Sub HH Metered | #VALUE! | #VALUE! | #VALUE! | #VALUE! | #VALUE! | #VALUE! | LDNO HV: LV Sub HH Metered | #VALUE! | #VALUE! | #VALUE! | #VALUE! | #VALUE! | #VALUE!
> HV HH Metered | [6 empty] | > HV HH Metered
HV HH Metered | 0% | 0.5347% | 0.5347% | 0 | 321.6096 | 321.6096 | HV HH Metered | -0.04573% | 0.6589% | 0.7049% | -27.5063 | 396.3119 | 423.8182
LDNO HV: HV HH Metered | #VALUE! | #VALUE! | #VALUE! | #VALUE! | #VALUE! | #VALUE! | LDNO HV: HV HH Metered | #VALUE! | #VALUE! | #VALUE! | #VALUE! | #VALUE! | #VALUE!
> HV Sub HH Metered | [6 empty] | > HV Sub HH Metered
HV Sub HH Metered | #VALUE! | #VALUE! | #VALUE! | #VALUE! | #VALUE! | #VALUE! | HV Sub HH Metered | #VALUE! | #VALUE! | #VALUE! | #VALUE! | #VALUE! | #VALUE!
> NHH UMS | [6 empty] | > NHH UMS
NHH UMS | 0% | -0.09219% | -0.09219% | 0 | -0.27377 | -0.27377 | NHH UMS | 0.04609% | -0.4379% | -0.4838% | 0.13689 | -1.3004 | -1.4373
LDNO LV: NHH UMS | #VALUE! | #VALUE! | #VALUE! | #VALUE! | #VALUE! | #VALUE! | LDNO LV: NHH UMS | #VALUE! | #VALUE! | #VALUE! | #VALUE! | #VALUE! | #VALUE!
LDNO HV: NHH UMS | #VALUE! | #VALUE! | #VALUE! | #VALUE! | #VALUE! | #VALUE! | LDNO HV: NHH UMS | #VALUE! | #VALUE! | #VALUE! | #VALUE! | #VALUE! | #VALUE!
> LV UMS (Pseudo HH Metered) | [6 empty] | > LV UMS (Pseudo HH Metered)
LV UMS (Pseudo HH Metered) | 0% | -0.129% | -0.129% | 0 | -574.4256 | -574.4256 | LV UMS (Pseudo HH Metered) | 0.04562% | -0.4957% | -0.5411% | 203.1881 | -2208.0153 | -2411.2034
LDNO LV: LV UMS (Pseudo HH Metered) | #VALUE! | #VALUE! | #VALUE! | #VALUE! | #VALUE! | #VALUE! | LDNO LV: LV UMS (Pseudo HH Metered) | #VALUE! | #VALUE! | #VALUE! | #VALUE! | #VALUE! | #VALUE!
LDNO HV: LV UMS (Pseudo HH Metered) | #VALUE! | #VALUE! | #VALUE! | #VALUE! | #VALUE! | #VALUE! | LDNO HV: LV UMS (Pseudo HH Metered) | #VALUE! | #VALUE! | #VALUE! | #VALUE! | #VALUE! | #VALUE!
> LV Generation NHH | [6 empty] | > LV Generation NHH
LV Generation NHH | 0% | 1.327% | 1.327% | 0 | -1.3762 | -1.3762 | LV Generation NHH | -0.2212% | 2.102% | 2.328% | 0.22937 | -2.179 | -2.4083
LDNO LV: LV Generation NHH | #VALUE! | #VALUE! | #VALUE! | #VALUE! | #VALUE! | #VALUE! | LDNO LV: LV Generation NHH | #VALUE! | #VALUE! | #VALUE! | #VALUE! | #VALUE! | #VALUE!
LDNO HV: LV Generation NHH | #VALUE! | #VALUE! | #VALUE! | #VALUE! | #VALUE! | #VALUE! | LDNO HV: LV Generation NHH | #VALUE! | #VALUE! | #VALUE! | #VALUE! | #VALUE! | #VALUE!
> LV Sub Generation NHH | [6 empty] | > LV Sub Generation NHH
LV Sub Generation NHH | #VALUE! | #VALUE! | #VALUE! | #VALUE! | #VALUE! | #VALUE! | LV Sub Generation NHH | #VALUE! | #VALUE! | #VALUE! | #VALUE! | #VALUE! | #VALUE!
LDNO HV: LV Sub Generation NHH | #VALUE! | #VALUE! | #VALUE! | #VALUE! | #VALUE! | #VALUE! | LDNO HV: LV Sub Generation NHH | #VALUE! | #VALUE! | #VALUE! | #VALUE! | #VALUE! | #VALUE!
> LV Generation Intermittent | [6 empty] | > LV Generation Intermittent
LV Generation Intermittent | 0% | 1.327% | 1.327% | 0 | -122.7223 | -122.7223 | LV Generation Intermittent | -0.2212% | 2.102% | 2.328% | 20.4537 | -194.3103 | -214.764
LDNO LV: LV Generation Intermittent | #VALUE! | #VALUE! | #VALUE! | #VALUE! | #VALUE! | #VALUE! | LDNO LV: LV Generation Intermittent | #VALUE! | #VALUE! | #VALUE! | #VALUE! | #VALUE! | #VALUE!
LDNO HV: LV Generation Intermittent | #VALUE! | #VALUE! | #VALUE! | #VALUE! | #VALUE! | #VALUE! | LDNO HV: LV Generation Intermittent | #VALUE! | #VALUE! | #VALUE! | #VALUE! | #VALUE! | #VALUE!
> LV Generation Non-Intermittent | [6 empty] | > LV Generation Non-Intermittent
LV Generation Non-Intermittent | 0% | 1.306% | 1.306% | 0 | -171.9034 | -171.9034 | LV Generation Non-Intermittent | -0.1547% | 2.13% | 2.288% | 20.3677 | -280.3707 | -300.7384
LDNO LV: LV Generation Non-Intermittent | #VALUE! | #VALUE! | #VALUE! | #VALUE! | #VALUE! | #VALUE! | LDNO LV: LV Generation Non-Intermittent | #VALUE! | #VALUE! | #VALUE! | #VALUE! | #VALUE! | #VALUE!
LDNO HV: LV Generation Non-Intermittent | #VALUE! | #VALUE! | #VALUE! | #VALUE! | #VALUE! | #VALUE! | LDNO HV: LV Generation Non-Intermittent | #VALUE! | #VALUE! | #VALUE! | #VALUE! | #VALUE! | #VALUE!
> LV Sub Generation Intermittent | [6 empty] | > LV Sub Generation Intermittent
LV Sub Generation Intermittent | #VALUE! | #VALUE! | #VALUE! | #VALUE! | #VALUE! | #VALUE! | LV Sub Generation Intermittent | #VALUE! | #VALUE! | #VALUE! | #VALUE! | #VALUE! | #VALUE!
LDNO HV: LV Sub Generation Intermittent | #VALUE! | #VALUE! | #VALUE! | #VALUE! | #VALUE! | #VALUE! | LDNO HV: LV Sub Generation Intermittent | #VALUE! | #VALUE! | #VALUE! | #VALUE! | #VALUE! | #VALUE!
> LV Sub Generation Non-Intermittent | [6 empty] | > LV Sub Generation Non-Intermittent
LV Sub Generation Non-Intermittent | 0% | 1.49% | 1.49% | 0 | -53.4245 | -53.4245 | LV Sub Generation Non-Intermittent | -0.2631% | 2.182% | 2.452% | 9.4362 | -78.25 | -87.6862
LDNO HV: LV Sub Generation Non-Intermittent | #VALUE! | #VALUE! | #VALUE! | #VALUE! | #VALUE! | #VALUE! | LDNO HV: LV Sub Generation Non-Intermittent | #VALUE! | #VALUE! | #VALUE! | #VALUE! | #VALUE! | #VALUE!
> HV Generation Intermittent | [6 empty] | > HV Generation Intermittent
HV Generation Intermittent | 0% | 3.209% | 3.209% | 0 | -387.7827 | -387.7827 | HV Generation Intermittent | -0.2837% | 2.329% | 2.62% | 34.2801 | -281.3951 | -315.6753
LDNO HV: HV Generation Intermittent | #VALUE! | #VALUE! | #VALUE! | #VALUE! | #VALUE! | #VALUE! | LDNO HV: HV Generation Intermittent | #VALUE! | #VALUE! | #VALUE! | #VALUE! | #VALUE! | #VALUE!
> HV Generation Non-Intermittent | [6 empty] | > HV Generation Non-Intermittent
HV Generation Non-Intermittent | 0% | 3.066% | 3.066% | 0 | -1324.1453 | -1324.1453 | HV Generation Non-Intermittent | -0.223% | 2.27% | 2.499% | 96.2856 | -980.4693 | -1076.7549
LDNO HV: HV Generation Non-Intermittent | #VALUE! | #VALUE! | #VALUE! | #VALUE! | #VALUE! | #VALUE! | LDNO HV: HV Generation Non-Intermittent | #VALUE! | #VALUE! | #VALUE! | #VALUE! | #VALUE! | #VALUE!
> HV Sub Generation Non-Intermittent | [6 empty] | > HV Sub Generation Non-Intermittent
HV Sub Generation Non-Intermittent | #VALUE! | #VALUE! | #VALUE! | #VALUE! | #VALUE! | #VALUE! | HV Sub Generation Non-Intermittent | #VALUE! | #VALUE! | #VALUE! | #VALUE! | #VALUE! | #VALUE!
> HV Sub Generation Intermittent | [6 empty] | > HV Sub Generation Intermittent
HV Sub Generation Intermittent | #VALUE! | #VALUE! | #VALUE! | #VALUE! | #VALUE! | #VALUE! | HV Sub Generation Intermittent | #VALUE! | #VALUE! | #VALUE! | #VALUE! | #VALUE! | #VALUE!

## 500MW model - tariffs
Tariffs for Charging Year: Base Model
| Open LLFCs | PCs | Unit rate 1 p/kWh | Unit rate 2 p/kWh | Unit rate 3 p/kWh | Fixed charge p/MPAN/day | Capacity charge p/kVA/day | Reactive power charge p/kVArh | Closed LLFCs
Domestic Unrestricted | 100, 300, 120, 320, 105, 305, 125, 325, 106, 126 | 1 | 3.554 | 0 | 0 | 6.32 | 0 | 0
Domestic Two Rate | 101, 301, 121, 321, 127-128 | 2 | 4.114 | 2.139 | 0 | 6.32 | 0 | 0
Domestic Off Peak (related MPAN) | 102, 302, 122, 322 | 2 | 1.591 | 0 | 0 | 0 | 0 | 0 | 104, 304, 124, 324
Small Non Domestic Unrestricted | 150, 350, 170, 370, 177, 153, 353, 173, 373, 154, 354, 174, 374, 156, 356, 176, 376 | 3 | 2.968 | 0 | 0 | 9.83 | 0 | 0
Small Non Domestic Two Rate | 151, 351, 171, 371, 178 | 4 | 4.142 | 1.035 | 0 | 9.83 | 0 | 0
Small Non Domestic Off Peak (related MPAN) | 152, 352, 172, 372 | 4 | 1.429 | 0 | 0 | 0 | 0 | 0 | 155, 355, 175, 375
LV Medium Non-Domestic | 501 | 5-8 | 3.401 | 1.119 | 0 | 61.25 | 0 | 0 | 502
LV Sub Medium Non-Domestic | 504 | 5-8 | 2.036 | 0.675 | 0 | 7.71 | 0 | 0
HV Medium Non-Domestic |  | 5-8 | 1.947 | 0.51 | 0 | 566.56 | 0 | 0 | 601-602
LV HH Metered | 500 | 0 | 6.368 | 1.861 | 0.536 | 19.56 | 3.51 | 0.411
LV Sub HH Metered | 505 | 0 | 5.214 | 1.549 | 0.483 | 7.71 | 6.33 | 0.325
HV HH Metered | 600 | 0 | 3.7 | 1.118 | 0.374 | 187.66 | 9.1 | 0.233
HV Sub HH Metered | 605 | 0 | 2.984 | 0.913 | 0.322 | 315.53 | 5.92 | 0.207
NHH UMS | 800-803 | 1&8 | 4.339 | 0 | 0 | 0 | 0 | 0
LV UMS (Pseudo HH Metered) | 804 | 0 | 17.158 | 5.482 | 2.03 | 0 | 0 | 0
LV Generation NHH | 951 | 8 | -0.904 | 0 | 0 | 0 | 0 | 0
LV Sub Generation NHH | 952 | 8 | -0.804 | 0 | 0 | 0 | 0 | 0
LV Generation Intermittent | 1, 909 | 0 | -0.904 | 0 | 0 | 0 | 0 | 0.193
LV Generation Non-Intermittent | 2 | 0 | -3.025 | -0.834 | -0.169 | 0 | 0 | 0.193
LV Sub Generation Intermittent | 3 | 0 | -0.804 | 0 | 0 | 0 | 0 | 0.168
LV Sub Generation Non-Intermittent | 4 | 0 | -2.687 | -0.742 | -0.152 | 0 | 0 | 0.168
HV Generation Intermittent | 5, 910 | 0 | -0.41 | 0 | 0 | 232.42 | 0 | 0.152
HV Generation Non-Intermittent | 6 | 0 | -1.351 | -0.378 | -0.084 | 232.42 | 0 | 0.152
HV Sub Generation Non-Intermittent | 8, 520, 522-524, 528 | 0 | -0.772 | -0.22 | -0.055 | 232.42 | 0 | 0.046
HV Sub Generation Intermittent | 7, 521, 525-527 | 0 | -0.239 | 0 | 0 | 232.42 | 0 | 0.046
LDNO LV: Domestic Unrestricted | 100 | 1 | 2.6335 | 0 | 0 | 4.6831 | 0 | 0
LDNO LV: Domestic Two Rate | 101 | 2 | 3.0485 | 1.585 | 0 | 4.6831 | 0 | 0
LDNO LV: Domestic Off Peak (related MPAN) | 102, 122 | 2 | 1.1789 | 0 | 0 | 0 | 0 | 0
LDNO LV: Small Non Domestic Unrestricted | 150 | 3 | 2.1993 | 0 | 0 | 7.284 | 0 | 0
LDNO LV: Small Non Domestic Two Rate | 151 | 4 | 3.0692 | 0.76693 | 0 | 7.284 | 0 | 0
LDNO LV: Small Non Domestic Off Peak (related MPAN) | 152, 172 | 4 | 1.0589 | 0 | 0 | 0 | 0 | 0
LDNO LV: LV Medium Non-Domestic | 501 | 5-8 | 2.5201 | 0.82918 | 0 | 45.3862 | 0 | 0
LDNO LV: LV HH Metered | 500 | 0 | 4.7187 | 1.379 | 0.39718 | 14.494 | 2.6009 | 0.30455
LDNO LV: NHH UMS | 800 | 1&8 | 3.2152 | 0 | 0 | 0 | 0 | 0
LDNO LV: LV UMS (Pseudo HH Metered) | 804 | 0 | 12.7141 | 4.0622 | 1.5042 | 0 | 0 | 0
LDNO LV: LV Generation NHH | 951 | 8 | -0.904 | 0 | 0 | 0 | 0 | 0
LDNO LV: LV Generation Intermittent | 1 | 0 | -0.904 | 0 | 0 | 0 | 0 | 0.193
LDNO LV: LV Generation Non-Intermittent | 2 | 0 | -3.025 | -0.834 | -0.169 | 0 | 0 | 0.193
LDNO HV: Domestic Unrestricted | 100 | 1 | 1.4962 | 0 | 0 | 2.6607 | 0 | 0
LDNO HV: Domestic Two Rate | 101 | 2 | 1.732 | 0.90052 | 0 | 2.6607 | 0 | 0
LDNO HV: Domestic Off Peak (related MPAN) | 102, 122 | 2 | 0.66981 | 0 | 0 | 0 | 0 | 0
LDNO HV: Small Non Domestic Unrestricted | 150 | 3 | 1.2495 | 0 | 0 | 4.1384 | 0 | 0
LDNO HV: Small Non Domestic Two Rate | 151 | 4 | 1.7438 | 0.43573 | 0 | 4.1384 | 0 | 0
LDNO HV: Small Non Domestic Off Peak (related MPAN) | 152, 172 | 4 | 0.60161 | 0 | 0 | 0 | 0 | 0
LDNO HV: LV Medium Non-Domestic | 501 | 5-8 | 1.4318 | 0.4711 | 0 | 25.7863 | 0 | 0
LDNO HV: LV HH Metered | 500 | 0 | 2.6809 | 0.78348 | 0.22566 | 8.2348 | 1.4777 | 0.17303
LDNO HV: LV Sub HH Metered | 505 | 0 | 2.9876 | 0.88758 | 0.27676 | 4.4178 | 3.6271 | 0.18623
LDNO HV: HV HH Metered | 600 | 0 | 2.3125 | 0.69875 | 0.23375 | 117.2875 | 5.6875 | 0.14563
LDNO HV: NHH UMS | 800 | 1&8 | 1.8267 | 0 | 0 | 0 | 0 | 0
LDNO HV: LV UMS (Pseudo HH Metered) | 804 | 0 | 7.2235 | 2.3079 | 0.85463 | 0 | 0 | 0
LDNO HV: LV Generation NHH | 951 | 8 | -0.904 | 0 | 0 | 0 | 0 | 0
LDNO HV: LV Sub Generation NHH | 952 | 8 | -0.804 | 0 | 0 | 0 | 0 | 0
LDNO HV: LV Generation Intermittent | 1 | 0 | -0.904 | 0 | 0 | 0 | 0 | 0.193
LDNO HV: LV Generation Non-Intermittent | 2 | 0 | -3.025 | -0.834 | -0.169 | 0 | 0 | 0.193
LDNO HV: LV Sub Generation Intermittent | 3 | 0 | -0.804 | 0 | 0 | 0 | 0 | 0.168
LDNO HV: LV Sub Generation Non-Intermittent | 4 | 0 | -2.687 | -0.742 | -0.152 | 0 | 0 | 0.168
LDNO HV: HV Generation Intermittent | 5 | 0 | -0.41 | 0 | 0 | 0 | 0 | 0.152
LDNO HV: HV Generation Non-Intermittent | 6 | 0 | -1.351 | -0.378 | -0.084 | 0 | 0 | 0.152
Tariffs for Charging Year: Scenario 1
| Open LLFCs | PCs | Unit rate 1 p/kWh | Unit rate 2 p/kWh | Unit rate 3 p/kWh | Fixed charge p/MPAN/day | Capacity charge p/kVA/day | Reactive power charge p/kVArh | Closed LLFCs
Domestic Unrestricted | 100, 300, 120, 320, 105, 305, 125, 325, 106, 126 | 1 | 3.554 | 0 | 0 | 6.32 | 0 | 0
Domestic Two Rate | 101, 301, 121, 321, 127-128 | 2 | 4.114 | 2.139 | 0 | 6.32 | 0 | 0
Domestic Off Peak (related MPAN) | 102, 302, 122, 322 | 2 | 1.591 | 0 | 0 | 0 | 0 | 0 | 104, 304, 124, 324
Small Non Domestic Unrestricted | 150, 350, 170, 370, 177, 153, 353, 173, 373, 154, 354, 174, 374, 156, 356, 176, 376 | 3 | 2.968 | 0 | 0 | 9.83 | 0 | 0
Small Non Domestic Two Rate | 151, 351, 171, 371, 178 | 4 | 4.142 | 1.035 | 0 | 9.83 | 0 | 0
Small Non Domestic Off Peak (related MPAN) | 152, 352, 172, 372 | 4 | 1.429 | 0 | 0 | 0 | 0 | 0 | 155, 355, 175, 375
LV Medium Non-Domestic | 501 | 5-8 | 3.401 | 1.119 | 0 | 61.25 | 0 | 0 | 502
LV Sub Medium Non-Domestic | 504 | 5-8 | 2.036 | 0.675 | 0 | 7.71 | 0 | 0
HV Medium Non-Domestic |  | 5-8 | 1.947 | 0.51 | 0 | 566.56 | 0 | 0 | 601-602
LV HH Metered | 500 | 0 | 6.368 | 1.861 | 0.536 | 19.56 | 3.51 | 0.411
LV Sub HH Metered | 505 | 0 | 5.214 | 1.549 | 0.483 | 7.71 | 6.33 | 0.325
HV HH Metered | 600 | 0 | 3.7 | 1.118 | 0.374 | 187.66 | 9.1 | 0.233
HV Sub HH Metered | 605 | 0 | 2.984 | 0.913 | 0.322 | 315.53 | 5.92 | 0.207
NHH UMS | 800-803 | 1&8 | 4.339 | 0 | 0 | 0 | 0 | 0
LV UMS (Pseudo HH Metered) | 804 | 0 | 17.158 | 5.482 | 2.03 | 0 | 0 | 0
LV Generation NHH | 951 | 8 | -0.904 | 0 | 0 | 0 | 0 | 0
LV Sub Generation NHH | 952 | 8 | -0.804 | 0 | 0 | 0 | 0 | 0
LV Generation Intermittent | 1, 909 | 0 | -0.904 | 0 | 0 | 0 | 0 | 0.193
LV Generation Non-Intermittent | 2 | 0 | -3.025 | -0.834 | -0.169 | 0 | 0 | 0.193
LV Sub Generation Intermittent | 3 | 0 | -0.804 | 0 | 0 | 0 | 0 | 0.168
LV Sub Generation Non-Intermittent | 4 | 0 | -2.687 | -0.742 | -0.152 | 0 | 0 | 0.168
HV Generation Intermittent | 5, 910 | 0 | -0.41 | 0 | 0 | 232.42 | 0 | 0.152
HV Generation Non-Intermittent | 6 | 0 | -1.351 | -0.378 | -0.084 | 232.42 | 0 | 0.152
HV Sub Generation Non-Intermittent | 8, 520, 522-524, 528 | 0 | -0.772 | -0.22 | -0.055 | 232.42 | 0 | 0.046
HV Sub Generation Intermittent | 7, 521, 525-527 | 0 | -0.239 | 0 | 0 | 232.42 | 0 | 0.046
LDNO LV: Domestic Unrestricted | 100 | 1 | 2.6335 | 0 | 0 | 4.6831 | 0 | 0
LDNO LV: Domestic Two Rate | 101 | 2 | 3.0485 | 1.585 | 0 | 4.6831 | 0 | 0
LDNO LV: Domestic Off Peak (related MPAN) | 102, 122 | 2 | 1.1789 | 0 | 0 | 0 | 0 | 0
LDNO LV: Small Non Domestic Unrestricted | 150 | 3 | 2.1993 | 0 | 0 | 7.284 | 0 | 0
LDNO LV: Small Non Domestic Two Rate | 151 | 4 | 3.0692 | 0.76693 | 0 | 7.284 | 0 | 0
LDNO LV: Small Non Domestic Off Peak (related MPAN) | 152, 172 | 4 | 1.0589 | 0 | 0 | 0 | 0 | 0
LDNO LV: LV Medium Non-Domestic | 501 | 5-8 | 2.5201 | 0.82918 | 0 | 45.3862 | 0 | 0
LDNO LV: LV HH Metered | 500 | 0 | 4.7187 | 1.379 | 0.39718 | 14.494 | 2.6009 | 0.30455
LDNO LV: NHH UMS | 800 | 1&8 | 3.2152 | 0 | 0 | 0 | 0 | 0
LDNO LV: LV UMS (Pseudo HH Metered) | 804 | 0 | 12.7141 | 4.0622 | 1.5042 | 0 | 0 | 0
LDNO LV: LV Generation NHH | 951 | 8 | -0.904 | 0 | 0 | 0 | 0 | 0
LDNO LV: LV Generation Intermittent | 1 | 0 | -0.904 | 0 | 0 | 0 | 0 | 0.193
LDNO LV: LV Generation Non-Intermittent | 2 | 0 | -3.025 | -0.834 | -0.169 | 0 | 0 | 0.193
LDNO HV: Domestic Unrestricted | 100 | 1 | 1.4962 | 0 | 0 | 2.6607 | 0 | 0
LDNO HV: Domestic Two Rate | 101 | 2 | 1.732 | 0.90052 | 0 | 2.6607 | 0 | 0
LDNO HV: Domestic Off Peak (related MPAN) | 102, 122 | 2 | 0.66981 | 0 | 0 | 0 | 0 | 0
LDNO HV: Small Non Domestic Unrestricted | 150 | 3 | 1.2495 | 0 | 0 | 4.1384 | 0 | 0
LDNO HV: Small Non Domestic Two Rate | 151 | 4 | 1.7438 | 0.43573 | 0 | 4.1384 | 0 | 0
LDNO HV: Small Non Domestic Off Peak (related MPAN) | 152, 172 | 4 | 0.60161 | 0 | 0 | 0 | 0 | 0
LDNO HV: LV Medium Non-Domestic | 501 | 5-8 | 1.4318 | 0.4711 | 0 | 25.7863 | 0 | 0
LDNO HV: LV HH Metered | 500 | 0 | 2.6809 | 0.78348 | 0.22566 | 8.2348 | 1.4777 | 0.17303
LDNO HV: LV Sub HH Metered | 505 | 0 | 2.9876 | 0.88758 | 0.27676 | 4.4178 | 3.6271 | 0.18623
LDNO HV: HV HH Metered | 600 | 0 | 2.3125 | 0.69875 | 0.23375 | 117.2875 | 5.6875 | 0.14563
LDNO HV: NHH UMS | 800 | 1&8 | 1.8267 | 0 | 0 | 0 | 0 | 0
LDNO HV: LV UMS (Pseudo HH Metered) | 804 | 0 | 7.2235 | 2.3079 | 0.85463 | 0 | 0 | 0
LDNO HV: LV Generation NHH | 951 | 8 | -0.904 | 0 | 0 | 0 | 0 | 0
LDNO HV: LV Sub Generation NHH | 952 | 8 | -0.804 | 0 | 0 | 0 | 0 | 0
LDNO HV: LV Generation Intermittent | 1 | 0 | -0.904 | 0 | 0 | 0 | 0 | 0.193
LDNO HV: LV Generation Non-Intermittent | 2 | 0 | -3.025 | -0.834 | -0.169 | 0 | 0 | 0.193
LDNO HV: LV Sub Generation Intermittent | 3 | 0 | -0.804 | 0 | 0 | 0 | 0 | 0.168
LDNO HV: LV Sub Generation Non-Intermittent | 4 | 0 | -2.687 | -0.742 | -0.152 | 0 | 0 | 0.168
LDNO HV: HV Generation Intermittent | 5 | 0 | -0.41 | 0 | 0 | 0 | 0 | 0.152
LDNO HV: HV Generation Non-Intermittent | 6 | 0 | -1.351 | -0.378 | -0.084 | 0 | 0 | 0.152
Tariffs for Charging Year: Scenario 2
| Open LLFCs | PCs | Unit rate 1 p/kWh | Unit rate 2 p/kWh | Unit rate 3 p/kWh | Fixed charge p/MPAN/day | Capacity charge p/kVA/day | Reactive power charge p/kVArh | Closed LLFCs
Domestic Unrestricted | 100, 300, 120, 320, 105, 305, 125, 325, 106, 126 | 1 | 3.56 | 0 | 0 | 6.25 | 0 | 0
Domestic Two Rate | 101, 301, 121, 321, 127-128 | 2 | 4.12 | 2.139 | 0 | 6.25 | 0 | 0
Domestic Off Peak (related MPAN) | 102, 302, 122, 322 | 2 | 1.593 | 0 | 0 | 0 | 0 | 0 | 104, 304, 124, 324
Small Non Domestic Unrestricted | 150, 350, 170, 370, 177, 153, 353, 173, 373, 154, 354, 174, 374, 156, 356, 176, 376 | 3 | 2.972 | 0 | 0 | 9.72 | 0 | 0
Small Non Domestic Two Rate | 151, 351, 171, 371, 178 | 4 | 4.15 | 1.034 | 0 | 9.72 | 0 | 0
Small Non Domestic Off Peak (related MPAN) | 152, 352, 172, 372 | 4 | 1.431 | 0 | 0 | 0 | 0 | 0 | 155, 355, 175, 375
LV Medium Non-Domestic | 501 | 5-8 | 3.407 | 1.118 | 0 | 60.6 | 0 | 0 | 502
LV Sub Medium Non-Domestic | 504 | 5-8 | 2.041 | 0.675 | 0 | 7.62 | 0 | 0
HV Medium Non-Domestic |  | 5-8 | 1.943 | 0.507 | 0 | 569.36 | 0 | 0 | 601-602
LV HH Metered | 500 | 0 | 6.387 | 1.865 | 0.535 | 19.34 | 3.48 | 0.412
LV Sub HH Metered | 505 | 0 | 5.237 | 1.554 | 0.483 | 7.62 | 6.31 | 0.326
HV HH Metered | 600 | 0 | 3.695 | 1.115 | 0.372 | 185.62 | 9.22 | 0.233
HV Sub HH Metered | 605 | 0 | 2.959 | 0.905 | 0.319 | 312.09 | 6.16 | 0.206
NHH UMS | 800-803 | 1&8 | 4.335 | 0 | 0 | 0 | 0 | 0
LV UMS (Pseudo HH Metered) | 804 | 0 | 17.176 | 5.478 | 2.02 | 0 | 0 | 0
LV Generation NHH | 951 | 8 | -0.916 | 0 | 0 | 0 | 0 | 0
LV Sub Generation NHH | 952 | 8 | -0.816 | 0 | 0 | 0 | 0 | 0
LV Generation Intermittent | 1, 909 | 0 | -0.916 | 0 | 0 | 0 | 0 | 0.195
LV Generation Non-Intermittent | 2 | 0 | -3.065 | -0.845 | -0.171 | 0 | 0 | 0.195
LV Sub Generation Intermittent | 3 | 0 | -0.816 | 0 | 0 | 0 | 0 | 0.17
LV Sub Generation Non-Intermittent | 4 | 0 | -2.728 | -0.753 | -0.154 | 0 | 0 | 0.17
HV Generation Intermittent | 5, 910 | 0 | -0.422 | 0 | 0 | 229.88 | 0 | 0.154
HV Generation Non-Intermittent | 6 | 0 | -1.393 | -0.389 | -0.086 | 229.88 | 0 | 0.154
HV Sub Generation Non-Intermittent | 8, 520, 522-524, 528 | 0 | -0.797 | -0.227 | -0.056 | 229.88 | 0 | 0.047
HV Sub Generation Intermittent | 7, 521, 525-527 | 0 | -0.246 | 0 | 0 | 229.88 | 0 | 0.047
LDNO LV: Domestic Unrestricted | 100 | 1 | 2.638 | 0 | 0 | 4.6312 | 0 | 0
LDNO LV: Domestic Two Rate | 101 | 2 | 3.0529 | 1.585 | 0 | 4.6312 | 0 | 0
LDNO LV: Domestic Off Peak (related MPAN) | 102, 122 | 2 | 1.1804 | 0 | 0 | 0 | 0 | 0
LDNO LV: Small Non Domestic Unrestricted | 150 | 3 | 2.2023 | 0 | 0 | 7.2025 | 0 | 0
LDNO LV: Small Non Domestic Two Rate | 151 | 4 | 3.0752 | 0.76619 | 0 | 7.2025 | 0 | 0
LDNO LV: Small Non Domestic Off Peak (related MPAN) | 152, 172 | 4 | 1.0604 | 0 | 0 | 0 | 0 | 0
LDNO LV: LV Medium Non-Domestic | 501 | 5-8 | 2.5246 | 0.82844 | 0 | 44.9046 | 0 | 0
LDNO LV: LV HH Metered | 500 | 0 | 4.7328 | 1.382 | 0.39644 | 14.3309 | 2.5787 | 0.30529
LDNO LV: NHH UMS | 800 | 1&8 | 3.2122 | 0 | 0 | 0 | 0 | 0
LDNO LV: LV UMS (Pseudo HH Metered) | 804 | 0 | 12.7274 | 4.0592 | 1.4968 | 0 | 0 | 0
LDNO LV: LV Generation NHH | 951 | 8 | -0.916 | 0 | 0 | 0 | 0 | 0
LDNO LV: LV Generation Intermittent | 1 | 0 | -0.916 | 0 | 0 | 0 | 0 | 0.195
LDNO LV: LV Generation Non-Intermittent | 2 | 0 | -3.065 | -0.845 | -0.171 | 0 | 0 | 0.195
LDNO HV: Domestic Unrestricted | 100 | 1 | 1.4988 | 0 | 0 | 2.6313 | 0 | 0
LDNO HV: Domestic Two Rate | 101 | 2 | 1.7345 | 0.90052 | 0 | 2.6313 | 0 | 0
LDNO HV: Domestic Off Peak (related MPAN) | 102, 122 | 2 | 0.67065 | 0 | 0 | 0 | 0 | 0
LDNO HV: Small Non Domestic Unrestricted | 150 | 3 | 1.2512 | 0 | 0 | 4.0921 | 0 | 0
LDNO HV: Small Non Domestic Two Rate | 151 | 4 | 1.7472 | 0.43531 | 0 | 4.0921 | 0 | 0
LDNO HV: Small Non Domestic Off Peak (related MPAN) | 152, 172 | 4 | 0.60245 | 0 | 0 | 0 | 0 | 0
LDNO HV: LV Medium Non-Domestic | 501 | 5-8 | 1.4343 | 0.47068 | 0 | 25.5126 | 0 | 0
LDNO HV: LV HH Metered | 500 | 0 | 2.6889 | 0.78517 | 0.22524 | 8.1421 | 1.4651 | 0.17345
LDNO HV: LV Sub HH Metered | 505 | 0 | 3.0008 | 0.89044 | 0.27676 | 4.3663 | 3.6156 | 0.1868
LDNO HV: HV HH Metered | 600 | 0 | 2.3094 | 0.69688 | 0.2325 | 116.0125 | 5.7625 | 0.14563
LDNO HV: NHH UMS | 800 | 1&8 | 1.825 | 0 | 0 | 0 | 0 | 0
LDNO HV: LV UMS (Pseudo HH Metered) | 804 | 0 | 7.2311 | 2.3062 | 0.85042 | 0 | 0 | 0
LDNO HV: LV Generation NHH | 951 | 8 | -0.916 | 0 | 0 | 0 | 0 | 0
LDNO HV: LV Sub Generation NHH | 952 | 8 | -0.816 | 0 | 0 | 0 | 0 | 0
LDNO HV: LV Generation Intermittent | 1 | 0 | -0.916 | 0 | 0 | 0 | 0 | 0.195
LDNO HV: LV Generation Non-Intermittent | 2 | 0 | -3.065 | -0.845 | -0.171 | 0 | 0 | 0.195
LDNO HV: LV Sub Generation Intermittent | 3 | 0 | -0.816 | 0 | 0 | 0 | 0 | 0.17
LDNO HV: LV Sub Generation Non-Intermittent | 4 | 0 | -2.728 | -0.753 | -0.154 | 0 | 0 | 0.17
LDNO HV: HV Generation Intermittent | 5 | 0 | -0.422 | 0 | 0 | 0 | 0 | 0.154
LDNO HV: HV Generation Non-Intermittent | 6 | 0 | -1.393 | -0.389 | -0.086 | 0 | 0 | 0.154
Tariffs for Charging Year: Scenario 3
| Open LLFCs | PCs | Unit rate 1 p/kWh | Unit rate 2 p/kWh | Unit rate 3 p/kWh | Fixed charge p/MPAN/day | Capacity charge p/kVA/day | Reactive power charge p/kVArh | Closed LLFCs
Domestic Unrestricted | 100, 300, 120, 320, 105, 305, 125, 325, 106, 126 | 1 | 3.554 | 0 | 0 | 6.33 | 0 | 0
Domestic Two Rate | 101, 301, 121, 321, 127-128 | 2 | 4.114 | 2.139 | 0 | 6.33 | 0 | 0
Domestic Off Peak (related MPAN) | 102, 302, 122, 322 | 2 | 1.591 | 0 | 0 | 0 | 0 | 0 | 104, 304, 124, 324
Small Non Domestic Unrestricted | 150, 350, 170, 370, 177, 153, 353, 173, 373, 154, 354, 174, 374, 156, 356, 176, 376 | 3 | 2.967 | 0 | 0 | 9.85 | 0 | 0
Small Non Domestic Two Rate | 151, 351, 171, 371, 178 | 4 | 4.142 | 1.035 | 0 | 9.85 | 0 | 0
Small Non Domestic Off Peak (related MPAN) | 152, 352, 172, 372 | 4 | 1.429 | 0 | 0 | 0 | 0 | 0 | 155, 355, 175, 375
LV Medium Non-Domestic | 501 | 5-8 | 3.401 | 1.119 | 0 | 61.27 | 0 | 0 | 502
LV Sub Medium Non-Domestic | 504 | 5-8 | 2.036 | 0.675 | 0 | 7.73 | 0 | 0
HV Medium Non-Domestic |  | 5-8 | 1.949 | 0.51 | 0 | 566.3 | 0 | 0 | 601-602
LV HH Metered | 500 | 0 | 6.367 | 1.861 | 0.536 | 19.62 | 3.5 | 0.411
LV Sub HH Metered | 505 | 0 | 5.216 | 1.55 | 0.484 | 7.73 | 6.32 | 0.325
HV HH Metered | 600 | 0 | 3.704 | 1.119 | 0.375 | 188.27 | 9.08 | 0.233
HV Sub HH Metered | 605 | 0 | 2.988 | 0.914 | 0.322 | 316.55 | 5.9 | 0.208
NHH UMS | 800-803 | 1&8 | 4.341 | 0 | 0 | 0 | 0 | 0
LV UMS (Pseudo HH Metered) | 804 | 0 | 17.155 | 5.483 | 2.033 | 0 | 0 | 0
LV Generation NHH | 951 | 8 | -0.902 | 0 | 0 | 0 | 0 | 0
LV Sub Generation NHH | 952 | 8 | -0.802 | 0 | 0 | 0 | 0 | 0
LV Generation Intermittent | 1, 909 | 0 | -0.902 | 0 | 0 | 0 | 0 | 0.193
LV Generation Non-Intermittent | 2 | 0 | -3.019 | -0.833 | -0.169 | 0 | 0 | 0.193
LV Sub Generation Intermittent | 3 | 0 | -0.802 | 0 | 0 | 0 | 0 | 0.168
LV Sub Generation Non-Intermittent | 4 | 0 | -2.682 | -0.74 | -0.151 | 0 | 0 | 0.168
HV Generation Intermittent | 5, 910 | 0 | -0.409 | 0 | 0 | 233.17 | 0 | 0.152
HV Generation Non-Intermittent | 6 | 0 | -1.348 | -0.377 | -0.084 | 233.17 | 0 | 0.152
HV Sub Generation Non-Intermittent | 8, 520, 522-524, 528 | 0 | -0.771 | -0.22 | -0.055 | 233.17 | 0 | 0.046
HV Sub Generation Intermittent | 7, 521, 525-527 | 0 | -0.239 | 0 | 0 | 233.17 | 0 | 0.046
LDNO LV: Domestic Unrestricted | 100 | 1 | 2.6335 | 0 | 0 | 4.6905 | 0 | 0
LDNO LV: Domestic Two Rate | 101 | 2 | 3.0485 | 1.585 | 0 | 4.6905 | 0 | 0
LDNO LV: Domestic Off Peak (related MPAN) | 102, 122 | 2 | 1.1789 | 0 | 0 | 0 | 0 | 0
LDNO LV: Small Non Domestic Unrestricted | 150 | 3 | 2.1985 | 0 | 0 | 7.2988 | 0 | 0
LDNO LV: Small Non Domestic Two Rate | 151 | 4 | 3.0692 | 0.76693 | 0 | 7.2988 | 0 | 0
LDNO LV: Small Non Domestic Off Peak (related MPAN) | 152, 172 | 4 | 1.0589 | 0 | 0 | 0 | 0 | 0
LDNO LV: LV Medium Non-Domestic | 501 | 5-8 | 2.5201 | 0.82918 | 0 | 45.4011 | 0 | 0
LDNO LV: LV HH Metered | 500 | 0 | 4.7179 | 1.379 | 0.39718 | 14.5384 | 2.5935 | 0.30455
LDNO LV: NHH UMS | 800 | 1&8 | 3.2167 | 0 | 0 | 0 | 0 | 0
LDNO LV: LV UMS (Pseudo HH Metered) | 804 | 0 | 12.7119 | 4.0629 | 1.5065 | 0 | 0 | 0
LDNO LV: LV Generation NHH | 951 | 8 | -0.902 | 0 | 0 | 0 | 0 | 0
LDNO LV: LV Generation Intermittent | 1 | 0 | -0.902 | 0 | 0 | 0 | 0 | 0.193
LDNO LV: LV Generation Non-Intermittent | 2 | 0 | -3.019 | -0.833 | -0.169 | 0 | 0 | 0.193
LDNO HV: Domestic Unrestricted | 100 | 1 | 1.4962 | 0 | 0 | 2.6649 | 0 | 0
LDNO HV: Domestic Two Rate | 101 | 2 | 1.732 | 0.90052 | 0 | 2.6649 | 0 | 0
LDNO HV: Domestic Off Peak (related MPAN) | 102, 122 | 2 | 0.66981 | 0 | 0 | 0 | 0 | 0
LDNO HV: Small Non Domestic Unrestricted | 150 | 3 | 1.2491 | 0 | 0 | 4.1469 | 0 | 0
LDNO HV: Small Non Domestic Two Rate | 151 | 4 | 1.7438 | 0.43573 | 0 | 4.1469 | 0 | 0
LDNO HV: Small Non Domestic Off Peak (related MPAN) | 152, 172 | 4 | 0.60161 | 0 | 0 | 0 | 0 | 0
LDNO HV: LV Medium Non-Domestic | 501 | 5-8 | 1.4318 | 0.4711 | 0 | 25.7947 | 0 | 0
LDNO HV: LV HH Metered | 500 | 0 | 2.6805 | 0.78348 | 0.22566 | 8.26 | 1.4735 | 0.17303
LDNO HV: LV Sub HH Metered | 505 | 0 | 2.9888 | 0.88815 | 0.27733 | 4.4293 | 3.6214 | 0.18623
LDNO HV: HV HH Metered | 600 | 0 | 2.315 | 0.69937 | 0.23438 | 117.6688 | 5.675 | 0.14563
LDNO HV: NHH UMS | 800 | 1&8 | 1.8276 | 0 | 0 | 0 | 0 | 0
LDNO HV: LV UMS (Pseudo HH Metered) | 804 | 0 | 7.2223 | 2.3083 | 0.85589 | 0 | 0 | 0
LDNO HV: LV Generation NHH | 951 | 8 | -0.902 | 0 | 0 | 0 | 0 | 0
LDNO HV: LV Sub Generation NHH | 952 | 8 | -0.802 | 0 | 0 | 0 | 0 | 0
LDNO HV: LV Generation Intermittent | 1 | 0 | -0.902 | 0 | 0 | 0 | 0 | 0.193
LDNO HV: LV Generation Non-Intermittent | 2 | 0 | -3.019 | -0.833 | -0.169 | 0 | 0 | 0.193
LDNO HV: LV Sub Generation Intermittent | 3 | 0 | -0.802 | 0 | 0 | 0 | 0 | 0.168
LDNO HV: LV Sub Generation Non-Intermittent | 4 | 0 | -2.682 | -0.74 | -0.151 | 0 | 0 | 0.168
LDNO HV: HV Generation Intermittent | 5 | 0 | -0.409 | 0 | 0 | 0 | 0 | 0.152
LDNO HV: HV Generation Non-Intermittent | 6 | 0 | -1.348 | -0.377 | -0.084 | 0 | 0 | 0.152
Tariffs for Charging Year: Scenario 4
| Open LLFCs | PCs | Unit rate 1 p/kWh | Unit rate 2 p/kWh | Unit rate 3 p/kWh | Fixed charge p/MPAN/day | Capacity charge p/kVA/day | Reactive power charge p/kVArh | Closed LLFCs
Domestic Unrestricted | 100, 300, 120, 320, 105, 305, 125, 325, 106, 126 | 1 | 3.559 | 0 | 0 | 6.22 | 0 | 0
Domestic Two Rate | 101, 301, 121, 321, 127-128 | 2 | 4.118 | 2.137 | 0 | 6.22 | 0 | 0
Domestic Off Peak (related MPAN) | 102, 302, 122, 322 | 2 | 1.592 | 0 | 0 | 0 | 0 | 0 | 104, 304, 124, 324
Small Non Domestic Unrestricted | 150, 350, 170, 370, 177, 153, 353, 173, 373, 154, 354, 174, 374, 156, 356, 176, 376 | 3 | 2.972 | 0 | 0 | 9.6 | 0 | 0
Small Non Domestic Two Rate | 151, 351, 171, 371, 178 | 4 | 4.149 | 1.031 | 0 | 9.6 | 0 | 0
Small Non Domestic Off Peak (related MPAN) | 152, 352, 172, 372 | 4 | 1.43 | 0 | 0 | 0 | 0 | 0 | 155, 355, 175, 375
LV Medium Non-Domestic | 501 | 5-8 | 3.407 | 1.117 | 0 | 60.98 | 0 | 0 | 502
LV Sub Medium Non-Domestic | 504 | 5-8 | 2.038 | 0.674 | 0 | 7.44 | 0 | 0
HV Medium Non-Domestic |  | 5-8 | 1.925 | 0.503 | 0 | 569.64 | 0 | 0 | 601-602
LV HH Metered | 500 | 0 | 6.374 | 1.86 | 0.533 | 18.89 | 3.56 | 0.411
LV Sub HH Metered | 505 | 0 | 5.191 | 1.541 | 0.479 | 7.44 | 6.47 | 0.323
HV HH Metered | 600 | 0 | 3.66 | 1.105 | 0.369 | 181.23 | 9.33 | 0.23
HV Sub HH Metered | 605 | 0 | 2.936 | 0.898 | 0.316 | 304.72 | 6.08 | 0.204
NHH UMS | 800-803 | 1&8 | 4.32 | 0 | 0 | 0 | 0 | 0
LV UMS (Pseudo HH Metered) | 804 | 0 | 17.18 | 5.465 | 2 | 0 | 0 | 0
LV Generation NHH | 951 | 8 | -0.923 | 0 | 0 | 0 | 0 | 0
LV Sub Generation NHH | 952 | 8 | -0.822 | 0 | 0 | 0 | 0 | 0
LV Generation Intermittent | 1, 909 | 0 | -0.923 | 0 | 0 | 0 | 0 | 0.197
LV Generation Non-Intermittent | 2 | 0 | -3.091 | -0.852 | -0.172 | 0 | 0 | 0.197
LV Sub Generation Intermittent | 3 | 0 | -0.822 | 0 | 0 | 0 | 0 | 0.171
LV Sub Generation Non-Intermittent | 4 | 0 | -2.747 | -0.758 | -0.155 | 0 | 0 | 0.171
HV Generation Intermittent | 5, 910 | 0 | -0.418 | 0 | 0 | 224.46 | 0 | 0.156
HV Generation Non-Intermittent | 6 | 0 | -1.38 | -0.386 | -0.086 | 224.46 | 0 | 0.156
HV Sub Generation Non-Intermittent | 8, 520, 522-524, 528 | 0 | -0.786 | -0.224 | -0.056 | 224.46 | 0 | 0.047
HV Sub Generation Intermittent | 7, 521, 525-527 | 0 | -0.243 | 0 | 0 | 224.46 | 0 | 0.047
LDNO LV: Domestic Unrestricted | 100 | 1 | 2.6372 | 0 | 0 | 4.609 | 0 | 0
LDNO LV: Domestic Two Rate | 101 | 2 | 3.0514 | 1.5835 | 0 | 4.609 | 0 | 0
LDNO LV: Domestic Off Peak (related MPAN) | 102, 122 | 2 | 1.1797 | 0 | 0 | 0 | 0 | 0
LDNO LV: Small Non Domestic Unrestricted | 150 | 3 | 2.2023 | 0 | 0 | 7.1136 | 0 | 0
LDNO LV: Small Non Domestic Two Rate | 151 | 4 | 3.0744 | 0.76397 | 0 | 7.1136 | 0 | 0
LDNO LV: Small Non Domestic Off Peak (related MPAN) | 152, 172 | 4 | 1.0596 | 0 | 0 | 0 | 0 | 0
LDNO LV: LV Medium Non-Domestic | 501 | 5-8 | 2.5246 | 0.8277 | 0 | 45.1862 | 0 | 0
LDNO LV: LV HH Metered | 500 | 0 | 4.7231 | 1.3783 | 0.39495 | 13.9975 | 2.638 | 0.30455
LDNO LV: NHH UMS | 800 | 1&8 | 3.2011 | 0 | 0 | 0 | 0 | 0
LDNO LV: LV UMS (Pseudo HH Metered) | 804 | 0 | 12.7304 | 4.0496 | 1.482 | 0 | 0 | 0
LDNO LV: LV Generation NHH | 951 | 8 | -0.923 | 0 | 0 | 0 | 0 | 0
LDNO LV: LV Generation Intermittent | 1 | 0 | -0.923 | 0 | 0 | 0 | 0 | 0.197
LDNO LV: LV Generation Non-Intermittent | 2 | 0 | -3.091 | -0.852 | -0.172 | 0 | 0 | 0.197
LDNO HV: Domestic Unrestricted | 100 | 1 | 1.4983 | 0 | 0 | 2.6186 | 0 | 0
LDNO HV: Domestic Two Rate | 101 | 2 | 1.7337 | 0.89968 | 0 | 2.6186 | 0 | 0
LDNO HV: Domestic Off Peak (related MPAN) | 102, 122 | 2 | 0.67023 | 0 | 0 | 0 | 0 | 0
LDNO HV: Small Non Domestic Unrestricted | 150 | 3 | 1.2512 | 0 | 0 | 4.0416 | 0 | 0
LDNO HV: Small Non Domestic Two Rate | 151 | 4 | 1.7467 | 0.43405 | 0 | 4.0416 | 0 | 0
LDNO HV: Small Non Domestic Off Peak (related MPAN) | 152, 172 | 4 | 0.60203 | 0 | 0 | 0 | 0 | 0
LDNO HV: LV Medium Non-Domestic | 501 | 5-8 | 1.4343 | 0.47026 | 0 | 25.6726 | 0 | 0
LDNO HV: LV HH Metered | 500 | 0 | 2.6835 | 0.78306 | 0.22439 | 7.9527 | 1.4988 | 0.17303
LDNO HV: LV Sub HH Metered | 505 | 0 | 2.9744 | 0.88299 | 0.27447 | 4.2631 | 3.7073 | 0.18508
LDNO HV: HV HH Metered | 600 | 0 | 2.2875 | 0.69063 | 0.23062 | 113.2687 | 5.8312 | 0.14375
LDNO HV: NHH UMS | 800 | 1&8 | 1.8187 | 0 | 0 | 0 | 0 | 0
LDNO HV: LV UMS (Pseudo HH Metered) | 804 | 0 | 7.2328 | 2.3008 | 0.842 | 0 | 0 | 0
LDNO HV: LV Generation NHH | 951 | 8 | -0.923 | 0 | 0 | 0 | 0 | 0
LDNO HV: LV Sub Generation NHH | 952 | 8 | -0.822 | 0 | 0 | 0 | 0 | 0
LDNO HV: LV Generation Intermittent | 1 | 0 | -0.923 | 0 | 0 | 0 | 0 | 0.197
LDNO HV: LV Generation Non-Intermittent | 2 | 0 | -3.091 | -0.852 | -0.172 | 0 | 0 | 0.197
LDNO HV: LV Sub Generation Intermittent | 3 | 0 | -0.822 | 0 | 0 | 0 | 0 | 0.171
LDNO HV: LV Sub Generation Non-Intermittent | 4 | 0 | -2.747 | -0.758 | -0.155 | 0 | 0 | 0.171
LDNO HV: HV Generation Intermittent | 5 | 0 | -0.418 | 0 | 0 | 0 | 0 | 0.156
LDNO HV: HV Generation Non-Intermittent | 6 | 0 | -1.38 | -0.386 | -0.086 | 0 | 0 | 0.156

## 500MW model - typical bill
| Y | Y+1 | Y+2 | Y+3 | Y+4
TARIFF | Base Model | Scenario 1 | Scenario 2 | Scenario 3 | Scenario 4
> Domestic Unrestricted
Domestic Unrestricted | 166.2492 | 166.2492 | 166.2355 | 166.2857 | 166.0857
LDNO LV: Domestic Unrestricted | 94.95 | 94.95 | 94.8921 | 94.977 | 94.789
LDNO HV: Domestic Unrestricted | 48.1476 | 48.1476 | 48.1049 | 48.163 | 48.048
> Domestic Two Rate
Domestic Two Rate | 275.6672 | 275.6672 | 275.6412 | 275.7037 | 275.3662
LDNO LV: Domestic Two Rate | 181.7136 | 181.7136 | 181.7644 | 181.7407 | 181.6032
LDNO HV: Domestic Two Rate
> Domestic Off Peak (related MPAN)
Domestic Off Peak (related MPAN) | 103.0666 | 103.0666 | 103.1961 | 103.0666 | 103.1313
LDNO LV: Domestic Off Peak (related MPAN)
LDNO HV: Domestic Off Peak (related MPAN)
> Small Non Domestic Unrestricted
Small Non Domestic Unrestricted | 503.3526 | 503.3526 | 503.5811 | 503.268 | 503.1431
LDNO LV: Small Non Domestic Unrestricted | 129.5804 | 129.5804 | 129.4217 | 129.5998 | 129.0972
LDNO HV: Small Non Domestic Unrestricted
> Small Non Domestic Two Rate
Small Non Domestic Two Rate | 791.5321 | 791.5321 | 792.2609 | 791.6051 | 791.3387
LDNO LV: Small Non Domestic Two Rate
LDNO HV: Small Non Domestic Two Rate
> Small Non Domestic Off Peak (related MPAN)
Small Non Domestic Off Peak (related MPAN) | 167.9308 | 167.9308 | 168.1659 | 167.9308 | 168.0483
LDNO LV: Small Non Domestic Off Peak (related MPAN)
LDNO HV: Small Non Domestic Off Peak (related MPAN)
> LV Medium Non-Domestic
LV Medium Non-Domestic | 3768.8359 | 3768.8359 | 3771.7927 | 3768.9089 | 3772.8686
LDNO LV: LV Medium Non-Domestic
LDNO HV: LV Medium Non-Domestic
> LV Sub Medium Non-Domestic
LV Sub Medium Non-Domestic
> HV Medium Non-Domestic
HV Medium Non-Domestic | 3934.4608 | 3934.4608 | 3940.1383 | 3935.2392 | 3924.1636
> LV HH Metered
LV HH Metered | 12652.5295 | 12652.5295 | 12650.5193 | 12644.161 | 12686.5055
LDNO LV: LV HH Metered
LDNO HV: LV HH Metered
> LV Sub HH Metered
LV Sub HH Metered | 56952.1116 | 56952.1116 | 57009.4212 | 56942.2399 | 57235.2693
LDNO HV: LV Sub HH Metered
> HV HH Metered
HV HH Metered | 60150.6665 | 60150.6665 | 60472.2761 | 60123.1603 | 60546.9785
LDNO HV: HV HH Metered
> HV Sub HH Metered
HV Sub HH Metered
> NHH UMS
NHH UMS | 296.9758 | 296.9758 | 296.702 | 297.1126 | 295.6753
LDNO LV: NHH UMS
LDNO HV: NHH UMS
> LV UMS (Pseudo HH Metered)
LV UMS (Pseudo HH Metered) | 445422.3407 | 445422.3407 | 444847.9151 | 445625.5288 | 443214.3254
LDNO LV: LV UMS (Pseudo HH Metered)
LDNO HV: LV UMS (Pseudo HH Metered)
> LV Generation NHH
LV Generation NHH | -103.6732 | -103.6732 | -105.0493 | -103.4438 | -105.8521
LDNO LV: LV Generation NHH
LDNO HV: LV Generation NHH
> LV Sub Generation NHH
LV Sub Generation NHH
LDNO HV: LV Sub Generation NHH
> LV Generation Intermittent
LV Generation Intermittent | -9245.0799 | -9245.0799 | -9367.8022 | -9224.6262 | -9439.3903
LDNO LV: LV Generation Intermittent
LDNO HV: LV Generation Intermittent
> LV Generation Non-Intermittent
LV Generation Non-Intermittent | -13164.6726 | -13164.6726 | -13336.576 | -13144.3049 | -13445.0433
LDNO LV: LV Generation Non-Intermittent
LDNO HV: LV Generation Non-Intermittent
> LV Sub Generation Intermittent
LV Sub Generation Intermittent
LDNO HV: LV Sub Generation Intermittent
> LV Sub Generation Non-Intermittent
LV Sub Generation Non-Intermittent | -3585.9361 | -3585.9361 | -3639.3606 | -3576.4999 | -3664.1861
LDNO HV: LV Sub Generation Non-Intermittent
> HV Generation Intermittent
HV Generation Intermittent | -12084.1492 | -12084.1492 | -12471.9319 | -12049.8691 | -12365.5443
LDNO HV: HV Generation Intermittent
> HV Generation Non-Intermittent
HV Generation Non-Intermittent | -43185.0552 | -43185.0552 | -44509.2005 | -43088.7696 | -44165.5245
LDNO HV: HV Generation Non-Intermittent
> HV Sub Generation Non-Intermittent
HV Sub Generation Non-Intermittent
> HV Sub Generation Intermittent
HV Sub Generation Intermittent

## LV SM - summary
Tariff Comparison
Scenario 1 vs Base | [6 empty] | Scenario 3 vs Base
| Unit rate 1 p/kWh | Unit rate 2 p/kWh | Unit rate 3 p/kWh | Fixed charge p/MPAN/day | Capacity charge p/kVA/day | Reactive power charge p/kVArh |  | Unit rate 1 p/kWh | Unit rate 2 p/kWh | Unit rate 3 p/kWh | Fixed charge p/MPAN/day | Capacity charge p/kVA/day | Reactive power charge p/kVArh
Domestic Unrestricted | 0% |  |  | 0% |  |  | Domestic Unrestricted | 0% |  |  | -0.16%
Domestic Two Rate | 0% | 0% |  | 0% |  |  | Domestic Two Rate | 0.02427% | 0.04675% |  | -0.16%
Domestic Off Peak (related MPAN) | 0% | [5 empty] | Domestic Off Peak (related MPAN) | 0%
Small Non Domestic Unrestricted | 0% |  |  | 0% |  |  | Small Non Domestic Unrestricted | 0.03365% |  |  | -0.2058%
Small Non Domestic Two Rate | 0% | 0% |  | 0% |  |  | Small Non Domestic Two Rate | 0% | 0% |  | -0.2058%
Small Non Domestic Off Peak (related MPAN) | 0% | [5 empty] | Small Non Domestic Off Peak (related MPAN) | 0%
LV Medium Non-Domestic | 0% | 0% |  | 0% |  |  | LV Medium Non-Domestic | 0.02935% | 0.08945% |  | -0.06601%
LV Sub Medium Non-Domestic | 0% | 0% |  | 0% |  |  | LV Sub Medium Non-Domestic | 0% | 0% |  | -0.2625%
HV Medium Non-Domestic | 0% | 0% |  | 0% |  |  | HV Medium Non-Domestic | 0% | 0% |  | 0.0404%
LV HH Metered | 0% | 0% | 0% | 0% | 0% | 0% | LV HH Metered | 0.01566% | 0% | 0% | -0.3102% | 0.2874% | 0%
LV Sub HH Metered | 0% | 0% | 0% | 0% | 0% | 0% | LV Sub HH Metered | 0% | 0% | 0% | -0.2625% | 0.1585% | 0%
HV HH Metered | 0% | 0% | 0% | 0% | 0% | 0% | HV HH Metered | 0% | 0% | 0% | 0.05926% | 0% | 0%
HV Sub HH Metered | 0% | 0% | 0% | 0% | 0% | 0% | HV Sub HH Metered | 0% | 0% | 0% | 0.06408% | 0% | 0%
NHH UMS | 0% | [5 empty] | NHH UMS | -0.04614%
LV UMS (Pseudo HH Metered) | 0% | 0% | 0% |  |  |  | LV UMS (Pseudo HH Metered) | 0% | -0.01825% | -0.1485%
Scenario 2 vs Base | [6 empty] | Scenario 4 vs Base
| Unit rate 1 p/kWh | Unit rate 2 p/kWh | Unit rate 3 p/kWh | Fixed charge p/MPAN/day | Capacity charge p/kVA/day | Reactive power charge p/kVArh |  | Unit rate 1 p/kWh | Unit rate 2 p/kWh | Unit rate 3 p/kWh | Fixed charge p/MPAN/day | Capacity charge p/kVA/day | Reactive power charge p/kVArh
Domestic Unrestricted | 0% |  |  | 0% |  |  | Domestic Unrestricted | -0.1685% |  |  | 1.92%
Domestic Two Rate | 0% | 0% |  | 0% |  |  | Domestic Two Rate | -0.1456% | -0.1403% |  | 1.92%
Domestic Off Peak (related MPAN) | 0% | [5 empty] | Domestic Off Peak (related MPAN) | -0.1255%
Small Non Domestic Unrestricted | 0% |  |  | 0% |  |  | Small Non Domestic Unrestricted | -0.1346% |  |  | 2.469%
Small Non Domestic Two Rate | 0% | 0% |  | 0% |  |  | Small Non Domestic Two Rate | -0.1687% | -0.09671% |  | 2.469%
Small Non Domestic Off Peak (related MPAN) | 0% | [5 empty] | Small Non Domestic Off Peak (related MPAN) | -0.2096%
LV Medium Non-Domestic | 0% | 0% |  | 0% |  |  | LV Medium Non-Domestic | -0.1468% | -0.08945% |  | 0.6271%
LV Sub Medium Non-Domestic | 0% | 0% |  | 0% |  |  | LV Sub Medium Non-Domestic | -0.147% | 0% |  | 3.543%
HV Medium Non-Domestic | 0% | 0% |  | 0% |  |  | HV Medium Non-Domestic | -0.05147% | 0% |  | -0.4549%
LV HH Metered | 0% | 0% | 0% | 0% | 0% | 0% | LV HH Metered | -0.1409% | -0.1072% | 0% | 3.568% | -0.2874% | -0.2427%
LV Sub HH Metered | 0% | 0% | 0% | 0% | 0% | 0% | LV Sub HH Metered | -0.07638% | -0.06435% | -0.207% | 3.543% | -0.317% | 0%
HV HH Metered | 0% | 0% | 0% | 0% | 0% | 0% | HV HH Metered | -0.05413% | 0% | 0% | -0.695% | -0.3254% | -0.4292%
HV Sub HH Metered | 0% | 0% | 0% | 0% | 0% | 0% | HV Sub HH Metered | 0% | 0% | 0% | -0.6921% | -0.3247% | 0%
NHH UMS | 0% | [5 empty] | NHH UMS | 0.4383%
LV UMS (Pseudo HH Metered) | 0% | 0% | 0% |  |  |  | LV UMS (Pseudo HH Metered) | -0.04075% | 0.3103% | 1.188%
Scenario 2 vs Scenario 1 | [6 empty] | Scenario 4 vs Scenario 3
| Unit rate 1 p/kWh | Unit rate 2 p/kWh | Unit rate 3 p/kWh | Fixed charge p/MPAN/day | Capacity charge p/kVA/day | Reactive power charge p/kVArh |  | Unit rate 1 p/kWh | Unit rate 2 p/kWh | Unit rate 3 p/kWh | Fixed charge p/MPAN/day | Capacity charge p/kVA/day | Reactive power charge p/kVArh
Domestic Unrestricted | 0% |  |  | 0% |  |  | Domestic Unrestricted | -0.1685% |  |  | 2.083%
Domestic Two Rate | 0% | 0% |  | 0% |  |  | Domestic Two Rate | -0.1699% | -0.1869% |  | 2.083%
Domestic Off Peak (related MPAN) | 0% | [5 empty] | Domestic Off Peak (related MPAN) | -0.1255%
Small Non Domestic Unrestricted | 0% |  |  | 0% |  |  | Small Non Domestic Unrestricted | -0.1682% |  |  | 2.68%
Small Non Domestic Two Rate | 0% | 0% |  | 0% |  |  | Small Non Domestic Two Rate | -0.1687% | -0.09671% |  | 2.68%
Small Non Domestic Off Peak (related MPAN) | 0% | [5 empty] | Small Non Domestic Off Peak (related MPAN) | -0.2096%
LV Medium Non-Domestic | 0% | 0% |  | 0% |  |  | LV Medium Non-Domestic | -0.1761% | -0.1787% |  | 0.6935%
LV Sub Medium Non-Domestic | 0% | 0% |  | 0% |  |  | LV Sub Medium Non-Domestic | -0.147% | 0% |  | 3.816%
HV Medium Non-Domestic | 0% | 0% |  | 0% |  |  | HV Medium Non-Domestic | -0.05147% | 0% |  | -0.4951%
LV HH Metered | 0% | 0% | 0% | 0% | 0% | 0% | LV HH Metered | -0.1565% | -0.1072% | 0% | 3.89% | -0.5731% | -0.2427%
LV Sub HH Metered | 0% | 0% | 0% | 0% | 0% | 0% | LV Sub HH Metered | -0.07638% | -0.06435% | -0.207% | 3.816% | -0.4747% | 0%
HV HH Metered | 0% | 0% | 0% | 0% | 0% | 0% | HV HH Metered | -0.05413% | 0% | 0% | -0.7538% | -0.3254% | -0.4292%
HV Sub HH Metered | 0% | 0% | 0% | 0% | 0% | 0% | HV Sub HH Metered | 0% | 0% | 0% | -0.7557% | -0.3247% | 0%
NHH UMS | 0% | [5 empty] | NHH UMS | 0.4847%
LV UMS (Pseudo HH Metered) | 0% | 0% | 0% |  |  |  | LV UMS (Pseudo HH Metered) | -0.04075% | 0.3286% | 1.339%
Typical Bill Comparison
| Percentage Change |  |  | Absolute Change (£) |  |  |  | Percentage Change |  |  | Absolute Change (£)
TARIFF | Scenario 1 vs Base | Scenario 2 vs Base | Scenario 2 vs Scenario 1 | Scenario 1 vs Base | Scenario 2 vs Base | Scenario 2 vs Scenario 1 | TARIFF | Scenario 3 vs Base | Scenario 4 vs Base | Scenario 4 vs Scenario 3 | Scenario 3 vs Base | Scenario 4 vs Base | Scenario 4 vs Scenario 3
> Domestic Unrestricted | [6 empty] | > Domestic Unrestricted
Domestic Unrestricted | 0% | 0% | 0% | 0 | 0 | 0 | Domestic Unrestricted | -0.02196% | 0.1181% | 0.1401% | -0.0365 | 0.19628 | 0.23278
LDNO LV: Domestic Unrestricted | 0% | 0% | 0% | 0 | 0 | 0 | LDNO LV: Domestic Unrestricted | -0.0285% | 0.2035% | 0.2321% | -0.027046 | 0.19312 | 0.22016
LDNO HV: Domestic Unrestricted | 0% | 0% | 0% | 0 | 0 | 0 | LDNO HV: Domestic Unrestricted | -0.03194% | 0.2484% | 0.2805% | -0.015366 | 0.11951 | 0.13488
> Domestic Two Rate | [6 empty] | > Domestic Two Rate
Domestic Two Rate | 0% | 0% | 0% | 0 | 0 | 0 | Domestic Two Rate | 0.01679% | 0.02718% | 0.01039% | 0.046269 | 0.074924 | 0.028655
LDNO LV: Domestic Two Rate | 0% | 0% | 0% | 0 | 0 | 0 | LDNO LV: Domestic Two Rate | 0.007135% | 0.04647% | 0.03933% | 0.012968 | 0.08447 | 0.071502
LDNO HV: Domestic Two Rate | #VALUE! | #VALUE! | #VALUE! | #VALUE! | #VALUE! | #VALUE! | LDNO HV: Domestic Two Rate | #VALUE! | #VALUE! | #VALUE! | #VALUE! | #VALUE! | #VALUE!
> Domestic Off Peak (related MPAN) | [6 empty] | > Domestic Off Peak (related MPAN)
Domestic Off Peak (related MPAN) | 0% | 0% | 0% | 0 | 0 | 0 | Domestic Off Peak (related MPAN) | 0% | -0.1255% | -0.1255% | 0 | -0.12956 | -0.12956
LDNO LV: Domestic Off Peak (related MPAN) | #VALUE! | #VALUE! | #VALUE! | #VALUE! | #VALUE! | #VALUE! | LDNO LV: Domestic Off Peak (related MPAN) | #VALUE! | #VALUE! | #VALUE! | #VALUE! | #VALUE! | #VALUE!
LDNO HV: Domestic Off Peak (related MPAN) | #VALUE! | #VALUE! | #VALUE! | #VALUE! | #VALUE! | #VALUE! | LDNO HV: Domestic Off Peak (related MPAN) | #VALUE! | #VALUE! | #VALUE! | #VALUE! | #VALUE! | #VALUE!
> Small Non Domestic Unrestricted | [6 empty] | > Small Non Domestic Unrestricted
Small Non Domestic Unrestricted | 0% | 0% | 0% | 0 | 0 | 0 | Small Non Domestic Unrestricted | 0.01678% | 0.04885% | 0.03206% | 0.084504 | 0.24598 | 0.16148
LDNO LV: Small Non Domestic Unrestricted | 0% | 0% | 0% | 0 | 0 | 0 | LDNO LV: Small Non Domestic Unrestricted | -0.01498% | 0.3943% | 0.4093% | -0.019392 | 0.51031 | 0.5297
LDNO HV: Small Non Domestic Unrestricted | #VALUE! | #VALUE! | #VALUE! | #VALUE! | #VALUE! | #VALUE! | LDNO HV: Small Non Domestic Unrestricted | #VALUE! | #VALUE! | #VALUE! | #VALUE! | #VALUE! | #VALUE!
> Small Non Domestic Two Rate | [6 empty] | > Small Non Domestic Two Rate
Small Non Domestic Two Rate | 0% | 0% | 0% | 0 | 0 | 0 | Small Non Domestic Two Rate | -0.009214% | -0.04024% | -0.03103% | -0.073 | -0.31884 | -0.24584
LDNO LV: Small Non Domestic Two Rate | #VALUE! | #VALUE! | #VALUE! | #VALUE! | #VALUE! | #VALUE! | LDNO LV: Small Non Domestic Two Rate | #VALUE! | #VALUE! | #VALUE! | #VALUE! | #VALUE! | #VALUE!
LDNO HV: Small Non Domestic Two Rate | #VALUE! | #VALUE! | #VALUE! | #VALUE! | #VALUE! | #VALUE! | LDNO HV: Small Non Domestic Two Rate | #VALUE! | #VALUE! | #VALUE! | #VALUE! | #VALUE! | #VALUE!
> Small Non Domestic Off Peak (related MPAN) | [6 empty] | > Small Non Domestic Off Peak (related MPAN)
Small Non Domestic Off Peak (related MPAN) | 0% | 0% | 0% | 0 | 0 | 0 | Small Non Domestic Off Peak (related MPAN) | 0% | -0.2096% | -0.2096% | 0 | -0.35255 | -0.35255
LDNO LV: Small Non Domestic Off Peak (related MPAN) | #VALUE! | #VALUE! | #VALUE! | #VALUE! | #VALUE! | #VALUE! | LDNO LV: Small Non Domestic Off Peak (related MPAN) | #VALUE! | #VALUE! | #VALUE! | #VALUE! | #VALUE! | #VALUE!
LDNO HV: Small Non Domestic Off Peak (related MPAN) | #VALUE! | #VALUE! | #VALUE! | #VALUE! | #VALUE! | #VALUE! | LDNO HV: Small Non Domestic Off Peak (related MPAN) | #VALUE! | #VALUE! | #VALUE! | #VALUE! | #VALUE! | #VALUE!
> LV Medium Non-Domestic | [6 empty] | > LV Medium Non-Domestic
LV Medium Non-Domestic | 0% | 0% | 0% | 0 | 0 | 0 | LV Medium Non-Domestic | 0.0293% | -0.09609% | -0.1254% | 1.1052 | -3.6244 | -4.7296
LDNO LV: LV Medium Non-Domestic | #VALUE! | #VALUE! | #VALUE! | #VALUE! | #VALUE! | #VALUE! | LDNO LV: LV Medium Non-Domestic | #VALUE! | #VALUE! | #VALUE! | #VALUE! | #VALUE! | #VALUE!
LDNO HV: LV Medium Non-Domestic | #VALUE! | #VALUE! | #VALUE! | #VALUE! | #VALUE! | #VALUE! | LDNO HV: LV Medium Non-Domestic | #VALUE! | #VALUE! | #VALUE! | #VALUE! | #VALUE! | #VALUE!
> LV Sub Medium Non-Domestic | [6 empty] | > LV Sub Medium Non-Domestic
LV Sub Medium Non-Domestic | #VALUE! | #VALUE! | #VALUE! | #VALUE! | #VALUE! | #VALUE! | LV Sub Medium Non-Domestic | #VALUE! | #VALUE! | #VALUE! | #VALUE! | #VALUE! | #VALUE!
> HV Medium Non-Domestic | [6 empty] | > HV Medium Non-Domestic
HV Medium Non-Domestic | 0% | 0% | 0% | 0 | 0 | 0 | HV Medium Non-Domestic | 0.02131% | -0.2618% | -0.2831% | 0.8395 | -10.3172 | -11.1567
> LV HH Metered | [6 empty] | > LV HH Metered
LV HH Metered | 0% | 0% | 0% | 0 | 0 | 0 | LV HH Metered | 0.06615% | -0.1339% | -0.2% | 8.3684 | -16.9448 | -25.3132
LDNO LV: LV HH Metered | #VALUE! | #VALUE! | #VALUE! | #VALUE! | #VALUE! | #VALUE! | LDNO LV: LV HH Metered | #VALUE! | #VALUE! | #VALUE! | #VALUE! | #VALUE! | #VALUE!
LDNO HV: LV HH Metered | #VALUE! | #VALUE! | #VALUE! | #VALUE! | #VALUE! | #VALUE! | LDNO HV: LV HH Metered | #VALUE! | #VALUE! | #VALUE! | #VALUE! | #VALUE! | #VALUE!
> LV Sub HH Metered | [6 empty] | > LV Sub HH Metered
LV Sub HH Metered | 0% | 0% | 0% | 0 | 0 | 0 | LV Sub HH Metered | 0.05856% | -0.1703% | -0.2287% | 33.3863 | -97.0712 | -130.4575
LDNO HV: LV Sub HH Metered | #VALUE! | #VALUE! | #VALUE! | #VALUE! | #VALUE! | #VALUE! | LDNO HV: LV Sub HH Metered | #VALUE! | #VALUE! | #VALUE! | #VALUE! | #VALUE! | #VALUE!
> HV HH Metered | [6 empty] | > HV HH Metered
HV HH Metered | 0% | 0% | 0% | 0 | 0 | 0 | HV HH Metered | 0.0006639% | -0.1921% | -0.1927% | 0.4015 | -116.1552 | -116.5567
LDNO HV: HV HH Metered | #VALUE! | #VALUE! | #VALUE! | #VALUE! | #VALUE! | #VALUE! | LDNO HV: HV HH Metered | #VALUE! | #VALUE! | #VALUE! | #VALUE! | #VALUE! | #VALUE!
> HV Sub HH Metered | [6 empty] | > HV Sub HH Metered
HV Sub HH Metered | #VALUE! | #VALUE! | #VALUE! | #VALUE! | #VALUE! | #VALUE! | HV Sub HH Metered | #VALUE! | #VALUE! | #VALUE! | #VALUE! | #VALUE! | #VALUE!
> NHH UMS | [6 empty] | > NHH UMS
NHH UMS | 0% | 0% | 0% | 0 | 0 | 0 | NHH UMS | -0.04614% | 0.4383% | 0.4847% | -0.13689 | 1.3004 | 1.4373
LDNO LV: NHH UMS | #VALUE! | #VALUE! | #VALUE! | #VALUE! | #VALUE! | #VALUE! | LDNO LV: NHH UMS | #VALUE! | #VALUE! | #VALUE! | #VALUE! | #VALUE! | #VALUE!
LDNO HV: NHH UMS | #VALUE! | #VALUE! | #VALUE! | #VALUE! | #VALUE! | #VALUE! | LDNO HV: NHH UMS | #VALUE! | #VALUE! | #VALUE! | #VALUE! | #VALUE! | #VALUE!
> LV UMS (Pseudo HH Metered) | [6 empty] | > LV UMS (Pseudo HH Metered)
LV UMS (Pseudo HH Metered) | 0% | 0% | 0% | 0 | 0 | 0 | LV UMS (Pseudo HH Metered) | -0.05488% | 0.4369% | 0.4921% | -244.1528 | 1943.6458 | 2187.7986
LDNO LV: LV UMS (Pseudo HH Metered) | #VALUE! | #VALUE! | #VALUE! | #VALUE! | #VALUE! | #VALUE! | LDNO LV: LV UMS (Pseudo HH Metered) | #VALUE! | #VALUE! | #VALUE! | #VALUE! | #VALUE! | #VALUE!
LDNO HV: LV UMS (Pseudo HH Metered) | #VALUE! | #VALUE! | #VALUE! | #VALUE! | #VALUE! | #VALUE! | LDNO HV: LV UMS (Pseudo HH Metered) | #VALUE! | #VALUE! | #VALUE! | #VALUE! | #VALUE! | #VALUE!
> LV Generation NHH | [6 empty] | > LV Generation NHH
LV Generation NHH | 0% | 0% | 0% | 0 | 0 | 0 | LV Generation NHH | 0% | -0.3275% | -0.3275% | 0 | 0.34405 | 0.34405
LDNO LV: LV Generation NHH | #VALUE! | #VALUE! | #VALUE! | #VALUE! | #VALUE! | #VALUE! | LDNO LV: LV Generation NHH | #VALUE! | #VALUE! | #VALUE! | #VALUE! | #VALUE! | #VALUE!
LDNO HV: LV Generation NHH | #VALUE! | #VALUE! | #VALUE! | #VALUE! | #VALUE! | #VALUE! | LDNO HV: LV Generation NHH | #VALUE! | #VALUE! | #VALUE! | #VALUE! | #VALUE! | #VALUE!
> LV Sub Generation NHH | [6 empty] | > LV Sub Generation NHH
LV Sub Generation NHH | #VALUE! | #VALUE! | #VALUE! | #VALUE! | #VALUE! | #VALUE! | LV Sub Generation NHH | #VALUE! | #VALUE! | #VALUE! | #VALUE! | #VALUE! | #VALUE!
LDNO HV: LV Sub Generation NHH | #VALUE! | #VALUE! | #VALUE! | #VALUE! | #VALUE! | #VALUE! | LDNO HV: LV Sub Generation NHH | #VALUE! | #VALUE! | #VALUE! | #VALUE! | #VALUE! | #VALUE!
> LV Generation Intermittent | [6 empty] | > LV Generation Intermittent
LV Generation Intermittent | 0% | 0% | 0% | 0 | 0 | 0 | LV Generation Intermittent | 0% | -0.3275% | -0.3275% | 0 | 30.6806 | 30.6806
LDNO LV: LV Generation Intermittent | #VALUE! | #VALUE! | #VALUE! | #VALUE! | #VALUE! | #VALUE! | LDNO LV: LV Generation Intermittent | #VALUE! | #VALUE! | #VALUE! | #VALUE! | #VALUE! | #VALUE!
LDNO HV: LV Generation Intermittent | #VALUE! | #VALUE! | #VALUE! | #VALUE! | #VALUE! | #VALUE! | LDNO HV: LV Generation Intermittent | #VALUE! | #VALUE! | #VALUE! | #VALUE! | #VALUE! | #VALUE!
> LV Generation Non-Intermittent | [6 empty] | > LV Generation Non-Intermittent
LV Generation Non-Intermittent | 0% | 0% | 0% | 0 | 0 | 0 | LV Generation Non-Intermittent | 0.05229% | -0.2653% | -0.3174% | -6.9743 | 35.3781 | 42.3524
LDNO LV: LV Generation Non-Intermittent | #VALUE! | #VALUE! | #VALUE! | #VALUE! | #VALUE! | #VALUE! | LDNO LV: LV Generation Non-Intermittent | #VALUE! | #VALUE! | #VALUE! | #VALUE! | #VALUE! | #VALUE!
LDNO HV: LV Generation Non-Intermittent | #VALUE! | #VALUE! | #VALUE! | #VALUE! | #VALUE! | #VALUE! | LDNO HV: LV Generation Non-Intermittent | #VALUE! | #VALUE! | #VALUE! | #VALUE! | #VALUE! | #VALUE!
> LV Sub Generation Intermittent | [6 empty] | > LV Sub Generation Intermittent
LV Sub Generation Intermittent | #VALUE! | #VALUE! | #VALUE! | #VALUE! | #VALUE! | #VALUE! | LV Sub Generation Intermittent | #VALUE! | #VALUE! | #VALUE! | #VALUE! | #VALUE! | #VALUE!
LDNO HV: LV Sub Generation Intermittent | #VALUE! | #VALUE! | #VALUE! | #VALUE! | #VALUE! | #VALUE! | LDNO HV: LV Sub Generation Intermittent | #VALUE! | #VALUE! | #VALUE! | #VALUE! | #VALUE! | #VALUE!
> LV Sub Generation Non-Intermittent | [6 empty] | > LV Sub Generation Non-Intermittent
LV Sub Generation Non-Intermittent | 0% | 0% | 0% | 0 | 0 | 0 | LV Sub Generation Non-Intermittent | 0.02236% | -0.3263% | -0.3486% | -0.8136 | 11.877 | 12.6907
LDNO HV: LV Sub Generation Non-Intermittent | #VALUE! | #VALUE! | #VALUE! | #VALUE! | #VALUE! | #VALUE! | LDNO HV: LV Sub Generation Non-Intermittent | #VALUE! | #VALUE! | #VALUE! | #VALUE! | #VALUE! | #VALUE!
> HV Generation Intermittent | [6 empty] | > HV Generation Intermittent
HV Generation Intermittent | 0% | 0% | 0% | 0 | 0 | 0 | HV Generation Intermittent | -0.00439% | -0.2064% | -0.202% | 0.5475 | 25.7391 | 25.1916
LDNO HV: HV Generation Intermittent | #VALUE! | #VALUE! | #VALUE! | #VALUE! | #VALUE! | #VALUE! | LDNO HV: HV Generation Intermittent | #VALUE! | #VALUE! | #VALUE! | #VALUE! | #VALUE! | #VALUE!
> HV Generation Non-Intermittent | [6 empty] | > HV Generation Non-Intermittent
HV Generation Non-Intermittent | 0% | 0% | 0% | 0 | 0 | 0 | HV Generation Non-Intermittent | -0.00123% | -0.1971% | -0.1959% | 0.5475 | 87.7446 | 87.1971
LDNO HV: HV Generation Non-Intermittent | #VALUE! | #VALUE! | #VALUE! | #VALUE! | #VALUE! | #VALUE! | LDNO HV: HV Generation Non-Intermittent | #VALUE! | #VALUE! | #VALUE! | #VALUE! | #VALUE! | #VALUE!
> HV Sub Generation Non-Intermittent | [6 empty] | > HV Sub Generation Non-Intermittent
HV Sub Generation Non-Intermittent | #VALUE! | #VALUE! | #VALUE! | #VALUE! | #VALUE! | #VALUE! | HV Sub Generation Non-Intermittent | #VALUE! | #VALUE! | #VALUE! | #VALUE! | #VALUE! | #VALUE!
> HV Sub Generation Intermittent | [6 empty] | > HV Sub Generation Intermittent
HV Sub Generation Intermittent | #VALUE! | #VALUE! | #VALUE! | #VALUE! | #VALUE! | #VALUE! | HV Sub Generation Intermittent | #VALUE! | #VALUE! | #VALUE! | #VALUE! | #VALUE! | #VALUE!

## LV SM - tariffs
Tariffs for Charging Year: Base Model
| Open LLFCs | PCs | Unit rate 1 p/kWh | Unit rate 2 p/kWh | Unit rate 3 p/kWh | Fixed charge p/MPAN/day | Capacity charge p/kVA/day | Reactive power charge p/kVArh | Closed LLFCs
Domestic Unrestricted | 100, 300, 120, 320, 105, 305, 125, 325, 106, 126 | 1 | 3.56 | 0 | 0 | 6.25 | 0 | 0
Domestic Two Rate | 101, 301, 121, 321, 127-128 | 2 | 4.12 | 2.139 | 0 | 6.25 | 0 | 0
Domestic Off Peak (related MPAN) | 102, 302, 122, 322 | 2 | 1.593 | 0 | 0 | 0 | 0 | 0 | 104, 304, 124, 324
Small Non Domestic Unrestricted | 150, 350, 170, 370, 177, 153, 353, 173, 373, 154, 354, 174, 374, 156, 356, 176, 376 | 3 | 2.972 | 0 | 0 | 9.72 | 0 | 0
Small Non Domestic Two Rate | 151, 351, 171, 371, 178 | 4 | 4.15 | 1.034 | 0 | 9.72 | 0 | 0
Small Non Domestic Off Peak (related MPAN) | 152, 352, 172, 372 | 4 | 1.431 | 0 | 0 | 0 | 0 | 0 | 155, 355, 175, 375
LV Medium Non-Domestic | 501 | 5-8 | 3.407 | 1.118 | 0 | 60.6 | 0 | 0 | 502
LV Sub Medium Non-Domestic | 504 | 5-8 | 2.041 | 0.675 | 0 | 7.62 | 0 | 0
HV Medium Non-Domestic |  | 5-8 | 1.943 | 0.507 | 0 | 569.36 | 0 | 0 | 601-602
LV HH Metered | 500 | 0 | 6.387 | 1.865 | 0.535 | 19.34 | 3.48 | 0.412
LV Sub HH Metered | 505 | 0 | 5.237 | 1.554 | 0.483 | 7.62 | 6.31 | 0.326
HV HH Metered | 600 | 0 | 3.695 | 1.115 | 0.372 | 185.62 | 9.22 | 0.233
HV Sub HH Metered | 605 | 0 | 2.959 | 0.905 | 0.319 | 312.09 | 6.16 | 0.206
NHH UMS | 800-803 | 1&8 | 4.335 | 0 | 0 | 0 | 0 | 0
LV UMS (Pseudo HH Metered) | 804 | 0 | 17.176 | 5.478 | 2.02 | 0 | 0 | 0
LV Generation NHH | 951 | 8 | -0.916 | 0 | 0 | 0 | 0 | 0
LV Sub Generation NHH | 952 | 8 | -0.816 | 0 | 0 | 0 | 0 | 0
LV Generation Intermittent | 1, 909 | 0 | -0.916 | 0 | 0 | 0 | 0 | 0.195
LV Generation Non-Intermittent | 2 | 0 | -3.065 | -0.845 | -0.171 | 0 | 0 | 0.195
LV Sub Generation Intermittent | 3 | 0 | -0.816 | 0 | 0 | 0 | 0 | 0.17
LV Sub Generation Non-Intermittent | 4 | 0 | -2.728 | -0.753 | -0.154 | 0 | 0 | 0.17
HV Generation Intermittent | 5, 910 | 0 | -0.422 | 0 | 0 | 229.88 | 0 | 0.154
HV Generation Non-Intermittent | 6 | 0 | -1.393 | -0.389 | -0.086 | 229.88 | 0 | 0.154
HV Sub Generation Non-Intermittent | 8, 520, 522-524, 528 | 0 | -0.797 | -0.227 | -0.056 | 229.88 | 0 | 0.047
HV Sub Generation Intermittent | 7, 521, 525-527 | 0 | -0.246 | 0 | 0 | 229.88 | 0 | 0.047
LDNO LV: Domestic Unrestricted | 100 | 1 | 2.638 | 0 | 0 | 4.6312 | 0 | 0
LDNO LV: Domestic Two Rate | 101 | 2 | 3.0529 | 1.585 | 0 | 4.6312 | 0 | 0
LDNO LV: Domestic Off Peak (related MPAN) | 102, 122 | 2 | 1.1804 | 0 | 0 | 0 | 0 | 0
LDNO LV: Small Non Domestic Unrestricted | 150 | 3 | 2.2023 | 0 | 0 | 7.2025 | 0 | 0
LDNO LV: Small Non Domestic Two Rate | 151 | 4 | 3.0752 | 0.76619 | 0 | 7.2025 | 0 | 0
LDNO LV: Small Non Domestic Off Peak (related MPAN) | 152, 172 | 4 | 1.0604 | 0 | 0 | 0 | 0 | 0
LDNO LV: LV Medium Non-Domestic | 501 | 5-8 | 2.5246 | 0.82844 | 0 | 44.9046 | 0 | 0
LDNO LV: LV HH Metered | 500 | 0 | 4.7328 | 1.382 | 0.39644 | 14.3309 | 2.5787 | 0.30529
LDNO LV: NHH UMS | 800 | 1&8 | 3.2122 | 0 | 0 | 0 | 0 | 0
LDNO LV: LV UMS (Pseudo HH Metered) | 804 | 0 | 12.7274 | 4.0592 | 1.4968 | 0 | 0 | 0
LDNO LV: LV Generation NHH | 951 | 8 | -0.916 | 0 | 0 | 0 | 0 | 0
LDNO LV: LV Generation Intermittent | 1 | 0 | -0.916 | 0 | 0 | 0 | 0 | 0.195
LDNO LV: LV Generation Non-Intermittent | 2 | 0 | -3.065 | -0.845 | -0.171 | 0 | 0 | 0.195
LDNO HV: Domestic Unrestricted | 100 | 1 | 1.4988 | 0 | 0 | 2.6313 | 0 | 0
LDNO HV: Domestic Two Rate | 101 | 2 | 1.7345 | 0.90052 | 0 | 2.6313 | 0 | 0
LDNO HV: Domestic Off Peak (related MPAN) | 102, 122 | 2 | 0.67065 | 0 | 0 | 0 | 0 | 0
LDNO HV: Small Non Domestic Unrestricted | 150 | 3 | 1.2512 | 0 | 0 | 4.0921 | 0 | 0
LDNO HV: Small Non Domestic Two Rate | 151 | 4 | 1.7472 | 0.43531 | 0 | 4.0921 | 0 | 0
LDNO HV: Small Non Domestic Off Peak (related MPAN) | 152, 172 | 4 | 0.60245 | 0 | 0 | 0 | 0 | 0
LDNO HV: LV Medium Non-Domestic | 501 | 5-8 | 1.4343 | 0.47068 | 0 | 25.5126 | 0 | 0
LDNO HV: LV HH Metered | 500 | 0 | 2.6889 | 0.78517 | 0.22524 | 8.1421 | 1.4651 | 0.17345
LDNO HV: LV Sub HH Metered | 505 | 0 | 3.0008 | 0.89044 | 0.27676 | 4.3663 | 3.6156 | 0.1868
LDNO HV: HV HH Metered | 600 | 0 | 2.3094 | 0.69688 | 0.2325 | 116.0125 | 5.7625 | 0.14563
LDNO HV: NHH UMS | 800 | 1&8 | 1.825 | 0 | 0 | 0 | 0 | 0
LDNO HV: LV UMS (Pseudo HH Metered) | 804 | 0 | 7.2311 | 2.3062 | 0.85042 | 0 | 0 | 0
LDNO HV: LV Generation NHH | 951 | 8 | -0.916 | 0 | 0 | 0 | 0 | 0
LDNO HV: LV Sub Generation NHH | 952 | 8 | -0.816 | 0 | 0 | 0 | 0 | 0
LDNO HV: LV Generation Intermittent | 1 | 0 | -0.916 | 0 | 0 | 0 | 0 | 0.195
LDNO HV: LV Generation Non-Intermittent | 2 | 0 | -3.065 | -0.845 | -0.171 | 0 | 0 | 0.195
LDNO HV: LV Sub Generation Intermittent | 3 | 0 | -0.816 | 0 | 0 | 0 | 0 | 0.17
LDNO HV: LV Sub Generation Non-Intermittent | 4 | 0 | -2.728 | -0.753 | -0.154 | 0 | 0 | 0.17
LDNO HV: HV Generation Intermittent | 5 | 0 | -0.422 | 0 | 0 | 0 | 0 | 0.154
LDNO HV: HV Generation Non-Intermittent | 6 | 0 | -1.393 | -0.389 | -0.086 | 0 | 0 | 0.154
Tariffs for Charging Year: Scenario 1
| Open LLFCs | PCs | Unit rate 1 p/kWh | Unit rate 2 p/kWh | Unit rate 3 p/kWh | Fixed charge p/MPAN/day | Capacity charge p/kVA/day | Reactive power charge p/kVArh | Closed LLFCs
Domestic Unrestricted | 100, 300, 120, 320, 105, 305, 125, 325, 106, 126 | 1 | 3.56 | 0 | 0 | 6.25 | 0 | 0
Domestic Two Rate | 101, 301, 121, 321, 127-128 | 2 | 4.12 | 2.139 | 0 | 6.25 | 0 | 0
Domestic Off Peak (related MPAN) | 102, 302, 122, 322 | 2 | 1.593 | 0 | 0 | 0 | 0 | 0 | 104, 304, 124, 324
Small Non Domestic Unrestricted | 150, 350, 170, 370, 177, 153, 353, 173, 373, 154, 354, 174, 374, 156, 356, 176, 376 | 3 | 2.972 | 0 | 0 | 9.72 | 0 | 0
Small Non Domestic Two Rate | 151, 351, 171, 371, 178 | 4 | 4.15 | 1.034 | 0 | 9.72 | 0 | 0
Small Non Domestic Off Peak (related MPAN) | 152, 352, 172, 372 | 4 | 1.431 | 0 | 0 | 0 | 0 | 0 | 155, 355, 175, 375
LV Medium Non-Domestic | 501 | 5-8 | 3.407 | 1.118 | 0 | 60.6 | 0 | 0 | 502
LV Sub Medium Non-Domestic | 504 | 5-8 | 2.041 | 0.675 | 0 | 7.62 | 0 | 0
HV Medium Non-Domestic |  | 5-8 | 1.943 | 0.507 | 0 | 569.36 | 0 | 0 | 601-602
LV HH Metered | 500 | 0 | 6.387 | 1.865 | 0.535 | 19.34 | 3.48 | 0.412
LV Sub HH Metered | 505 | 0 | 5.237 | 1.554 | 0.483 | 7.62 | 6.31 | 0.326
HV HH Metered | 600 | 0 | 3.695 | 1.115 | 0.372 | 185.62 | 9.22 | 0.233
HV Sub HH Metered | 605 | 0 | 2.959 | 0.905 | 0.319 | 312.09 | 6.16 | 0.206
NHH UMS | 800-803 | 1&8 | 4.335 | 0 | 0 | 0 | 0 | 0
LV UMS (Pseudo HH Metered) | 804 | 0 | 17.176 | 5.478 | 2.02 | 0 | 0 | 0
LV Generation NHH | 951 | 8 | -0.916 | 0 | 0 | 0 | 0 | 0
LV Sub Generation NHH | 952 | 8 | -0.816 | 0 | 0 | 0 | 0 | 0
LV Generation Intermittent | 1, 909 | 0 | -0.916 | 0 | 0 | 0 | 0 | 0.195
LV Generation Non-Intermittent | 2 | 0 | -3.065 | -0.845 | -0.171 | 0 | 0 | 0.195
LV Sub Generation Intermittent | 3 | 0 | -0.816 | 0 | 0 | 0 | 0 | 0.17
LV Sub Generation Non-Intermittent | 4 | 0 | -2.728 | -0.753 | -0.154 | 0 | 0 | 0.17
HV Generation Intermittent | 5, 910 | 0 | -0.422 | 0 | 0 | 229.88 | 0 | 0.154
HV Generation Non-Intermittent | 6 | 0 | -1.393 | -0.389 | -0.086 | 229.88 | 0 | 0.154
HV Sub Generation Non-Intermittent | 8, 520, 522-524, 528 | 0 | -0.797 | -0.227 | -0.056 | 229.88 | 0 | 0.047
HV Sub Generation Intermittent | 7, 521, 525-527 | 0 | -0.246 | 0 | 0 | 229.88 | 0 | 0.047
LDNO LV: Domestic Unrestricted | 100 | 1 | 2.638 | 0 | 0 | 4.6312 | 0 | 0
LDNO LV: Domestic Two Rate | 101 | 2 | 3.0529 | 1.585 | 0 | 4.6312 | 0 | 0
LDNO LV: Domestic Off Peak (related MPAN) | 102, 122 | 2 | 1.1804 | 0 | 0 | 0 | 0 | 0
LDNO LV: Small Non Domestic Unrestricted | 150 | 3 | 2.2023 | 0 | 0 | 7.2025 | 0 | 0
LDNO LV: Small Non Domestic Two Rate | 151 | 4 | 3.0752 | 0.76619 | 0 | 7.2025 | 0 | 0
LDNO LV: Small Non Domestic Off Peak (related MPAN) | 152, 172 | 4 | 1.0604 | 0 | 0 | 0 | 0 | 0
LDNO LV: LV Medium Non-Domestic | 501 | 5-8 | 2.5246 | 0.82844 | 0 | 44.9046 | 0 | 0
LDNO LV: LV HH Metered | 500 | 0 | 4.7328 | 1.382 | 0.39644 | 14.3309 | 2.5787 | 0.30529
LDNO LV: NHH UMS | 800 | 1&8 | 3.2122 | 0 | 0 | 0 | 0 | 0
LDNO LV: LV UMS (Pseudo HH Metered) | 804 | 0 | 12.7274 | 4.0592 | 1.4968 | 0 | 0 | 0
LDNO LV: LV Generation NHH | 951 | 8 | -0.916 | 0 | 0 | 0 | 0 | 0
LDNO LV: LV Generation Intermittent | 1 | 0 | -0.916 | 0 | 0 | 0 | 0 | 0.195
LDNO LV: LV Generation Non-Intermittent | 2 | 0 | -3.065 | -0.845 | -0.171 | 0 | 0 | 0.195
LDNO HV: Domestic Unrestricted | 100 | 1 | 1.4988 | 0 | 0 | 2.6313 | 0 | 0
LDNO HV: Domestic Two Rate | 101 | 2 | 1.7345 | 0.90052 | 0 | 2.6313 | 0 | 0
LDNO HV: Domestic Off Peak (related MPAN) | 102, 122 | 2 | 0.67065 | 0 | 0 | 0 | 0 | 0
LDNO HV: Small Non Domestic Unrestricted | 150 | 3 | 1.2512 | 0 | 0 | 4.0921 | 0 | 0
LDNO HV: Small Non Domestic Two Rate | 151 | 4 | 1.7472 | 0.43531 | 0 | 4.0921 | 0 | 0
LDNO HV: Small Non Domestic Off Peak (related MPAN) | 152, 172 | 4 | 0.60245 | 0 | 0 | 0 | 0 | 0
LDNO HV: LV Medium Non-Domestic | 501 | 5-8 | 1.4343 | 0.47068 | 0 | 25.5126 | 0 | 0
LDNO HV: LV HH Metered | 500 | 0 | 2.6889 | 0.78517 | 0.22524 | 8.1421 | 1.4651 | 0.17345
LDNO HV: LV Sub HH Metered | 505 | 0 | 3.0008 | 0.89044 | 0.27676 | 4.3663 | 3.6156 | 0.1868
LDNO HV: HV HH Metered | 600 | 0 | 2.3094 | 0.69688 | 0.2325 | 116.0125 | 5.7625 | 0.14563
LDNO HV: NHH UMS | 800 | 1&8 | 1.825 | 0 | 0 | 0 | 0 | 0
LDNO HV: LV UMS (Pseudo HH Metered) | 804 | 0 | 7.2311 | 2.3062 | 0.85042 | 0 | 0 | 0
LDNO HV: LV Generation NHH | 951 | 8 | -0.916 | 0 | 0 | 0 | 0 | 0
LDNO HV: LV Sub Generation NHH | 952 | 8 | -0.816 | 0 | 0 | 0 | 0 | 0
LDNO HV: LV Generation Intermittent | 1 | 0 | -0.916 | 0 | 0 | 0 | 0 | 0.195
LDNO HV: LV Generation Non-Intermittent | 2 | 0 | -3.065 | -0.845 | -0.171 | 0 | 0 | 0.195
LDNO HV: LV Sub Generation Intermittent | 3 | 0 | -0.816 | 0 | 0 | 0 | 0 | 0.17
LDNO HV: LV Sub Generation Non-Intermittent | 4 | 0 | -2.728 | -0.753 | -0.154 | 0 | 0 | 0.17
LDNO HV: HV Generation Intermittent | 5 | 0 | -0.422 | 0 | 0 | 0 | 0 | 0.154
LDNO HV: HV Generation Non-Intermittent | 6 | 0 | -1.393 | -0.389 | -0.086 | 0 | 0 | 0.154
Tariffs for Charging Year: Scenario 2
| Open LLFCs | PCs | Unit rate 1 p/kWh | Unit rate 2 p/kWh | Unit rate 3 p/kWh | Fixed charge p/MPAN/day | Capacity charge p/kVA/day | Reactive power charge p/kVArh | Closed LLFCs
Domestic Unrestricted | 100, 300, 120, 320, 105, 305, 125, 325, 106, 126 | 1 | 3.56 | 0 | 0 | 6.25 | 0 | 0
Domestic Two Rate | 101, 301, 121, 321, 127-128 | 2 | 4.12 | 2.139 | 0 | 6.25 | 0 | 0
Domestic Off Peak (related MPAN) | 102, 302, 122, 322 | 2 | 1.593 | 0 | 0 | 0 | 0 | 0 | 104, 304, 124, 324
Small Non Domestic Unrestricted | 150, 350, 170, 370, 177, 153, 353, 173, 373, 154, 354, 174, 374, 156, 356, 176, 376 | 3 | 2.972 | 0 | 0 | 9.72 | 0 | 0
Small Non Domestic Two Rate | 151, 351, 171, 371, 178 | 4 | 4.15 | 1.034 | 0 | 9.72 | 0 | 0
Small Non Domestic Off Peak (related MPAN) | 152, 352, 172, 372 | 4 | 1.431 | 0 | 0 | 0 | 0 | 0 | 155, 355, 175, 375
LV Medium Non-Domestic | 501 | 5-8 | 3.407 | 1.118 | 0 | 60.6 | 0 | 0 | 502
LV Sub Medium Non-Domestic | 504 | 5-8 | 2.041 | 0.675 | 0 | 7.62 | 0 | 0
HV Medium Non-Domestic |  | 5-8 | 1.943 | 0.507 | 0 | 569.36 | 0 | 0 | 601-602
LV HH Metered | 500 | 0 | 6.387 | 1.865 | 0.535 | 19.34 | 3.48 | 0.412
LV Sub HH Metered | 505 | 0 | 5.237 | 1.554 | 0.483 | 7.62 | 6.31 | 0.326
HV HH Metered | 600 | 0 | 3.695 | 1.115 | 0.372 | 185.62 | 9.22 | 0.233
HV Sub HH Metered | 605 | 0 | 2.959 | 0.905 | 0.319 | 312.09 | 6.16 | 0.206
NHH UMS | 800-803 | 1&8 | 4.335 | 0 | 0 | 0 | 0 | 0
LV UMS (Pseudo HH Metered) | 804 | 0 | 17.176 | 5.478 | 2.02 | 0 | 0 | 0
LV Generation NHH | 951 | 8 | -0.916 | 0 | 0 | 0 | 0 | 0
LV Sub Generation NHH | 952 | 8 | -0.816 | 0 | 0 | 0 | 0 | 0
LV Generation Intermittent | 1, 909 | 0 | -0.916 | 0 | 0 | 0 | 0 | 0.195
LV Generation Non-Intermittent | 2 | 0 | -3.065 | -0.845 | -0.171 | 0 | 0 | 0.195
LV Sub Generation Intermittent | 3 | 0 | -0.816 | 0 | 0 | 0 | 0 | 0.17
LV Sub Generation Non-Intermittent | 4 | 0 | -2.728 | -0.753 | -0.154 | 0 | 0 | 0.17
HV Generation Intermittent | 5, 910 | 0 | -0.422 | 0 | 0 | 229.88 | 0 | 0.154
HV Generation Non-Intermittent | 6 | 0 | -1.393 | -0.389 | -0.086 | 229.88 | 0 | 0.154
HV Sub Generation Non-Intermittent | 8, 520, 522-524, 528 | 0 | -0.797 | -0.227 | -0.056 | 229.88 | 0 | 0.047
HV Sub Generation Intermittent | 7, 521, 525-527 | 0 | -0.246 | 0 | 0 | 229.88 | 0 | 0.047
LDNO LV: Domestic Unrestricted | 100 | 1 | 2.638 | 0 | 0 | 4.6312 | 0 | 0
LDNO LV: Domestic Two Rate | 101 | 2 | 3.0529 | 1.585 | 0 | 4.6312 | 0 | 0
LDNO LV: Domestic Off Peak (related MPAN) | 102, 122 | 2 | 1.1804 | 0 | 0 | 0 | 0 | 0
LDNO LV: Small Non Domestic Unrestricted | 150 | 3 | 2.2023 | 0 | 0 | 7.2025 | 0 | 0
LDNO LV: Small Non Domestic Two Rate | 151 | 4 | 3.0752 | 0.76619 | 0 | 7.2025 | 0 | 0
LDNO LV: Small Non Domestic Off Peak (related MPAN) | 152, 172 | 4 | 1.0604 | 0 | 0 | 0 | 0 | 0
LDNO LV: LV Medium Non-Domestic | 501 | 5-8 | 2.5246 | 0.82844 | 0 | 44.9046 | 0 | 0
LDNO LV: LV HH Metered | 500 | 0 | 4.7328 | 1.382 | 0.39644 | 14.3309 | 2.5787 | 0.30529
LDNO LV: NHH UMS | 800 | 1&8 | 3.2122 | 0 | 0 | 0 | 0 | 0
LDNO LV: LV UMS (Pseudo HH Metered) | 804 | 0 | 12.7274 | 4.0592 | 1.4968 | 0 | 0 | 0
LDNO LV: LV Generation NHH | 951 | 8 | -0.916 | 0 | 0 | 0 | 0 | 0
LDNO LV: LV Generation Intermittent | 1 | 0 | -0.916 | 0 | 0 | 0 | 0 | 0.195
LDNO LV: LV Generation Non-Intermittent | 2 | 0 | -3.065 | -0.845 | -0.171 | 0 | 0 | 0.195
LDNO HV: Domestic Unrestricted | 100 | 1 | 1.4988 | 0 | 0 | 2.6313 | 0 | 0
LDNO HV: Domestic Two Rate | 101 | 2 | 1.7345 | 0.90052 | 0 | 2.6313 | 0 | 0
LDNO HV: Domestic Off Peak (related MPAN) | 102, 122 | 2 | 0.67065 | 0 | 0 | 0 | 0 | 0
LDNO HV: Small Non Domestic Unrestricted | 150 | 3 | 1.2512 | 0 | 0 | 4.0921 | 0 | 0
LDNO HV: Small Non Domestic Two Rate | 151 | 4 | 1.7472 | 0.43531 | 0 | 4.0921 | 0 | 0
LDNO HV: Small Non Domestic Off Peak (related MPAN) | 152, 172 | 4 | 0.60245 | 0 | 0 | 0 | 0 | 0
LDNO HV: LV Medium Non-Domestic | 501 | 5-8 | 1.4343 | 0.47068 | 0 | 25.5126 | 0 | 0
LDNO HV: LV HH Metered | 500 | 0 | 2.6889 | 0.78517 | 0.22524 | 8.1421 | 1.4651 | 0.17345
LDNO HV: LV Sub HH Metered | 505 | 0 | 3.0008 | 0.89044 | 0.27676 | 4.3663 | 3.6156 | 0.1868
LDNO HV: HV HH Metered | 600 | 0 | 2.3094 | 0.69688 | 0.2325 | 116.0125 | 5.7625 | 0.14563
LDNO HV: NHH UMS | 800 | 1&8 | 1.825 | 0 | 0 | 0 | 0 | 0
LDNO HV: LV UMS (Pseudo HH Metered) | 804 | 0 | 7.2311 | 2.3062 | 0.85042 | 0 | 0 | 0
LDNO HV: LV Generation NHH | 951 | 8 | -0.916 | 0 | 0 | 0 | 0 | 0
LDNO HV: LV Sub Generation NHH | 952 | 8 | -0.816 | 0 | 0 | 0 | 0 | 0
LDNO HV: LV Generation Intermittent | 1 | 0 | -0.916 | 0 | 0 | 0 | 0 | 0.195
LDNO HV: LV Generation Non-Intermittent | 2 | 0 | -3.065 | -0.845 | -0.171 | 0 | 0 | 0.195
LDNO HV: LV Sub Generation Intermittent | 3 | 0 | -0.816 | 0 | 0 | 0 | 0 | 0.17
LDNO HV: LV Sub Generation Non-Intermittent | 4 | 0 | -2.728 | -0.753 | -0.154 | 0 | 0 | 0.17
LDNO HV: HV Generation Intermittent | 5 | 0 | -0.422 | 0 | 0 | 0 | 0 | 0.154
LDNO HV: HV Generation Non-Intermittent | 6 | 0 | -1.393 | -0.389 | -0.086 | 0 | 0 | 0.154
Tariffs for Charging Year: Scenario 3
| Open LLFCs | PCs | Unit rate 1 p/kWh | Unit rate 2 p/kWh | Unit rate 3 p/kWh | Fixed charge p/MPAN/day | Capacity charge p/kVA/day | Reactive power charge p/kVArh | Closed LLFCs
Domestic Unrestricted | 100, 300, 120, 320, 105, 305, 125, 325, 106, 126 | 1 | 3.56 | 0 | 0 | 6.24 | 0 | 0
Domestic Two Rate | 101, 301, 121, 321, 127-128 | 2 | 4.121 | 2.14 | 0 | 6.24 | 0 | 0
Domestic Off Peak (related MPAN) | 102, 302, 122, 322 | 2 | 1.593 | 0 | 0 | 0 | 0 | 0 | 104, 304, 124, 324
Small Non Domestic Unrestricted | 150, 350, 170, 370, 177, 153, 353, 173, 373, 154, 354, 174, 374, 156, 356, 176, 376 | 3 | 2.973 | 0 | 0 | 9.7 | 0 | 0
Small Non Domestic Two Rate | 151, 351, 171, 371, 178 | 4 | 4.15 | 1.034 | 0 | 9.7 | 0 | 0
Small Non Domestic Off Peak (related MPAN) | 152, 352, 172, 372 | 4 | 1.431 | 0 | 0 | 0 | 0 | 0 | 155, 355, 175, 375
LV Medium Non-Domestic | 501 | 5-8 | 3.408 | 1.119 | 0 | 60.56 | 0 | 0 | 502
LV Sub Medium Non-Domestic | 504 | 5-8 | 2.041 | 0.675 | 0 | 7.6 | 0 | 0
HV Medium Non-Domestic |  | 5-8 | 1.943 | 0.507 | 0 | 569.59 | 0 | 0 | 601-602
LV HH Metered | 500 | 0 | 6.388 | 1.865 | 0.535 | 19.28 | 3.49 | 0.412
LV Sub HH Metered | 505 | 0 | 5.237 | 1.554 | 0.483 | 7.6 | 6.32 | 0.326
HV HH Metered | 600 | 0 | 3.695 | 1.115 | 0.372 | 185.73 | 9.22 | 0.233
HV Sub HH Metered | 605 | 0 | 2.959 | 0.905 | 0.319 | 312.29 | 6.16 | 0.206
NHH UMS | 800-803 | 1&8 | 4.333 | 0 | 0 | 0 | 0 | 0
LV UMS (Pseudo HH Metered) | 804 | 0 | 17.176 | 5.477 | 2.017 | 0 | 0 | 0
LV Generation NHH | 951 | 8 | -0.916 | 0 | 0 | 0 | 0 | 0
LV Sub Generation NHH | 952 | 8 | -0.816 | 0 | 0 | 0 | 0 | 0
LV Generation Intermittent | 1, 909 | 0 | -0.916 | 0 | 0 | 0 | 0 | 0.195
LV Generation Non-Intermittent | 2 | 0 | -3.066 | -0.846 | -0.171 | 0 | 0 | 0.195
LV Sub Generation Intermittent | 3 | 0 | -0.816 | 0 | 0 | 0 | 0 | 0.17
LV Sub Generation Non-Intermittent | 4 | 0 | -2.729 | -0.753 | -0.154 | 0 | 0 | 0.17
HV Generation Intermittent | 5, 910 | 0 | -0.422 | 0 | 0 | 230.03 | 0 | 0.154
HV Generation Non-Intermittent | 6 | 0 | -1.393 | -0.389 | -0.086 | 230.03 | 0 | 0.154
HV Sub Generation Non-Intermittent | 8, 520, 522-524, 528 | 0 | -0.797 | -0.227 | -0.056 | 230.03 | 0 | 0.047
HV Sub Generation Intermittent | 7, 521, 525-527 | 0 | -0.246 | 0 | 0 | 230.03 | 0 | 0.047
LDNO LV: Domestic Unrestricted | 100 | 1 | 2.638 | 0 | 0 | 4.6238 | 0 | 0
LDNO LV: Domestic Two Rate | 101 | 2 | 3.0537 | 1.5857 | 0 | 4.6238 | 0 | 0
LDNO LV: Domestic Off Peak (related MPAN) | 102, 122 | 2 | 1.1804 | 0 | 0 | 0 | 0 | 0
LDNO LV: Small Non Domestic Unrestricted | 150 | 3 | 2.203 | 0 | 0 | 7.1877 | 0 | 0
LDNO LV: Small Non Domestic Two Rate | 151 | 4 | 3.0752 | 0.76619 | 0 | 7.1877 | 0 | 0
LDNO LV: Small Non Domestic Off Peak (related MPAN) | 152, 172 | 4 | 1.0604 | 0 | 0 | 0 | 0 | 0
LDNO LV: LV Medium Non-Domestic | 501 | 5-8 | 2.5253 | 0.82918 | 0 | 44.875 | 0 | 0
LDNO LV: LV HH Metered | 500 | 0 | 4.7335 | 1.382 | 0.39644 | 14.2865 | 2.5861 | 0.30529
LDNO LV: NHH UMS | 800 | 1&8 | 3.2108 | 0 | 0 | 0 | 0 | 0
LDNO LV: LV UMS (Pseudo HH Metered) | 804 | 0 | 12.7274 | 4.0585 | 1.4946 | 0 | 0 | 0
LDNO LV: LV Generation NHH | 951 | 8 | -0.916 | 0 | 0 | 0 | 0 | 0
LDNO LV: LV Generation Intermittent | 1 | 0 | -0.916 | 0 | 0 | 0 | 0 | 0.195
LDNO LV: LV Generation Non-Intermittent | 2 | 0 | -3.066 | -0.846 | -0.171 | 0 | 0 | 0.195
LDNO HV: Domestic Unrestricted | 100 | 1 | 1.4988 | 0 | 0 | 2.627 | 0 | 0
LDNO HV: Domestic Two Rate | 101 | 2 | 1.7349 | 0.90094 | 0 | 2.627 | 0 | 0
LDNO HV: Domestic Off Peak (related MPAN) | 102, 122 | 2 | 0.67065 | 0 | 0 | 0 | 0 | 0
LDNO HV: Small Non Domestic Unrestricted | 150 | 3 | 1.2516 | 0 | 0 | 4.0837 | 0 | 0
LDNO HV: Small Non Domestic Two Rate | 151 | 4 | 1.7472 | 0.43531 | 0 | 4.0837 | 0 | 0
LDNO HV: Small Non Domestic Off Peak (related MPAN) | 152, 172 | 4 | 0.60245 | 0 | 0 | 0 | 0 | 0
LDNO HV: LV Medium Non-Domestic | 501 | 5-8 | 1.4348 | 0.4711 | 0 | 25.4958 | 0 | 0
LDNO HV: LV HH Metered | 500 | 0 | 2.6893 | 0.78517 | 0.22524 | 8.1169 | 1.4693 | 0.17345
LDNO HV: LV Sub HH Metered | 505 | 0 | 3.0008 | 0.89044 | 0.27676 | 4.3548 | 3.6214 | 0.1868
LDNO HV: HV HH Metered | 600 | 0 | 2.3094 | 0.69688 | 0.2325 | 116.0812 | 5.7625 | 0.14563
LDNO HV: NHH UMS | 800 | 1&8 | 1.8242 | 0 | 0 | 0 | 0 | 0
LDNO HV: LV UMS (Pseudo HH Metered) | 804 | 0 | 7.2311 | 2.3058 | 0.84916 | 0 | 0 | 0
LDNO HV: LV Generation NHH | 951 | 8 | -0.916 | 0 | 0 | 0 | 0 | 0
LDNO HV: LV Sub Generation NHH | 952 | 8 | -0.816 | 0 | 0 | 0 | 0 | 0
LDNO HV: LV Generation Intermittent | 1 | 0 | -0.916 | 0 | 0 | 0 | 0 | 0.195
LDNO HV: LV Generation Non-Intermittent | 2 | 0 | -3.066 | -0.846 | -0.171 | 0 | 0 | 0.195
LDNO HV: LV Sub Generation Intermittent | 3 | 0 | -0.816 | 0 | 0 | 0 | 0 | 0.17
LDNO HV: LV Sub Generation Non-Intermittent | 4 | 0 | -2.729 | -0.753 | -0.154 | 0 | 0 | 0.17
LDNO HV: HV Generation Intermittent | 5 | 0 | -0.422 | 0 | 0 | 0 | 0 | 0.154
LDNO HV: HV Generation Non-Intermittent | 6 | 0 | -1.393 | -0.389 | -0.086 | 0 | 0 | 0.154
Tariffs for Charging Year: Scenario 4
| Open LLFCs | PCs | Unit rate 1 p/kWh | Unit rate 2 p/kWh | Unit rate 3 p/kWh | Fixed charge p/MPAN/day | Capacity charge p/kVA/day | Reactive power charge p/kVArh | Closed LLFCs
Domestic Unrestricted | 100, 300, 120, 320, 105, 305, 125, 325, 106, 126 | 1 | 3.554 | 0 | 0 | 6.37 | 0 | 0
Domestic Two Rate | 101, 301, 121, 321, 127-128 | 2 | 4.114 | 2.136 | 0 | 6.37 | 0 | 0
Domestic Off Peak (related MPAN) | 102, 302, 122, 322 | 2 | 1.591 | 0 | 0 | 0 | 0 | 0 | 104, 304, 124, 324
Small Non Domestic Unrestricted | 150, 350, 170, 370, 177, 153, 353, 173, 373, 154, 354, 174, 374, 156, 356, 176, 376 | 3 | 2.968 | 0 | 0 | 9.96 | 0 | 0
Small Non Domestic Two Rate | 151, 351, 171, 371, 178 | 4 | 4.143 | 1.033 | 0 | 9.96 | 0 | 0
Small Non Domestic Off Peak (related MPAN) | 152, 352, 172, 372 | 4 | 1.428 | 0 | 0 | 0 | 0 | 0 | 155, 355, 175, 375
LV Medium Non-Domestic | 501 | 5-8 | 3.402 | 1.117 | 0 | 60.98 | 0 | 0 | 502
LV Sub Medium Non-Domestic | 504 | 5-8 | 2.038 | 0.675 | 0 | 7.89 | 0 | 0
HV Medium Non-Domestic |  | 5-8 | 1.942 | 0.507 | 0 | 566.77 | 0 | 0 | 601-602
LV HH Metered | 500 | 0 | 6.378 | 1.863 | 0.535 | 20.03 | 3.47 | 0.411
LV Sub HH Metered | 505 | 0 | 5.233 | 1.553 | 0.482 | 7.89 | 6.29 | 0.326
HV HH Metered | 600 | 0 | 3.693 | 1.115 | 0.372 | 184.33 | 9.19 | 0.232
HV Sub HH Metered | 605 | 0 | 2.959 | 0.905 | 0.319 | 309.93 | 6.14 | 0.206
NHH UMS | 800-803 | 1&8 | 4.354 | 0 | 0 | 0 | 0 | 0
LV UMS (Pseudo HH Metered) | 804 | 0 | 17.169 | 5.495 | 2.044 | 0 | 0 | 0
LV Generation NHH | 951 | 8 | -0.913 | 0 | 0 | 0 | 0 | 0
LV Sub Generation NHH | 952 | 8 | -0.814 | 0 | 0 | 0 | 0 | 0
LV Generation Intermittent | 1, 909 | 0 | -0.913 | 0 | 0 | 0 | 0 | 0.195
LV Generation Non-Intermittent | 2 | 0 | -3.055 | -0.843 | -0.171 | 0 | 0 | 0.195
LV Sub Generation Intermittent | 3 | 0 | -0.814 | 0 | 0 | 0 | 0 | 0.17
LV Sub Generation Non-Intermittent | 4 | 0 | -2.72 | -0.751 | -0.153 | 0 | 0 | 0.17
HV Generation Intermittent | 5, 910 | 0 | -0.421 | 0 | 0 | 228.29 | 0 | 0.154
HV Generation Non-Intermittent | 6 | 0 | -1.39 | -0.388 | -0.086 | 228.29 | 0 | 0.154
HV Sub Generation Non-Intermittent | 8, 520, 522-524, 528 | 0 | -0.796 | -0.226 | -0.056 | 228.29 | 0 | 0.047
HV Sub Generation Intermittent | 7, 521, 525-527 | 0 | -0.246 | 0 | 0 | 228.29 | 0 | 0.047
LDNO LV: Domestic Unrestricted | 100 | 1 | 2.6335 | 0 | 0 | 4.7202 | 0 | 0
LDNO LV: Domestic Two Rate | 101 | 2 | 3.0485 | 1.5828 | 0 | 4.7202 | 0 | 0
LDNO LV: Domestic Off Peak (related MPAN) | 102, 122 | 2 | 1.1789 | 0 | 0 | 0 | 0 | 0
LDNO LV: Small Non Domestic Unrestricted | 150 | 3 | 2.1993 | 0 | 0 | 7.3804 | 0 | 0
LDNO LV: Small Non Domestic Two Rate | 151 | 4 | 3.07 | 0.76545 | 0 | 7.3804 | 0 | 0
LDNO LV: Small Non Domestic Off Peak (related MPAN) | 152, 172 | 4 | 1.0581 | 0 | 0 | 0 | 0 | 0
LDNO LV: LV Medium Non-Domestic | 501 | 5-8 | 2.5209 | 0.8277 | 0 | 45.1862 | 0 | 0
LDNO LV: LV HH Metered | 500 | 0 | 4.7261 | 1.3805 | 0.39644 | 14.8422 | 2.5713 | 0.30455
LDNO LV: NHH UMS | 800 | 1&8 | 3.2263 | 0 | 0 | 0 | 0 | 0
LDNO LV: LV UMS (Pseudo HH Metered) | 804 | 0 | 12.7222 | 4.0718 | 1.5146 | 0 | 0 | 0
LDNO LV: LV Generation NHH | 951 | 8 | -0.913 | 0 | 0 | 0 | 0 | 0
LDNO LV: LV Generation Intermittent | 1 | 0 | -0.913 | 0 | 0 | 0 | 0 | 0.195
LDNO LV: LV Generation Non-Intermittent | 2 | 0 | -3.055 | -0.843 | -0.171 | 0 | 0 | 0.195
LDNO HV: Domestic Unrestricted | 100 | 1 | 1.4962 | 0 | 0 | 2.6818 | 0 | 0
LDNO HV: Domestic Two Rate | 101 | 2 | 1.732 | 0.89926 | 0 | 2.6818 | 0 | 0
LDNO HV: Domestic Off Peak (related MPAN) | 102, 122 | 2 | 0.66981 | 0 | 0 | 0 | 0 | 0
LDNO HV: Small Non Domestic Unrestricted | 150 | 3 | 1.2495 | 0 | 0 | 4.1932 | 0 | 0
LDNO HV: Small Non Domestic Two Rate | 151 | 4 | 1.7442 | 0.43489 | 0 | 4.1932 | 0 | 0
LDNO HV: Small Non Domestic Off Peak (related MPAN) | 152, 172 | 4 | 0.60119 | 0 | 0 | 0 | 0 | 0
LDNO HV: LV Medium Non-Domestic | 501 | 5-8 | 1.4322 | 0.47026 | 0 | 25.6726 | 0 | 0
LDNO HV: LV HH Metered | 500 | 0 | 2.6851 | 0.78432 | 0.22524 | 8.4326 | 1.4609 | 0.17303
LDNO HV: LV Sub HH Metered | 505 | 0 | 2.9985 | 0.88987 | 0.27619 | 4.521 | 3.6042 | 0.1868
LDNO HV: HV HH Metered | 600 | 0 | 2.3081 | 0.69688 | 0.2325 | 115.2063 | 5.7437 | 0.145
LDNO HV: NHH UMS | 800 | 1&8 | 1.833 | 0 | 0 | 0 | 0 | 0
LDNO HV: LV UMS (Pseudo HH Metered) | 804 | 0 | 7.2281 | 2.3134 | 0.86052 | 0 | 0 | 0
LDNO HV: LV Generation NHH | 951 | 8 | -0.913 | 0 | 0 | 0 | 0 | 0
LDNO HV: LV Sub Generation NHH | 952 | 8 | -0.814 | 0 | 0 | 0 | 0 | 0
LDNO HV: LV Generation Intermittent | 1 | 0 | -0.913 | 0 | 0 | 0 | 0 | 0.195
LDNO HV: LV Generation Non-Intermittent | 2 | 0 | -3.055 | -0.843 | -0.171 | 0 | 0 | 0.195
LDNO HV: LV Sub Generation Intermittent | 3 | 0 | -0.814 | 0 | 0 | 0 | 0 | 0.17
LDNO HV: LV Sub Generation Non-Intermittent | 4 | 0 | -2.72 | -0.751 | -0.153 | 0 | 0 | 0.17
LDNO HV: HV Generation Intermittent | 5 | 0 | -0.421 | 0 | 0 | 0 | 0 | 0.154
LDNO HV: HV Generation Non-Intermittent | 6 | 0 | -1.39 | -0.388 | -0.086 | 0 | 0 | 0.154

## LV SM - typical bill
| Y | Y+1 | Y+2 | Y+3 | Y+4
TARIFF | Base Model | Scenario 1 | Scenario 2 | Scenario 3 | Scenario 4
> Domestic Unrestricted
Domestic Unrestricted | 166.2355 | 166.2355 | 166.2355 | 166.199 | 166.4317
LDNO LV: Domestic Unrestricted | 94.8921 | 94.8921 | 94.8921 | 94.865 | 95.0852
LDNO HV: Domestic Unrestricted | 48.1049 | 48.1049 | 48.1049 | 48.0896 | 48.2245
> Domestic Two Rate
Domestic Two Rate | 275.6412 | 275.6412 | 275.6412 | 275.6875 | 275.7161
LDNO LV: Domestic Two Rate | 181.7644 | 181.7644 | 181.7644 | 181.7774 | 181.8489
LDNO HV: Domestic Two Rate
> Domestic Off Peak (related MPAN)
Domestic Off Peak (related MPAN) | 103.1961 | 103.1961 | 103.1961 | 103.1961 | 103.0666
LDNO LV: Domestic Off Peak (related MPAN)
LDNO HV: Domestic Off Peak (related MPAN)
> Small Non Domestic Unrestricted
Small Non Domestic Unrestricted | 503.5811 | 503.5811 | 503.5811 | 503.6656 | 503.8271
LDNO LV: Small Non Domestic Unrestricted | 129.4217 | 129.4217 | 129.4217 | 129.4023 | 129.9321
LDNO HV: Small Non Domestic Unrestricted
> Small Non Domestic Two Rate
Small Non Domestic Two Rate | 792.2609 | 792.2609 | 792.2609 | 792.1879 | 791.9421
LDNO LV: Small Non Domestic Two Rate
LDNO HV: Small Non Domestic Two Rate
> Small Non Domestic Off Peak (related MPAN)
Small Non Domestic Off Peak (related MPAN) | 168.1659 | 168.1659 | 168.1659 | 168.1659 | 167.8133
LDNO LV: Small Non Domestic Off Peak (related MPAN)
LDNO HV: Small Non Domestic Off Peak (related MPAN)
> LV Medium Non-Domestic
LV Medium Non-Domestic | 3771.7927 | 3771.7927 | 3771.7927 | 3772.8978 | 3768.1683
LDNO LV: LV Medium Non-Domestic
LDNO HV: LV Medium Non-Domestic
> LV Sub Medium Non-Domestic
LV Sub Medium Non-Domestic
> HV Medium Non-Domestic
HV Medium Non-Domestic | 3940.1383 | 3940.1383 | 3940.1383 | 3940.9778 | 3929.8211
> LV HH Metered
LV HH Metered | 12650.5193 | 12650.5193 | 12650.5193 | 12658.8877 | 12633.5745
LDNO LV: LV HH Metered
LDNO HV: LV HH Metered
> LV Sub HH Metered
LV Sub HH Metered | 57009.4212 | 57009.4212 | 57009.4212 | 57042.8076 | 56912.35
LDNO HV: LV Sub HH Metered
> HV HH Metered
HV HH Metered | 60472.2761 | 60472.2761 | 60472.2761 | 60472.6776 | 60356.1209
LDNO HV: HV HH Metered
> HV Sub HH Metered
HV Sub HH Metered
> NHH UMS
NHH UMS | 296.702 | 296.702 | 296.702 | 296.5651 | 298.0024
LDNO LV: NHH UMS
LDNO HV: NHH UMS
> LV UMS (Pseudo HH Metered)
LV UMS (Pseudo HH Metered) | 444847.9151 | 444847.9151 | 444847.9151 | 444603.7623 | 446791.5609
LDNO LV: LV UMS (Pseudo HH Metered)
LDNO HV: LV UMS (Pseudo HH Metered)
> LV Generation NHH
LV Generation NHH | -105.0493 | -105.0493 | -105.0493 | -105.0493 | -104.7053
LDNO LV: LV Generation NHH
LDNO HV: LV Generation NHH
> LV Sub Generation NHH
LV Sub Generation NHH
LDNO HV: LV Sub Generation NHH
> LV Generation Intermittent
LV Generation Intermittent | -9367.8022 | -9367.8022 | -9367.8022 | -9367.8022 | -9337.1217
LDNO LV: LV Generation Intermittent
LDNO HV: LV Generation Intermittent
> LV Generation Non-Intermittent
LV Generation Non-Intermittent | -13336.576 | -13336.576 | -13336.576 | -13343.5504 | -13301.1979
LDNO LV: LV Generation Non-Intermittent
LDNO HV: LV Generation Non-Intermittent
> LV Sub Generation Intermittent
LV Sub Generation Intermittent
LDNO HV: LV Sub Generation Intermittent
> LV Sub Generation Non-Intermittent
LV Sub Generation Non-Intermittent | -3639.3606 | -3639.3606 | -3639.3606 | -3640.1743 | -3627.4836
LDNO HV: LV Sub Generation Non-Intermittent
> HV Generation Intermittent
HV Generation Intermittent | -12471.9319 | -12471.9319 | -12471.9319 | -12471.3844 | -12446.1927
LDNO HV: HV Generation Intermittent
> HV Generation Non-Intermittent
HV Generation Non-Intermittent | -44509.2005 | -44509.2005 | -44509.2005 | -44508.653 | -44421.4559
LDNO HV: HV Generation Non-Intermittent
> HV Sub Generation Non-Intermittent
HV Sub Generation Non-Intermittent
> HV Sub Generation Intermittent
HV Sub Generation Intermittent

## HV SM - summary
Tariff Comparison
Scenario 1 vs Base | [6 empty] | Scenario 3 vs Base
| Unit rate 1 p/kWh | Unit rate 2 p/kWh | Unit rate 3 p/kWh | Fixed charge p/MPAN/day | Capacity charge p/kVA/day | Reactive power charge p/kVArh |  | Unit rate 1 p/kWh | Unit rate 2 p/kWh | Unit rate 3 p/kWh | Fixed charge p/MPAN/day | Capacity charge p/kVA/day | Reactive power charge p/kVArh
Domestic Unrestricted | 0% |  |  | 0% |  |  | Domestic Unrestricted | 0% |  |  | 0%
Domestic Two Rate | 0% | 0% |  | 0% |  |  | Domestic Two Rate | 0% | 0% |  | 0%
Domestic Off Peak (related MPAN) | 0% | [5 empty] | Domestic Off Peak (related MPAN) | 0%
Small Non Domestic Unrestricted | 0% |  |  | 0% |  |  | Small Non Domestic Unrestricted | 0.03365% |  |  | 0%
Small Non Domestic Two Rate | 0% | 0% |  | 0% |  |  | Small Non Domestic Two Rate | 0% | 0% |  | 0%
Small Non Domestic Off Peak (related MPAN) | 0% | [5 empty] | Small Non Domestic Off Peak (related MPAN) | 0%
LV Medium Non-Domestic | 0% | 0% |  | 0% |  |  | LV Medium Non-Domestic | 0% | 0% |  | 0%
LV Sub Medium Non-Domestic | 0% | 0% |  | 0% |  |  | LV Sub Medium Non-Domestic | 0% | 0% |  | 0%
HV Medium Non-Domestic | 0% | 0% |  | 0% |  |  | HV Medium Non-Domestic | 0% | 0% |  | -0.1265%
LV HH Metered | 0% | 0% | 0% | 0% | 0% | 0% | LV HH Metered | 0% | 0% | 0% | 0% | 0% | 0%
LV Sub HH Metered | 0% | 0% | 0% | 0% | 0% | 0% | LV Sub HH Metered | 0% | 0% | 0% | 0% | 0.1585% | 0%
HV HH Metered | 0% | 0% | 0% | 0% | 0% | 0% | HV HH Metered | 0% | 0% | 0% | -0.3879% | 0% | 0%
HV Sub HH Metered | 0% | 0% | 0% | 0% | 0% | 0% | HV Sub HH Metered | 0% | 0% | 0% | -0.3877% | 0% | 0%
NHH UMS | 0% | [5 empty] | NHH UMS | 0%
LV UMS (Pseudo HH Metered) | 0% | 0% | 0% |  |  |  | LV UMS (Pseudo HH Metered) | 0% | 0% | 0%
Scenario 2 vs Base | [6 empty] | Scenario 4 vs Base
| Unit rate 1 p/kWh | Unit rate 2 p/kWh | Unit rate 3 p/kWh | Fixed charge p/MPAN/day | Capacity charge p/kVA/day | Reactive power charge p/kVArh |  | Unit rate 1 p/kWh | Unit rate 2 p/kWh | Unit rate 3 p/kWh | Fixed charge p/MPAN/day | Capacity charge p/kVA/day | Reactive power charge p/kVArh
Domestic Unrestricted | 0% |  |  | 0% |  |  | Domestic Unrestricted | 0% |  |  | 0%
Domestic Two Rate | 0% | 0% |  | 0% |  |  | Domestic Two Rate | 0% | 0% |  | 0%
Domestic Off Peak (related MPAN) | 0% | [5 empty] | Domestic Off Peak (related MPAN) | 0%
Small Non Domestic Unrestricted | 0% |  |  | 0% |  |  | Small Non Domestic Unrestricted | 0% |  |  | 0%
Small Non Domestic Two Rate | 0% | 0% |  | 0% |  |  | Small Non Domestic Two Rate | -0.0241% | 0% |  | 0%
Small Non Domestic Off Peak (related MPAN) | 0% | [5 empty] | Small Non Domestic Off Peak (related MPAN) | -0.06988%
LV Medium Non-Domestic | 0% | 0% |  | 0% |  |  | LV Medium Non-Domestic | 0% | 0% |  | -0.033%
LV Sub Medium Non-Domestic | 0% | 0% |  | 0% |  |  | LV Sub Medium Non-Domestic | 0% | 0% |  | 0%
HV Medium Non-Domestic | 0% | 0% |  | 0% |  |  | HV Medium Non-Domestic | 0% | 0% |  | 1.375%
LV HH Metered | 0% | 0% | 0% | 0% | 0% | 0% | LV HH Metered | 0% | 0% | 0% | 0% | 0% | 0%
LV Sub HH Metered | 0% | 0% | 0% | 0% | 0% | 0% | LV Sub HH Metered | 0% | 0% | -0.207% | 0% | 0% | 0%
HV HH Metered | 0% | 0% | 0% | 0% | 0% | 0% | HV HH Metered | 0% | 0% | 0% | 4.251% | 0% | 0%
HV Sub HH Metered | 0% | 0% | 0% | 0% | 0% | 0% | HV Sub HH Metered | 0% | 0% | 0% | 4.249% | -0.1623% | 0%
NHH UMS | 0% | [5 empty] | NHH UMS | -0.02307%
LV UMS (Pseudo HH Metered) | 0% | 0% | 0% |  |  |  | LV UMS (Pseudo HH Metered) | -0.01164% | 0% | -0.0495%
Scenario 2 vs Scenario 1 | [6 empty] | Scenario 4 vs Scenario 3
| Unit rate 1 p/kWh | Unit rate 2 p/kWh | Unit rate 3 p/kWh | Fixed charge p/MPAN/day | Capacity charge p/kVA/day | Reactive power charge p/kVArh |  | Unit rate 1 p/kWh | Unit rate 2 p/kWh | Unit rate 3 p/kWh | Fixed charge p/MPAN/day | Capacity charge p/kVA/day | Reactive power charge p/kVArh
Domestic Unrestricted | 0% |  |  | 0% |  |  | Domestic Unrestricted | 0% |  |  | 0%
Domestic Two Rate | 0% | 0% |  | 0% |  |  | Domestic Two Rate | 0% | 0% |  | 0%
Domestic Off Peak (related MPAN) | 0% | [5 empty] | Domestic Off Peak (related MPAN) | 0%
Small Non Domestic Unrestricted | 0% |  |  | 0% |  |  | Small Non Domestic Unrestricted | -0.03364% |  |  | 0%
Small Non Domestic Two Rate | 0% | 0% |  | 0% |  |  | Small Non Domestic Two Rate | -0.0241% | 0% |  | 0%
Small Non Domestic Off Peak (related MPAN) | 0% | [5 empty] | Small Non Domestic Off Peak (related MPAN) | -0.06988%
LV Medium Non-Domestic | 0% | 0% |  | 0% |  |  | LV Medium Non-Domestic | 0% | 0% |  | -0.033%
LV Sub Medium Non-Domestic | 0% | 0% |  | 0% |  |  | LV Sub Medium Non-Domestic | 0% | 0% |  | 0%
HV Medium Non-Domestic | 0% | 0% |  | 0% |  |  | HV Medium Non-Domestic | 0% | 0% |  | 1.504%
LV HH Metered | 0% | 0% | 0% | 0% | 0% | 0% | LV HH Metered | 0% | 0% | 0% | 0% | 0% | 0%
LV Sub HH Metered | 0% | 0% | 0% | 0% | 0% | 0% | LV Sub HH Metered | 0% | 0% | -0.207% | 0% | -0.1582% | 0%
HV HH Metered | 0% | 0% | 0% | 0% | 0% | 0% | HV HH Metered | 0% | 0% | 0% | 4.657% | 0% | 0%
HV Sub HH Metered | 0% | 0% | 0% | 0% | 0% | 0% | HV Sub HH Metered | 0% | 0% | 0% | 4.655% | -0.1623% | 0%
NHH UMS | 0% | [5 empty] | NHH UMS | -0.02307%
LV UMS (Pseudo HH Metered) | 0% | 0% | 0% |  |  |  | LV UMS (Pseudo HH Metered) | -0.01164% | 0% | -0.0495%
Typical Bill Comparison
| Percentage Change |  |  | Absolute Change (£) |  |  |  | Percentage Change |  |  | Absolute Change (£)
TARIFF | Scenario 1 vs Base | Scenario 2 vs Base | Scenario 2 vs Scenario 1 | Scenario 1 vs Base | Scenario 2 vs Base | Scenario 2 vs Scenario 1 | TARIFF | Scenario 3 vs Base | Scenario 4 vs Base | Scenario 4 vs Scenario 3 | Scenario 3 vs Base | Scenario 4 vs Base | Scenario 4 vs Scenario 3
> Domestic Unrestricted | [6 empty] | > Domestic Unrestricted
Domestic Unrestricted | 0% | 0% | 0% | 0 | 0 | 0 | Domestic Unrestricted | 0% | 0% | 0% | 0 | 0 | 0
LDNO LV: Domestic Unrestricted | 0% | 0% | 0% | 0 | 0 | 0 | LDNO LV: Domestic Unrestricted | 0% | 0% | 0% | 0 | 0 | 0
LDNO HV: Domestic Unrestricted | 0% | 0% | 0% | 0 | 0 | 0 | LDNO HV: Domestic Unrestricted | 0% | 0% | 0% | 0 | 0 | 0
> Domestic Two Rate | [6 empty] | > Domestic Two Rate
Domestic Two Rate | 0% | 0% | 0% | 0 | 0 | 0 | Domestic Two Rate | 0% | 0% | 0% | 0 | 0 | 0
LDNO LV: Domestic Two Rate | 0% | 0% | 0% | 0 | 0 | 0 | LDNO LV: Domestic Two Rate | 0% | 0% | 0% | 0 | 0 | 0
LDNO HV: Domestic Two Rate | #VALUE! | #VALUE! | #VALUE! | #VALUE! | #VALUE! | #VALUE! | LDNO HV: Domestic Two Rate | #VALUE! | #VALUE! | #VALUE! | #VALUE! | #VALUE! | #VALUE!
> Domestic Off Peak (related MPAN) | [6 empty] | > Domestic Off Peak (related MPAN)
Domestic Off Peak (related MPAN) | 0% | 0% | 0% | 0 | 0 | 0 | Domestic Off Peak (related MPAN) | 0% | 0% | 0% | 0 | 0 | 0
LDNO LV: Domestic Off Peak (related MPAN) | #VALUE! | #VALUE! | #VALUE! | #VALUE! | #VALUE! | #VALUE! | LDNO LV: Domestic Off Peak (related MPAN) | #VALUE! | #VALUE! | #VALUE! | #VALUE! | #VALUE! | #VALUE!
LDNO HV: Domestic Off Peak (related MPAN) | #VALUE! | #VALUE! | #VALUE! | #VALUE! | #VALUE! | #VALUE! | LDNO HV: Domestic Off Peak (related MPAN) | #VALUE! | #VALUE! | #VALUE! | #VALUE! | #VALUE! | #VALUE!
> Small Non Domestic Unrestricted | [6 empty] | > Small Non Domestic Unrestricted
Small Non Domestic Unrestricted | 0% | 0% | 0% | 0 | 0 | 0 | Small Non Domestic Unrestricted | 0.03128% | 0% | -0.03127% | 0.1575 | 0 | -0.1575
LDNO LV: Small Non Domestic Unrestricted | 0% | 0% | 0% | 0 | 0 | 0 | LDNO LV: Small Non Domestic Unrestricted | 0.02681% | 0% | -0.02681% | 0.034701 | 0 | -0.034701
LDNO HV: Small Non Domestic Unrestricted | #VALUE! | #VALUE! | #VALUE! | #VALUE! | #VALUE! | #VALUE! | LDNO HV: Small Non Domestic Unrestricted | #VALUE! | #VALUE! | #VALUE! | #VALUE! | #VALUE! | #VALUE!
> Small Non Domestic Two Rate | [6 empty] | > Small Non Domestic Two Rate
Small Non Domestic Two Rate | 0% | 0% | 0% | 0 | 0 | 0 | Small Non Domestic Two Rate | 0% | -0.01957% | -0.01957% | 0 | -0.15501 | -0.15501
LDNO LV: Small Non Domestic Two Rate | #VALUE! | #VALUE! | #VALUE! | #VALUE! | #VALUE! | #VALUE! | LDNO LV: Small Non Domestic Two Rate | #VALUE! | #VALUE! | #VALUE! | #VALUE! | #VALUE! | #VALUE!
LDNO HV: Small Non Domestic Two Rate | #VALUE! | #VALUE! | #VALUE! | #VALUE! | #VALUE! | #VALUE! | LDNO HV: Small Non Domestic Two Rate | #VALUE! | #VALUE! | #VALUE! | #VALUE! | #VALUE! | #VALUE!
> Small Non Domestic Off Peak (related MPAN) | [6 empty] | > Small Non Domestic Off Peak (related MPAN)
Small Non Domestic Off Peak (related MPAN) | 0% | 0% | 0% | 0 | 0 | 0 | Small Non Domestic Off Peak (related MPAN) | 0% | -0.06988% | -0.06988% | 0 | -0.11752 | -0.11752
LDNO LV: Small Non Domestic Off Peak (related MPAN) | #VALUE! | #VALUE! | #VALUE! | #VALUE! | #VALUE! | #VALUE! | LDNO LV: Small Non Domestic Off Peak (related MPAN) | #VALUE! | #VALUE! | #VALUE! | #VALUE! | #VALUE! | #VALUE!
LDNO HV: Small Non Domestic Off Peak (related MPAN) | #VALUE! | #VALUE! | #VALUE! | #VALUE! | #VALUE! | #VALUE! | LDNO HV: Small Non Domestic Off Peak (related MPAN) | #VALUE! | #VALUE! | #VALUE! | #VALUE! | #VALUE! | #VALUE!
> LV Medium Non-Domestic | [6 empty] | > LV Medium Non-Domestic
LV Medium Non-Domestic | 0% | 0% | 0% | 0 | 0 | 0 | LV Medium Non-Domestic | 0% | -0.001935% | -0.001935% | 0 | -0.073 | -0.073
LDNO LV: LV Medium Non-Domestic | #VALUE! | #VALUE! | #VALUE! | #VALUE! | #VALUE! | #VALUE! | LDNO LV: LV Medium Non-Domestic | #VALUE! | #VALUE! | #VALUE! | #VALUE! | #VALUE! | #VALUE!
LDNO HV: LV Medium Non-Domestic | #VALUE! | #VALUE! | #VALUE! | #VALUE! | #VALUE! | #VALUE! | LDNO HV: LV Medium Non-Domestic | #VALUE! | #VALUE! | #VALUE! | #VALUE! | #VALUE! | #VALUE!
> LV Sub Medium Non-Domestic | [6 empty] | > LV Sub Medium Non-Domestic
LV Sub Medium Non-Domestic | #VALUE! | #VALUE! | #VALUE! | #VALUE! | #VALUE! | #VALUE! | LV Sub Medium Non-Domestic | #VALUE! | #VALUE! | #VALUE! | #VALUE! | #VALUE! | #VALUE!
> HV Medium Non-Domestic | [6 empty] | > HV Medium Non-Domestic
HV Medium Non-Domestic | 0% | 0% | 0% | 0 | 0 | 0 | HV Medium Non-Domestic | -0.0667% | 0.7253% | 0.7926% | -2.628 | 28.5795 | 31.2075
> LV HH Metered | [6 empty] | > LV HH Metered
LV HH Metered | 0% | 0% | 0% | 0 | 0 | 0 | LV HH Metered | 0% | 0% | 0% | 0 | 0 | 0
LDNO LV: LV HH Metered | #VALUE! | #VALUE! | #VALUE! | #VALUE! | #VALUE! | #VALUE! | LDNO LV: LV HH Metered | #VALUE! | #VALUE! | #VALUE! | #VALUE! | #VALUE! | #VALUE!
LDNO HV: LV HH Metered | #VALUE! | #VALUE! | #VALUE! | #VALUE! | #VALUE! | #VALUE! | LDNO HV: LV HH Metered | #VALUE! | #VALUE! | #VALUE! | #VALUE! | #VALUE! | #VALUE!
> LV Sub HH Metered | [6 empty] | > LV Sub HH Metered
LV Sub HH Metered | 0% | 0% | 0% | 0 | 0 | 0 | LV Sub HH Metered | 0.05869% | -0.01597% | -0.07462% | 33.4593 | -9.1042 | -42.5635
LDNO HV: LV Sub HH Metered | #VALUE! | #VALUE! | #VALUE! | #VALUE! | #VALUE! | #VALUE! | LDNO HV: LV Sub HH Metered | #VALUE! | #VALUE! | #VALUE! | #VALUE! | #VALUE! | #VALUE!
> HV HH Metered | [6 empty] | > HV HH Metered
HV HH Metered | 0% | 0% | 0% | 0 | 0 | 0 | HV HH Metered | -0.004346% | 0.04762% | 0.05197% | -2.628 | 28.7985 | 31.4265
LDNO HV: HV HH Metered | #VALUE! | #VALUE! | #VALUE! | #VALUE! | #VALUE! | #VALUE! | LDNO HV: HV HH Metered | #VALUE! | #VALUE! | #VALUE! | #VALUE! | #VALUE! | #VALUE!
> HV Sub HH Metered | [6 empty] | > HV Sub HH Metered
HV Sub HH Metered | #VALUE! | #VALUE! | #VALUE! | #VALUE! | #VALUE! | #VALUE! | HV Sub HH Metered | #VALUE! | #VALUE! | #VALUE! | #VALUE! | #VALUE! | #VALUE!
> NHH UMS | [6 empty] | > NHH UMS
NHH UMS | 0% | 0% | 0% | 0 | 0 | 0 | NHH UMS | 0% | -0.02307% | -0.02307% | 0 | -0.068443 | -0.068443
LDNO LV: NHH UMS | #VALUE! | #VALUE! | #VALUE! | #VALUE! | #VALUE! | #VALUE! | LDNO LV: NHH UMS | #VALUE! | #VALUE! | #VALUE! | #VALUE! | #VALUE! | #VALUE!
LDNO HV: NHH UMS | #VALUE! | #VALUE! | #VALUE! | #VALUE! | #VALUE! | #VALUE! | LDNO HV: NHH UMS | #VALUE! | #VALUE! | #VALUE! | #VALUE! | #VALUE! | #VALUE!
> LV UMS (Pseudo HH Metered) | [6 empty] | > LV UMS (Pseudo HH Metered)
LV UMS (Pseudo HH Metered) | 0% | 0% | 0% | 0 | 0 | 0 | LV UMS (Pseudo HH Metered) | 0% | -0.02372% | -0.02372% | 0 | -105.5086 | -105.5086
LDNO LV: LV UMS (Pseudo HH Metered) | #VALUE! | #VALUE! | #VALUE! | #VALUE! | #VALUE! | #VALUE! | LDNO LV: LV UMS (Pseudo HH Metered) | #VALUE! | #VALUE! | #VALUE! | #VALUE! | #VALUE! | #VALUE!
LDNO HV: LV UMS (Pseudo HH Metered) | #VALUE! | #VALUE! | #VALUE! | #VALUE! | #VALUE! | #VALUE! | LDNO HV: LV UMS (Pseudo HH Metered) | #VALUE! | #VALUE! | #VALUE! | #VALUE! | #VALUE! | #VALUE!
> LV Generation NHH | [6 empty] | > LV Generation NHH
LV Generation NHH | 0% | 0% | 0% | 0 | 0 | 0 | LV Generation NHH | 0% | 0% | 0% | 0 | 0 | 0
LDNO LV: LV Generation NHH | #VALUE! | #VALUE! | #VALUE! | #VALUE! | #VALUE! | #VALUE! | LDNO LV: LV Generation NHH | #VALUE! | #VALUE! | #VALUE! | #VALUE! | #VALUE! | #VALUE!
LDNO HV: LV Generation NHH | #VALUE! | #VALUE! | #VALUE! | #VALUE! | #VALUE! | #VALUE! | LDNO HV: LV Generation NHH | #VALUE! | #VALUE! | #VALUE! | #VALUE! | #VALUE! | #VALUE!
> LV Sub Generation NHH | [6 empty] | > LV Sub Generation NHH
LV Sub Generation NHH | #VALUE! | #VALUE! | #VALUE! | #VALUE! | #VALUE! | #VALUE! | LV Sub Generation NHH | #VALUE! | #VALUE! | #VALUE! | #VALUE! | #VALUE! | #VALUE!
LDNO HV: LV Sub Generation NHH | #VALUE! | #VALUE! | #VALUE! | #VALUE! | #VALUE! | #VALUE! | LDNO HV: LV Sub Generation NHH | #VALUE! | #VALUE! | #VALUE! | #VALUE! | #VALUE! | #VALUE!
> LV Generation Intermittent | [6 empty] | > LV Generation Intermittent
LV Generation Intermittent | 0% | 0% | 0% | 0 | 0 | 0 | LV Generation Intermittent | 0% | 0% | 0% | 0 | 0 | 0
LDNO LV: LV Generation Intermittent | #VALUE! | #VALUE! | #VALUE! | #VALUE! | #VALUE! | #VALUE! | LDNO LV: LV Generation Intermittent | #VALUE! | #VALUE! | #VALUE! | #VALUE! | #VALUE! | #VALUE!
LDNO HV: LV Generation Intermittent | #VALUE! | #VALUE! | #VALUE! | #VALUE! | #VALUE! | #VALUE! | LDNO HV: LV Generation Intermittent | #VALUE! | #VALUE! | #VALUE! | #VALUE! | #VALUE! | #VALUE!
> LV Generation Non-Intermittent | [6 empty] | > LV Generation Non-Intermittent
LV Generation Non-Intermittent | 0% | 0% | 0% | 0 | 0 | 0 | LV Generation Non-Intermittent | 0% | 0% | 0% | 0 | 0 | 0
LDNO LV: LV Generation Non-Intermittent | #VALUE! | #VALUE! | #VALUE! | #VALUE! | #VALUE! | #VALUE! | LDNO LV: LV Generation Non-Intermittent | #VALUE! | #VALUE! | #VALUE! | #VALUE! | #VALUE! | #VALUE!
LDNO HV: LV Generation Non-Intermittent | #VALUE! | #VALUE! | #VALUE! | #VALUE! | #VALUE! | #VALUE! | LDNO HV: LV Generation Non-Intermittent | #VALUE! | #VALUE! | #VALUE! | #VALUE! | #VALUE! | #VALUE!
> LV Sub Generation Intermittent | [6 empty] | > LV Sub Generation Intermittent
LV Sub Generation Intermittent | #VALUE! | #VALUE! | #VALUE! | #VALUE! | #VALUE! | #VALUE! | LV Sub Generation Intermittent | #VALUE! | #VALUE! | #VALUE! | #VALUE! | #VALUE! | #VALUE!
LDNO HV: LV Sub Generation Intermittent | #VALUE! | #VALUE! | #VALUE! | #VALUE! | #VALUE! | #VALUE! | LDNO HV: LV Sub Generation Intermittent | #VALUE! | #VALUE! | #VALUE! | #VALUE! | #VALUE! | #VALUE!
> LV Sub Generation Non-Intermittent | [6 empty] | > LV Sub Generation Non-Intermittent
LV Sub Generation Non-Intermittent | 0% | 0% | 0% | 0 | 0 | 0 | LV Sub Generation Non-Intermittent | 0% | 0% | 0% | 0 | 0 | 0
LDNO HV: LV Sub Generation Non-Intermittent | #VALUE! | #VALUE! | #VALUE! | #VALUE! | #VALUE! | #VALUE! | LDNO HV: LV Sub Generation Non-Intermittent | #VALUE! | #VALUE! | #VALUE! | #VALUE! | #VALUE! | #VALUE!
> HV Generation Intermittent | [6 empty] | > HV Generation Intermittent
HV Generation Intermittent | 0% | 0% | 0% | 0 | 0 | 0 | HV Generation Intermittent | 0.02605% | -0.2862% | -0.3122% | -3.2485 | 35.697 | 38.9455
LDNO HV: HV Generation Intermittent | #VALUE! | #VALUE! | #VALUE! | #VALUE! | #VALUE! | #VALUE! | LDNO HV: HV Generation Intermittent | #VALUE! | #VALUE! | #VALUE! | #VALUE! | #VALUE! | #VALUE!
> HV Generation Non-Intermittent | [6 empty] | > HV Generation Non-Intermittent
HV Generation Non-Intermittent | 0% | 0% | 0% | 0 | 0 | 0 | HV Generation Non-Intermittent | 0.007298% | -0.0802% | -0.08749% | -3.2485 | 35.697 | 38.9455
LDNO HV: HV Generation Non-Intermittent | #VALUE! | #VALUE! | #VALUE! | #VALUE! | #VALUE! | #VALUE! | LDNO HV: HV Generation Non-Intermittent | #VALUE! | #VALUE! | #VALUE! | #VALUE! | #VALUE! | #VALUE!
> HV Sub Generation Non-Intermittent | [6 empty] | > HV Sub Generation Non-Intermittent
HV Sub Generation Non-Intermittent | #VALUE! | #VALUE! | #VALUE! | #VALUE! | #VALUE! | #VALUE! | HV Sub Generation Non-Intermittent | #VALUE! | #VALUE! | #VALUE! | #VALUE! | #VALUE! | #VALUE!
> HV Sub Generation Intermittent | [6 empty] | > HV Sub Generation Intermittent
HV Sub Generation Intermittent | #VALUE! | #VALUE! | #VALUE! | #VALUE! | #VALUE! | #VALUE! | HV Sub Generation Intermittent | #VALUE! | #VALUE! | #VALUE! | #VALUE! | #VALUE! | #VALUE!

## HV SM - tariffs
Tariffs for Charging Year: Base Model
| Open LLFCs | PCs | Unit rate 1 p/kWh | Unit rate 2 p/kWh | Unit rate 3 p/kWh | Fixed charge p/MPAN/day | Capacity charge p/kVA/day | Reactive power charge p/kVArh | Closed LLFCs
Domestic Unrestricted | 100, 300, 120, 320, 105, 305, 125, 325, 106, 126 | 1 | 3.56 | 0 | 0 | 6.25 | 0 | 0
Domestic Two Rate | 101, 301, 121, 321, 127-128 | 2 | 4.12 | 2.139 | 0 | 6.25 | 0 | 0
Domestic Off Peak (related MPAN) | 102, 302, 122, 322 | 2 | 1.593 | 0 | 0 | 0 | 0 | 0 | 104, 304, 124, 324
Small Non Domestic Unrestricted | 150, 350, 170, 370, 177, 153, 353, 173, 373, 154, 354, 174, 374, 156, 356, 176, 376 | 3 | 2.972 | 0 | 0 | 9.72 | 0 | 0
Small Non Domestic Two Rate | 151, 351, 171, 371, 178 | 4 | 4.15 | 1.034 | 0 | 9.72 | 0 | 0
Small Non Domestic Off Peak (related MPAN) | 152, 352, 172, 372 | 4 | 1.431 | 0 | 0 | 0 | 0 | 0 | 155, 355, 175, 375
LV Medium Non-Domestic | 501 | 5-8 | 3.407 | 1.118 | 0 | 60.6 | 0 | 0 | 502
LV Sub Medium Non-Domestic | 504 | 5-8 | 2.041 | 0.675 | 0 | 7.62 | 0 | 0
HV Medium Non-Domestic |  | 5-8 | 1.943 | 0.507 | 0 | 569.36 | 0 | 0 | 601-602
LV HH Metered | 500 | 0 | 6.387 | 1.865 | 0.535 | 19.34 | 3.48 | 0.412
LV Sub HH Metered | 505 | 0 | 5.237 | 1.554 | 0.483 | 7.62 | 6.31 | 0.326
HV HH Metered | 600 | 0 | 3.695 | 1.115 | 0.372 | 185.62 | 9.22 | 0.233
HV Sub HH Metered | 605 | 0 | 2.959 | 0.905 | 0.319 | 312.09 | 6.16 | 0.206
NHH UMS | 800-803 | 1&8 | 4.335 | 0 | 0 | 0 | 0 | 0
LV UMS (Pseudo HH Metered) | 804 | 0 | 17.176 | 5.478 | 2.02 | 0 | 0 | 0
LV Generation NHH | 951 | 8 | -0.916 | 0 | 0 | 0 | 0 | 0
LV Sub Generation NHH | 952 | 8 | -0.816 | 0 | 0 | 0 | 0 | 0
LV Generation Intermittent | 1, 909 | 0 | -0.916 | 0 | 0 | 0 | 0 | 0.195
LV Generation Non-Intermittent | 2 | 0 | -3.065 | -0.845 | -0.171 | 0 | 0 | 0.195
LV Sub Generation Intermittent | 3 | 0 | -0.816 | 0 | 0 | 0 | 0 | 0.17
LV Sub Generation Non-Intermittent | 4 | 0 | -2.728 | -0.753 | -0.154 | 0 | 0 | 0.17
HV Generation Intermittent | 5, 910 | 0 | -0.422 | 0 | 0 | 229.88 | 0 | 0.154
HV Generation Non-Intermittent | 6 | 0 | -1.393 | -0.389 | -0.086 | 229.88 | 0 | 0.154
HV Sub Generation Non-Intermittent | 8, 520, 522-524, 528 | 0 | -0.797 | -0.227 | -0.056 | 229.88 | 0 | 0.047
HV Sub Generation Intermittent | 7, 521, 525-527 | 0 | -0.246 | 0 | 0 | 229.88 | 0 | 0.047
LDNO LV: Domestic Unrestricted | 100 | 1 | 2.638 | 0 | 0 | 4.6312 | 0 | 0
LDNO LV: Domestic Two Rate | 101 | 2 | 3.0529 | 1.585 | 0 | 4.6312 | 0 | 0
LDNO LV: Domestic Off Peak (related MPAN) | 102, 122 | 2 | 1.1804 | 0 | 0 | 0 | 0 | 0
LDNO LV: Small Non Domestic Unrestricted | 150 | 3 | 2.2023 | 0 | 0 | 7.2025 | 0 | 0
LDNO LV: Small Non Domestic Two Rate | 151 | 4 | 3.0752 | 0.76619 | 0 | 7.2025 | 0 | 0
LDNO LV: Small Non Domestic Off Peak (related MPAN) | 152, 172 | 4 | 1.0604 | 0 | 0 | 0 | 0 | 0
LDNO LV: LV Medium Non-Domestic | 501 | 5-8 | 2.5246 | 0.82844 | 0 | 44.9046 | 0 | 0
LDNO LV: LV HH Metered | 500 | 0 | 4.7328 | 1.382 | 0.39644 | 14.3309 | 2.5787 | 0.30529
LDNO LV: NHH UMS | 800 | 1&8 | 3.2122 | 0 | 0 | 0 | 0 | 0
LDNO LV: LV UMS (Pseudo HH Metered) | 804 | 0 | 12.7274 | 4.0592 | 1.4968 | 0 | 0 | 0
LDNO LV: LV Generation NHH | 951 | 8 | -0.916 | 0 | 0 | 0 | 0 | 0
LDNO LV: LV Generation Intermittent | 1 | 0 | -0.916 | 0 | 0 | 0 | 0 | 0.195
LDNO LV: LV Generation Non-Intermittent | 2 | 0 | -3.065 | -0.845 | -0.171 | 0 | 0 | 0.195
LDNO HV: Domestic Unrestricted | 100 | 1 | 1.4988 | 0 | 0 | 2.6313 | 0 | 0
LDNO HV: Domestic Two Rate | 101 | 2 | 1.7345 | 0.90052 | 0 | 2.6313 | 0 | 0
LDNO HV: Domestic Off Peak (related MPAN) | 102, 122 | 2 | 0.67065 | 0 | 0 | 0 | 0 | 0
LDNO HV: Small Non Domestic Unrestricted | 150 | 3 | 1.2512 | 0 | 0 | 4.0921 | 0 | 0
LDNO HV: Small Non Domestic Two Rate | 151 | 4 | 1.7472 | 0.43531 | 0 | 4.0921 | 0 | 0
LDNO HV: Small Non Domestic Off Peak (related MPAN) | 152, 172 | 4 | 0.60245 | 0 | 0 | 0 | 0 | 0
LDNO HV: LV Medium Non-Domestic | 501 | 5-8 | 1.4343 | 0.47068 | 0 | 25.5126 | 0 | 0
LDNO HV: LV HH Metered | 500 | 0 | 2.6889 | 0.78517 | 0.22524 | 8.1421 | 1.4651 | 0.17345
LDNO HV: LV Sub HH Metered | 505 | 0 | 3.0008 | 0.89044 | 0.27676 | 4.3663 | 3.6156 | 0.1868
LDNO HV: HV HH Metered | 600 | 0 | 2.3094 | 0.69688 | 0.2325 | 116.0125 | 5.7625 | 0.14563
LDNO HV: NHH UMS | 800 | 1&8 | 1.825 | 0 | 0 | 0 | 0 | 0
LDNO HV: LV UMS (Pseudo HH Metered) | 804 | 0 | 7.2311 | 2.3062 | 0.85042 | 0 | 0 | 0
LDNO HV: LV Generation NHH | 951 | 8 | -0.916 | 0 | 0 | 0 | 0 | 0
LDNO HV: LV Sub Generation NHH | 952 | 8 | -0.816 | 0 | 0 | 0 | 0 | 0
LDNO HV: LV Generation Intermittent | 1 | 0 | -0.916 | 0 | 0 | 0 | 0 | 0.195
LDNO HV: LV Generation Non-Intermittent | 2 | 0 | -3.065 | -0.845 | -0.171 | 0 | 0 | 0.195
LDNO HV: LV Sub Generation Intermittent | 3 | 0 | -0.816 | 0 | 0 | 0 | 0 | 0.17
LDNO HV: LV Sub Generation Non-Intermittent | 4 | 0 | -2.728 | -0.753 | -0.154 | 0 | 0 | 0.17
LDNO HV: HV Generation Intermittent | 5 | 0 | -0.422 | 0 | 0 | 0 | 0 | 0.154
LDNO HV: HV Generation Non-Intermittent | 6 | 0 | -1.393 | -0.389 | -0.086 | 0 | 0 | 0.154
Tariffs for Charging Year: Scenario 1
| Open LLFCs | PCs | Unit rate 1 p/kWh | Unit rate 2 p/kWh | Unit rate 3 p/kWh | Fixed charge p/MPAN/day | Capacity charge p/kVA/day | Reactive power charge p/kVArh | Closed LLFCs
Domestic Unrestricted | 100, 300, 120, 320, 105, 305, 125, 325, 106, 126 | 1 | 3.56 | 0 | 0 | 6.25 | 0 | 0
Domestic Two Rate | 101, 301, 121, 321, 127-128 | 2 | 4.12 | 2.139 | 0 | 6.25 | 0 | 0
Domestic Off Peak (related MPAN) | 102, 302, 122, 322 | 2 | 1.593 | 0 | 0 | 0 | 0 | 0 | 104, 304, 124, 324
Small Non Domestic Unrestricted | 150, 350, 170, 370, 177, 153, 353, 173, 373, 154, 354, 174, 374, 156, 356, 176, 376 | 3 | 2.972 | 0 | 0 | 9.72 | 0 | 0
Small Non Domestic Two Rate | 151, 351, 171, 371, 178 | 4 | 4.15 | 1.034 | 0 | 9.72 | 0 | 0
Small Non Domestic Off Peak (related MPAN) | 152, 352, 172, 372 | 4 | 1.431 | 0 | 0 | 0 | 0 | 0 | 155, 355, 175, 375
LV Medium Non-Domestic | 501 | 5-8 | 3.407 | 1.118 | 0 | 60.6 | 0 | 0 | 502
LV Sub Medium Non-Domestic | 504 | 5-8 | 2.041 | 0.675 | 0 | 7.62 | 0 | 0
HV Medium Non-Domestic |  | 5-8 | 1.943 | 0.507 | 0 | 569.36 | 0 | 0 | 601-602
LV HH Metered | 500 | 0 | 6.387 | 1.865 | 0.535 | 19.34 | 3.48 | 0.412
LV Sub HH Metered | 505 | 0 | 5.237 | 1.554 | 0.483 | 7.62 | 6.31 | 0.326
HV HH Metered | 600 | 0 | 3.695 | 1.115 | 0.372 | 185.62 | 9.22 | 0.233
HV Sub HH Metered | 605 | 0 | 2.959 | 0.905 | 0.319 | 312.09 | 6.16 | 0.206
NHH UMS | 800-803 | 1&8 | 4.335 | 0 | 0 | 0 | 0 | 0
LV UMS (Pseudo HH Metered) | 804 | 0 | 17.176 | 5.478 | 2.02 | 0 | 0 | 0
LV Generation NHH | 951 | 8 | -0.916 | 0 | 0 | 0 | 0 | 0
LV Sub Generation NHH | 952 | 8 | -0.816 | 0 | 0 | 0 | 0 | 0
LV Generation Intermittent | 1, 909 | 0 | -0.916 | 0 | 0 | 0 | 0 | 0.195
LV Generation Non-Intermittent | 2 | 0 | -3.065 | -0.845 | -0.171 | 0 | 0 | 0.195
LV Sub Generation Intermittent | 3 | 0 | -0.816 | 0 | 0 | 0 | 0 | 0.17
LV Sub Generation Non-Intermittent | 4 | 0 | -2.728 | -0.753 | -0.154 | 0 | 0 | 0.17
HV Generation Intermittent | 5, 910 | 0 | -0.422 | 0 | 0 | 229.88 | 0 | 0.154
HV Generation Non-Intermittent | 6 | 0 | -1.393 | -0.389 | -0.086 | 229.88 | 0 | 0.154
HV Sub Generation Non-Intermittent | 8, 520, 522-524, 528 | 0 | -0.797 | -0.227 | -0.056 | 229.88 | 0 | 0.047
HV Sub Generation Intermittent | 7, 521, 525-527 | 0 | -0.246 | 0 | 0 | 229.88 | 0 | 0.047
LDNO LV: Domestic Unrestricted | 100 | 1 | 2.638 | 0 | 0 | 4.6312 | 0 | 0
LDNO LV: Domestic Two Rate | 101 | 2 | 3.0529 | 1.585 | 0 | 4.6312 | 0 | 0
LDNO LV: Domestic Off Peak (related MPAN) | 102, 122 | 2 | 1.1804 | 0 | 0 | 0 | 0 | 0
LDNO LV: Small Non Domestic Unrestricted | 150 | 3 | 2.2023 | 0 | 0 | 7.2025 | 0 | 0
LDNO LV: Small Non Domestic Two Rate | 151 | 4 | 3.0752 | 0.76619 | 0 | 7.2025 | 0 | 0
LDNO LV: Small Non Domestic Off Peak (related MPAN) | 152, 172 | 4 | 1.0604 | 0 | 0 | 0 | 0 | 0
LDNO LV: LV Medium Non-Domestic | 501 | 5-8 | 2.5246 | 0.82844 | 0 | 44.9046 | 0 | 0
LDNO LV: LV HH Metered | 500 | 0 | 4.7328 | 1.382 | 0.39644 | 14.3309 | 2.5787 | 0.30529
LDNO LV: NHH UMS | 800 | 1&8 | 3.2122 | 0 | 0 | 0 | 0 | 0
LDNO LV: LV UMS (Pseudo HH Metered) | 804 | 0 | 12.7274 | 4.0592 | 1.4968 | 0 | 0 | 0
LDNO LV: LV Generation NHH | 951 | 8 | -0.916 | 0 | 0 | 0 | 0 | 0
LDNO LV: LV Generation Intermittent | 1 | 0 | -0.916 | 0 | 0 | 0 | 0 | 0.195
LDNO LV: LV Generation Non-Intermittent | 2 | 0 | -3.065 | -0.845 | -0.171 | 0 | 0 | 0.195
LDNO HV: Domestic Unrestricted | 100 | 1 | 1.4988 | 0 | 0 | 2.6313 | 0 | 0
LDNO HV: Domestic Two Rate | 101 | 2 | 1.7345 | 0.90052 | 0 | 2.6313 | 0 | 0
LDNO HV: Domestic Off Peak (related MPAN) | 102, 122 | 2 | 0.67065 | 0 | 0 | 0 | 0 | 0
LDNO HV: Small Non Domestic Unrestricted | 150 | 3 | 1.2512 | 0 | 0 | 4.0921 | 0 | 0
LDNO HV: Small Non Domestic Two Rate | 151 | 4 | 1.7472 | 0.43531 | 0 | 4.0921 | 0 | 0
LDNO HV: Small Non Domestic Off Peak (related MPAN) | 152, 172 | 4 | 0.60245 | 0 | 0 | 0 | 0 | 0
LDNO HV: LV Medium Non-Domestic | 501 | 5-8 | 1.4343 | 0.47068 | 0 | 25.5126 | 0 | 0
LDNO HV: LV HH Metered | 500 | 0 | 2.6889 | 0.78517 | 0.22524 | 8.1421 | 1.4651 | 0.17345
LDNO HV: LV Sub HH Metered | 505 | 0 | 3.0008 | 0.89044 | 0.27676 | 4.3663 | 3.6156 | 0.1868
LDNO HV: HV HH Metered | 600 | 0 | 2.3094 | 0.69688 | 0.2325 | 116.0125 | 5.7625 | 0.14563
LDNO HV: NHH UMS | 800 | 1&8 | 1.825 | 0 | 0 | 0 | 0 | 0
LDNO HV: LV UMS (Pseudo HH Metered) | 804 | 0 | 7.2311 | 2.3062 | 0.85042 | 0 | 0 | 0
LDNO HV: LV Generation NHH | 951 | 8 | -0.916 | 0 | 0 | 0 | 0 | 0
LDNO HV: LV Sub Generation NHH | 952 | 8 | -0.816 | 0 | 0 | 0 | 0 | 0
LDNO HV: LV Generation Intermittent | 1 | 0 | -0.916 | 0 | 0 | 0 | 0 | 0.195
LDNO HV: LV Generation Non-Intermittent | 2 | 0 | -3.065 | -0.845 | -0.171 | 0 | 0 | 0.195
LDNO HV: LV Sub Generation Intermittent | 3 | 0 | -0.816 | 0 | 0 | 0 | 0 | 0.17
LDNO HV: LV Sub Generation Non-Intermittent | 4 | 0 | -2.728 | -0.753 | -0.154 | 0 | 0 | 0.17
LDNO HV: HV Generation Intermittent | 5 | 0 | -0.422 | 0 | 0 | 0 | 0 | 0.154
LDNO HV: HV Generation Non-Intermittent | 6 | 0 | -1.393 | -0.389 | -0.086 | 0 | 0 | 0.154
Tariffs for Charging Year: Scenario 2
| Open LLFCs | PCs | Unit rate 1 p/kWh | Unit rate 2 p/kWh | Unit rate 3 p/kWh | Fixed charge p/MPAN/day | Capacity charge p/kVA/day | Reactive power charge p/kVArh | Closed LLFCs
Domestic Unrestricted | 100, 300, 120, 320, 105, 305, 125, 325, 106, 126 | 1 | 3.56 | 0 | 0 | 6.25 | 0 | 0
Domestic Two Rate | 101, 301, 121, 321, 127-128 | 2 | 4.12 | 2.139 | 0 | 6.25 | 0 | 0
Domestic Off Peak (related MPAN) | 102, 302, 122, 322 | 2 | 1.593 | 0 | 0 | 0 | 0 | 0 | 104, 304, 124, 324
Small Non Domestic Unrestricted | 150, 350, 170, 370, 177, 153, 353, 173, 373, 154, 354, 174, 374, 156, 356, 176, 376 | 3 | 2.972 | 0 | 0 | 9.72 | 0 | 0
Small Non Domestic Two Rate | 151, 351, 171, 371, 178 | 4 | 4.15 | 1.034 | 0 | 9.72 | 0 | 0
Small Non Domestic Off Peak (related MPAN) | 152, 352, 172, 372 | 4 | 1.431 | 0 | 0 | 0 | 0 | 0 | 155, 355, 175, 375
LV Medium Non-Domestic | 501 | 5-8 | 3.407 | 1.118 | 0 | 60.6 | 0 | 0 | 502
LV Sub Medium Non-Domestic | 504 | 5-8 | 2.041 | 0.675 | 0 | 7.62 | 0 | 0
HV Medium Non-Domestic |  | 5-8 | 1.943 | 0.507 | 0 | 569.36 | 0 | 0 | 601-602
LV HH Metered | 500 | 0 | 6.387 | 1.865 | 0.535 | 19.34 | 3.48 | 0.412
LV Sub HH Metered | 505 | 0 | 5.237 | 1.554 | 0.483 | 7.62 | 6.31 | 0.326
HV HH Metered | 600 | 0 | 3.695 | 1.115 | 0.372 | 185.62 | 9.22 | 0.233
HV Sub HH Metered | 605 | 0 | 2.959 | 0.905 | 0.319 | 312.09 | 6.16 | 0.206
NHH UMS | 800-803 | 1&8 | 4.335 | 0 | 0 | 0 | 0 | 0
LV UMS (Pseudo HH Metered) | 804 | 0 | 17.176 | 5.478 | 2.02 | 0 | 0 | 0
LV Generation NHH | 951 | 8 | -0.916 | 0 | 0 | 0 | 0 | 0
LV Sub Generation NHH | 952 | 8 | -0.816 | 0 | 0 | 0 | 0 | 0
LV Generation Intermittent | 1, 909 | 0 | -0.916 | 0 | 0 | 0 | 0 | 0.195
LV Generation Non-Intermittent | 2 | 0 | -3.065 | -0.845 | -0.171 | 0 | 0 | 0.195
LV Sub Generation Intermittent | 3 | 0 | -0.816 | 0 | 0 | 0 | 0 | 0.17
LV Sub Generation Non-Intermittent | 4 | 0 | -2.728 | -0.753 | -0.154 | 0 | 0 | 0.17
HV Generation Intermittent | 5, 910 | 0 | -0.422 | 0 | 0 | 229.88 | 0 | 0.154
HV Generation Non-Intermittent | 6 | 0 | -1.393 | -0.389 | -0.086 | 229.88 | 0 | 0.154
HV Sub Generation Non-Intermittent | 8, 520, 522-524, 528 | 0 | -0.797 | -0.227 | -0.056 | 229.88 | 0 | 0.047
HV Sub Generation Intermittent | 7, 521, 525-527 | 0 | -0.246 | 0 | 0 | 229.88 | 0 | 0.047
LDNO LV: Domestic Unrestricted | 100 | 1 | 2.638 | 0 | 0 | 4.6312 | 0 | 0
LDNO LV: Domestic Two Rate | 101 | 2 | 3.0529 | 1.585 | 0 | 4.6312 | 0 | 0
LDNO LV: Domestic Off Peak (related MPAN) | 102, 122 | 2 | 1.1804 | 0 | 0 | 0 | 0 | 0
LDNO LV: Small Non Domestic Unrestricted | 150 | 3 | 2.2023 | 0 | 0 | 7.2025 | 0 | 0
LDNO LV: Small Non Domestic Two Rate | 151 | 4 | 3.0752 | 0.76619 | 0 | 7.2025 | 0 | 0
LDNO LV: Small Non Domestic Off Peak (related MPAN) | 152, 172 | 4 | 1.0604 | 0 | 0 | 0 | 0 | 0
LDNO LV: LV Medium Non-Domestic | 501 | 5-8 | 2.5246 | 0.82844 | 0 | 44.9046 | 0 | 0
LDNO LV: LV HH Metered | 500 | 0 | 4.7328 | 1.382 | 0.39644 | 14.3309 | 2.5787 | 0.30529
LDNO LV: NHH UMS | 800 | 1&8 | 3.2122 | 0 | 0 | 0 | 0 | 0
LDNO LV: LV UMS (Pseudo HH Metered) | 804 | 0 | 12.7274 | 4.0592 | 1.4968 | 0 | 0 | 0
LDNO LV: LV Generation NHH | 951 | 8 | -0.916 | 0 | 0 | 0 | 0 | 0
LDNO LV: LV Generation Intermittent | 1 | 0 | -0.916 | 0 | 0 | 0 | 0 | 0.195
LDNO LV: LV Generation Non-Intermittent | 2 | 0 | -3.065 | -0.845 | -0.171 | 0 | 0 | 0.195
LDNO HV: Domestic Unrestricted | 100 | 1 | 1.4988 | 0 | 0 | 2.6313 | 0 | 0
LDNO HV: Domestic Two Rate | 101 | 2 | 1.7345 | 0.90052 | 0 | 2.6313 | 0 | 0
LDNO HV: Domestic Off Peak (related MPAN) | 102, 122 | 2 | 0.67065 | 0 | 0 | 0 | 0 | 0
LDNO HV: Small Non Domestic Unrestricted | 150 | 3 | 1.2512 | 0 | 0 | 4.0921 | 0 | 0
LDNO HV: Small Non Domestic Two Rate | 151 | 4 | 1.7472 | 0.43531 | 0 | 4.0921 | 0 | 0
LDNO HV: Small Non Domestic Off Peak (related MPAN) | 152, 172 | 4 | 0.60245 | 0 | 0 | 0 | 0 | 0
LDNO HV: LV Medium Non-Domestic | 501 | 5-8 | 1.4343 | 0.47068 | 0 | 25.5126 | 0 | 0
LDNO HV: LV HH Metered | 500 | 0 | 2.6889 | 0.78517 | 0.22524 | 8.1421 | 1.4651 | 0.17345
LDNO HV: LV Sub HH Metered | 505 | 0 | 3.0008 | 0.89044 | 0.27676 | 4.3663 | 3.6156 | 0.1868
LDNO HV: HV HH Metered | 600 | 0 | 2.3094 | 0.69688 | 0.2325 | 116.0125 | 5.7625 | 0.14563
LDNO HV: NHH UMS | 800 | 1&8 | 1.825 | 0 | 0 | 0 | 0 | 0
LDNO HV: LV UMS (Pseudo HH Metered) | 804 | 0 | 7.2311 | 2.3062 | 0.85042 | 0 | 0 | 0
LDNO HV: LV Generation NHH | 951 | 8 | -0.916 | 0 | 0 | 0 | 0 | 0
LDNO HV: LV Sub Generation NHH | 952 | 8 | -0.816 | 0 | 0 | 0 | 0 | 0
LDNO HV: LV Generation Intermittent | 1 | 0 | -0.916 | 0 | 0 | 0 | 0 | 0.195
LDNO HV: LV Generation Non-Intermittent | 2 | 0 | -3.065 | -0.845 | -0.171 | 0 | 0 | 0.195
LDNO HV: LV Sub Generation Intermittent | 3 | 0 | -0.816 | 0 | 0 | 0 | 0 | 0.17
LDNO HV: LV Sub Generation Non-Intermittent | 4 | 0 | -2.728 | -0.753 | -0.154 | 0 | 0 | 0.17
LDNO HV: HV Generation Intermittent | 5 | 0 | -0.422 | 0 | 0 | 0 | 0 | 0.154
LDNO HV: HV Generation Non-Intermittent | 6 | 0 | -1.393 | -0.389 | -0.086 | 0 | 0 | 0.154
Tariffs for Charging Year: Scenario 3
| Open LLFCs | PCs | Unit rate 1 p/kWh | Unit rate 2 p/kWh | Unit rate 3 p/kWh | Fixed charge p/MPAN/day | Capacity charge p/kVA/day | Reactive power charge p/kVArh | Closed LLFCs
Domestic Unrestricted | 100, 300, 120, 320, 105, 305, 125, 325, 106, 126 | 1 | 3.56 | 0 | 0 | 6.25 | 0 | 0
Domestic Two Rate | 101, 301, 121, 321, 127-128 | 2 | 4.12 | 2.139 | 0 | 6.25 | 0 | 0
Domestic Off Peak (related MPAN) | 102, 302, 122, 322 | 2 | 1.593 | 0 | 0 | 0 | 0 | 0 | 104, 304, 124, 324
Small Non Domestic Unrestricted | 150, 350, 170, 370, 177, 153, 353, 173, 373, 154, 354, 174, 374, 156, 356, 176, 376 | 3 | 2.973 | 0 | 0 | 9.72 | 0 | 0
Small Non Domestic Two Rate | 151, 351, 171, 371, 178 | 4 | 4.15 | 1.034 | 0 | 9.72 | 0 | 0
Small Non Domestic Off Peak (related MPAN) | 152, 352, 172, 372 | 4 | 1.431 | 0 | 0 | 0 | 0 | 0 | 155, 355, 175, 375
LV Medium Non-Domestic | 501 | 5-8 | 3.407 | 1.118 | 0 | 60.6 | 0 | 0 | 502
LV Sub Medium Non-Domestic | 504 | 5-8 | 2.041 | 0.675 | 0 | 7.62 | 0 | 0
HV Medium Non-Domestic |  | 5-8 | 1.943 | 0.507 | 0 | 568.64 | 0 | 0 | 601-602
LV HH Metered | 500 | 0 | 6.387 | 1.865 | 0.535 | 19.34 | 3.48 | 0.412
LV Sub HH Metered | 505 | 0 | 5.237 | 1.554 | 0.483 | 7.62 | 6.32 | 0.326
HV HH Metered | 600 | 0 | 3.695 | 1.115 | 0.372 | 184.9 | 9.22 | 0.233
HV Sub HH Metered | 605 | 0 | 2.959 | 0.905 | 0.319 | 310.88 | 6.16 | 0.206
NHH UMS | 800-803 | 1&8 | 4.335 | 0 | 0 | 0 | 0 | 0
LV UMS (Pseudo HH Metered) | 804 | 0 | 17.176 | 5.478 | 2.02 | 0 | 0 | 0
LV Generation NHH | 951 | 8 | -0.916 | 0 | 0 | 0 | 0 | 0
LV Sub Generation NHH | 952 | 8 | -0.816 | 0 | 0 | 0 | 0 | 0
LV Generation Intermittent | 1, 909 | 0 | -0.916 | 0 | 0 | 0 | 0 | 0.195
LV Generation Non-Intermittent | 2 | 0 | -3.065 | -0.845 | -0.171 | 0 | 0 | 0.195
LV Sub Generation Intermittent | 3 | 0 | -0.816 | 0 | 0 | 0 | 0 | 0.17
LV Sub Generation Non-Intermittent | 4 | 0 | -2.728 | -0.753 | -0.154 | 0 | 0 | 0.17
HV Generation Intermittent | 5, 910 | 0 | -0.422 | 0 | 0 | 228.99 | 0 | 0.154
HV Generation Non-Intermittent | 6 | 0 | -1.393 | -0.389 | -0.086 | 228.99 | 0 | 0.154
HV Sub Generation Non-Intermittent | 8, 520, 522-524, 528 | 0 | -0.797 | -0.227 | -0.056 | 228.99 | 0 | 0.047
HV Sub Generation Intermittent | 7, 521, 525-527 | 0 | -0.246 | 0 | 0 | 228.99 | 0 | 0.047
LDNO LV: Domestic Unrestricted | 100 | 1 | 2.638 | 0 | 0 | 4.6312 | 0 | 0
LDNO LV: Domestic Two Rate | 101 | 2 | 3.0529 | 1.585 | 0 | 4.6312 | 0 | 0
LDNO LV: Domestic Off Peak (related MPAN) | 102, 122 | 2 | 1.1804 | 0 | 0 | 0 | 0 | 0
LDNO LV: Small Non Domestic Unrestricted | 150 | 3 | 2.203 | 0 | 0 | 7.2025 | 0 | 0
LDNO LV: Small Non Domestic Two Rate | 151 | 4 | 3.0752 | 0.76619 | 0 | 7.2025 | 0 | 0
LDNO LV: Small Non Domestic Off Peak (related MPAN) | 152, 172 | 4 | 1.0604 | 0 | 0 | 0 | 0 | 0
LDNO LV: LV Medium Non-Domestic | 501 | 5-8 | 2.5246 | 0.82844 | 0 | 44.9046 | 0 | 0
LDNO LV: LV HH Metered | 500 | 0 | 4.7328 | 1.382 | 0.39644 | 14.3309 | 2.5787 | 0.30529
LDNO LV: NHH UMS | 800 | 1&8 | 3.2122 | 0 | 0 | 0 | 0 | 0
LDNO LV: LV UMS (Pseudo HH Metered) | 804 | 0 | 12.7274 | 4.0592 | 1.4968 | 0 | 0 | 0
LDNO LV: LV Generation NHH | 951 | 8 | -0.916 | 0 | 0 | 0 | 0 | 0
LDNO LV: LV Generation Intermittent | 1 | 0 | -0.916 | 0 | 0 | 0 | 0 | 0.195
LDNO LV: LV Generation Non-Intermittent | 2 | 0 | -3.065 | -0.845 | -0.171 | 0 | 0 | 0.195
LDNO HV: Domestic Unrestricted | 100 | 1 | 1.4988 | 0 | 0 | 2.6313 | 0 | 0
LDNO HV: Domestic Two Rate | 101 | 2 | 1.7345 | 0.90052 | 0 | 2.6313 | 0 | 0
LDNO HV: Domestic Off Peak (related MPAN) | 102, 122 | 2 | 0.67065 | 0 | 0 | 0 | 0 | 0
LDNO HV: Small Non Domestic Unrestricted | 150 | 3 | 1.2516 | 0 | 0 | 4.0921 | 0 | 0
LDNO HV: Small Non Domestic Two Rate | 151 | 4 | 1.7472 | 0.43531 | 0 | 4.0921 | 0 | 0
LDNO HV: Small Non Domestic Off Peak (related MPAN) | 152, 172 | 4 | 0.60245 | 0 | 0 | 0 | 0 | 0
LDNO HV: LV Medium Non-Domestic | 501 | 5-8 | 1.4343 | 0.47068 | 0 | 25.5126 | 0 | 0
LDNO HV: LV HH Metered | 500 | 0 | 2.6889 | 0.78517 | 0.22524 | 8.1421 | 1.4651 | 0.17345
LDNO HV: LV Sub HH Metered | 505 | 0 | 3.0008 | 0.89044 | 0.27676 | 4.3663 | 3.6214 | 0.1868
LDNO HV: HV HH Metered | 600 | 0 | 2.3094 | 0.69688 | 0.2325 | 115.5625 | 5.7625 | 0.14563
LDNO HV: NHH UMS | 800 | 1&8 | 1.825 | 0 | 0 | 0 | 0 | 0
LDNO HV: LV UMS (Pseudo HH Metered) | 804 | 0 | 7.2311 | 2.3062 | 0.85042 | 0 | 0 | 0
LDNO HV: LV Generation NHH | 951 | 8 | -0.916 | 0 | 0 | 0 | 0 | 0
LDNO HV: LV Sub Generation NHH | 952 | 8 | -0.816 | 0 | 0 | 0 | 0 | 0
LDNO HV: LV Generation Intermittent | 1 | 0 | -0.916 | 0 | 0 | 0 | 0 | 0.195
LDNO HV: LV Generation Non-Intermittent | 2 | 0 | -3.065 | -0.845 | -0.171 | 0 | 0 | 0.195
LDNO HV: LV Sub Generation Intermittent | 3 | 0 | -0.816 | 0 | 0 | 0 | 0 | 0.17
LDNO HV: LV Sub Generation Non-Intermittent | 4 | 0 | -2.728 | -0.753 | -0.154 | 0 | 0 | 0.17
LDNO HV: HV Generation Intermittent | 5 | 0 | -0.422 | 0 | 0 | 0 | 0 | 0.154
LDNO HV: HV Generation Non-Intermittent | 6 | 0 | -1.393 | -0.389 | -0.086 | 0 | 0 | 0.154
Tariffs for Charging Year: Scenario 4
| Open LLFCs | PCs | Unit rate 1 p/kWh | Unit rate 2 p/kWh | Unit rate 3 p/kWh | Fixed charge p/MPAN/day | Capacity charge p/kVA/day | Reactive power charge p/kVArh | Closed LLFCs
Domestic Unrestricted | 100, 300, 120, 320, 105, 305, 125, 325, 106, 126 | 1 | 3.56 | 0 | 0 | 6.25 | 0 | 0
Domestic Two Rate | 101, 301, 121, 321, 127-128 | 2 | 4.12 | 2.139 | 0 | 6.25 | 0 | 0
Domestic Off Peak (related MPAN) | 102, 302, 122, 322 | 2 | 1.593 | 0 | 0 | 0 | 0 | 0 | 104, 304, 124, 324
Small Non Domestic Unrestricted | 150, 350, 170, 370, 177, 153, 353, 173, 373, 154, 354, 174, 374, 156, 356, 176, 376 | 3 | 2.972 | 0 | 0 | 9.72 | 0 | 0
Small Non Domestic Two Rate | 151, 351, 171, 371, 178 | 4 | 4.149 | 1.034 | 0 | 9.72 | 0 | 0
Small Non Domestic Off Peak (related MPAN) | 152, 352, 172, 372 | 4 | 1.43 | 0 | 0 | 0 | 0 | 0 | 155, 355, 175, 375
LV Medium Non-Domestic | 501 | 5-8 | 3.407 | 1.118 | 0 | 60.58 | 0 | 0 | 502
LV Sub Medium Non-Domestic | 504 | 5-8 | 2.041 | 0.675 | 0 | 7.62 | 0 | 0
HV Medium Non-Domestic |  | 5-8 | 1.943 | 0.507 | 0 | 577.19 | 0 | 0 | 601-602
LV HH Metered | 500 | 0 | 6.387 | 1.865 | 0.535 | 19.34 | 3.48 | 0.412
LV Sub HH Metered | 505 | 0 | 5.237 | 1.554 | 0.482 | 7.62 | 6.31 | 0.326
HV HH Metered | 600 | 0 | 3.695 | 1.115 | 0.372 | 193.51 | 9.22 | 0.233
HV Sub HH Metered | 605 | 0 | 2.959 | 0.905 | 0.319 | 325.35 | 6.15 | 0.206
NHH UMS | 800-803 | 1&8 | 4.334 | 0 | 0 | 0 | 0 | 0
LV UMS (Pseudo HH Metered) | 804 | 0 | 17.174 | 5.478 | 2.019 | 0 | 0 | 0
LV Generation NHH | 951 | 8 | -0.916 | 0 | 0 | 0 | 0 | 0
LV Sub Generation NHH | 952 | 8 | -0.816 | 0 | 0 | 0 | 0 | 0
LV Generation Intermittent | 1, 909 | 0 | -0.916 | 0 | 0 | 0 | 0 | 0.195
LV Generation Non-Intermittent | 2 | 0 | -3.065 | -0.845 | -0.171 | 0 | 0 | 0.195
LV Sub Generation Intermittent | 3 | 0 | -0.816 | 0 | 0 | 0 | 0 | 0.17
LV Sub Generation Non-Intermittent | 4 | 0 | -2.728 | -0.753 | -0.154 | 0 | 0 | 0.17
HV Generation Intermittent | 5, 910 | 0 | -0.422 | 0 | 0 | 239.66 | 0 | 0.154
HV Generation Non-Intermittent | 6 | 0 | -1.393 | -0.389 | -0.086 | 239.66 | 0 | 0.154
HV Sub Generation Non-Intermittent | 8, 520, 522-524, 528 | 0 | -0.797 | -0.227 | -0.056 | 239.66 | 0 | 0.047
HV Sub Generation Intermittent | 7, 521, 525-527 | 0 | -0.246 | 0 | 0 | 239.66 | 0 | 0.047
LDNO LV: Domestic Unrestricted | 100 | 1 | 2.638 | 0 | 0 | 4.6312 | 0 | 0
LDNO LV: Domestic Two Rate | 101 | 2 | 3.0529 | 1.585 | 0 | 4.6312 | 0 | 0
LDNO LV: Domestic Off Peak (related MPAN) | 102, 122 | 2 | 1.1804 | 0 | 0 | 0 | 0 | 0
LDNO LV: Small Non Domestic Unrestricted | 150 | 3 | 2.2023 | 0 | 0 | 7.2025 | 0 | 0
LDNO LV: Small Non Domestic Two Rate | 151 | 4 | 3.0744 | 0.76619 | 0 | 7.2025 | 0 | 0
LDNO LV: Small Non Domestic Off Peak (related MPAN) | 152, 172 | 4 | 1.0596 | 0 | 0 | 0 | 0 | 0
LDNO LV: LV Medium Non-Domestic | 501 | 5-8 | 2.5246 | 0.82844 | 0 | 44.8898 | 0 | 0
LDNO LV: LV HH Metered | 500 | 0 | 4.7328 | 1.382 | 0.39644 | 14.3309 | 2.5787 | 0.30529
LDNO LV: NHH UMS | 800 | 1&8 | 3.2115 | 0 | 0 | 0 | 0 | 0
LDNO LV: LV UMS (Pseudo HH Metered) | 804 | 0 | 12.7259 | 4.0592 | 1.4961 | 0 | 0 | 0
LDNO LV: LV Generation NHH | 951 | 8 | -0.916 | 0 | 0 | 0 | 0 | 0
LDNO LV: LV Generation Intermittent | 1 | 0 | -0.916 | 0 | 0 | 0 | 0 | 0.195
LDNO LV: LV Generation Non-Intermittent | 2 | 0 | -3.065 | -0.845 | -0.171 | 0 | 0 | 0.195
LDNO HV: Domestic Unrestricted | 100 | 1 | 1.4988 | 0 | 0 | 2.6313 | 0 | 0
LDNO HV: Domestic Two Rate | 101 | 2 | 1.7345 | 0.90052 | 0 | 2.6313 | 0 | 0
LDNO HV: Domestic Off Peak (related MPAN) | 102, 122 | 2 | 0.67065 | 0 | 0 | 0 | 0 | 0
LDNO HV: Small Non Domestic Unrestricted | 150 | 3 | 1.2512 | 0 | 0 | 4.0921 | 0 | 0
LDNO HV: Small Non Domestic Two Rate | 151 | 4 | 1.7467 | 0.43531 | 0 | 4.0921 | 0 | 0
LDNO HV: Small Non Domestic Off Peak (related MPAN) | 152, 172 | 4 | 0.60203 | 0 | 0 | 0 | 0 | 0
LDNO HV: LV Medium Non-Domestic | 501 | 5-8 | 1.4343 | 0.47068 | 0 | 25.5042 | 0 | 0
LDNO HV: LV HH Metered | 500 | 0 | 2.6889 | 0.78517 | 0.22524 | 8.1421 | 1.4651 | 0.17345
LDNO HV: LV Sub HH Metered | 505 | 0 | 3.0008 | 0.89044 | 0.27619 | 4.3663 | 3.6156 | 0.1868
LDNO HV: HV HH Metered | 600 | 0 | 2.3094 | 0.69688 | 0.2325 | 120.9437 | 5.7625 | 0.14563
LDNO HV: NHH UMS | 800 | 1&8 | 1.8246 | 0 | 0 | 0 | 0 | 0
LDNO HV: LV UMS (Pseudo HH Metered) | 804 | 0 | 7.2303 | 2.3062 | 0.85 | 0 | 0 | 0
LDNO HV: LV Generation NHH | 951 | 8 | -0.916 | 0 | 0 | 0 | 0 | 0
LDNO HV: LV Sub Generation NHH | 952 | 8 | -0.816 | 0 | 0 | 0 | 0 | 0
LDNO HV: LV Generation Intermittent | 1 | 0 | -0.916 | 0 | 0 | 0 | 0 | 0.195
LDNO HV: LV Generation Non-Intermittent | 2 | 0 | -3.065 | -0.845 | -0.171 | 0 | 0 | 0.195
LDNO HV: LV Sub Generation Intermittent | 3 | 0 | -0.816 | 0 | 0 | 0 | 0 | 0.17
LDNO HV: LV Sub Generation Non-Intermittent | 4 | 0 | -2.728 | -0.753 | -0.154 | 0 | 0 | 0.17
LDNO HV: HV Generation Intermittent | 5 | 0 | -0.422 | 0 | 0 | 0 | 0 | 0.154
LDNO HV: HV Generation Non-Intermittent | 6 | 0 | -1.393 | -0.389 | -0.086 | 0 | 0 | 0.154

## HV SM - typical bill
| Y | Y+1 | Y+2 | Y+3 | Y+4
TARIFF | Base Model | Scenario 1 | Scenario 2 | Scenario 3 | Scenario 4
> Domestic Unrestricted
Domestic Unrestricted | 166.2355 | 166.2355 | 166.2355 | 166.2355 | 166.2355
LDNO LV: Domestic Unrestricted | 94.8921 | 94.8921 | 94.8921 | 94.8921 | 94.8921
LDNO HV: Domestic Unrestricted | 48.1049 | 48.1049 | 48.1049 | 48.1049 | 48.1049
> Domestic Two Rate
Domestic Two Rate | 275.6412 | 275.6412 | 275.6412 | 275.6412 | 275.6412
LDNO LV: Domestic Two Rate | 181.7644 | 181.7644 | 181.7644 | 181.7644 | 181.7644
LDNO HV: Domestic Two Rate
> Domestic Off Peak (related MPAN)
Domestic Off Peak (related MPAN) | 103.1961 | 103.1961 | 103.1961 | 103.1961 | 103.1961
LDNO LV: Domestic Off Peak (related MPAN)
LDNO HV: Domestic Off Peak (related MPAN)
> Small Non Domestic Unrestricted
Small Non Domestic Unrestricted | 503.5811 | 503.5811 | 503.5811 | 503.7386 | 503.5811
LDNO LV: Small Non Domestic Unrestricted | 129.4217 | 129.4217 | 129.4217 | 129.4564 | 129.4217
LDNO HV: Small Non Domestic Unrestricted
> Small Non Domestic Two Rate
Small Non Domestic Two Rate | 792.2609 | 792.2609 | 792.2609 | 792.2609 | 792.1059
LDNO LV: Small Non Domestic Two Rate
LDNO HV: Small Non Domestic Two Rate
> Small Non Domestic Off Peak (related MPAN)
Small Non Domestic Off Peak (related MPAN) | 168.1659 | 168.1659 | 168.1659 | 168.1659 | 168.0483
LDNO LV: Small Non Domestic Off Peak (related MPAN)
LDNO HV: Small Non Domestic Off Peak (related MPAN)
> LV Medium Non-Domestic
LV Medium Non-Domestic | 3771.7927 | 3771.7927 | 3771.7927 | 3771.7927 | 3771.7197
LDNO LV: LV Medium Non-Domestic
LDNO HV: LV Medium Non-Domestic
> LV Sub Medium Non-Domestic
LV Sub Medium Non-Domestic
> HV Medium Non-Domestic
HV Medium Non-Domestic | 3940.1383 | 3940.1383 | 3940.1383 | 3937.5103 | 3968.7178
> LV HH Metered
LV HH Metered | 12650.5193 | 12650.5193 | 12650.5193 | 12650.5193 | 12650.5193
LDNO LV: LV HH Metered
LDNO HV: LV HH Metered
> LV Sub HH Metered
LV Sub HH Metered | 57009.4212 | 57009.4212 | 57009.4212 | 57042.8806 | 57000.317
LDNO HV: LV Sub HH Metered
> HV HH Metered
HV HH Metered | 60472.2761 | 60472.2761 | 60472.2761 | 60469.6481 | 60501.0746
LDNO HV: HV HH Metered
> HV Sub HH Metered
HV Sub HH Metered
> NHH UMS
NHH UMS | 296.702 | 296.702 | 296.702 | 296.702 | 296.6335
LDNO LV: NHH UMS
LDNO HV: NHH UMS
> LV UMS (Pseudo HH Metered)
LV UMS (Pseudo HH Metered) | 444847.9151 | 444847.9151 | 444847.9151 | 444847.9151 | 444742.4065
LDNO LV: LV UMS (Pseudo HH Metered)
LDNO HV: LV UMS (Pseudo HH Metered)
> LV Generation NHH
LV Generation NHH | -105.0493 | -105.0493 | -105.0493 | -105.0493 | -105.0493
LDNO LV: LV Generation NHH
LDNO HV: LV Generation NHH
> LV Sub Generation NHH
LV Sub Generation NHH
LDNO HV: LV Sub Generation NHH
> LV Generation Intermittent
LV Generation Intermittent | -9367.8022 | -9367.8022 | -9367.8022 | -9367.8022 | -9367.8022
LDNO LV: LV Generation Intermittent
LDNO HV: LV Generation Intermittent
> LV Generation Non-Intermittent
LV Generation Non-Intermittent | -13336.576 | -13336.576 | -13336.576 | -13336.576 | -13336.576
LDNO LV: LV Generation Non-Intermittent
LDNO HV: LV Generation Non-Intermittent
> LV Sub Generation Intermittent
LV Sub Generation Intermittent
LDNO HV: LV Sub Generation Intermittent
> LV Sub Generation Non-Intermittent
LV Sub Generation Non-Intermittent | -3639.3606 | -3639.3606 | -3639.3606 | -3639.3606 | -3639.3606
LDNO HV: LV Sub Generation Non-Intermittent
> HV Generation Intermittent
HV Generation Intermittent | -12471.9319 | -12471.9319 | -12471.9319 | -12475.1804 | -12436.2349
LDNO HV: HV Generation Intermittent
> HV Generation Non-Intermittent
HV Generation Non-Intermittent | -44509.2005 | -44509.2005 | -44509.2005 | -44512.449 | -44473.5035
LDNO HV: HV Generation Non-Intermittent
> HV Sub Generation Non-Intermittent
HV Sub Generation Non-Intermittent
> HV Sub Generation Intermittent
HV Sub Generation Intermittent