## Inputs
CDCM Input Data
| 2010/11 | 2011/12 |  |  |  | Instructions
RPI | -0.39% | 4.69% | <<< regulatory RPI: average Jul - Dec
Create your base model as year 2012/13 in the ARP
Ensure the future years in the ARP are the same as the base year (including volume forecasts)
1020. Gross asset cost by network level (£) | [5 empty] | Update the ARP data input sheet with table 1020 from this input sheet
Run the macros and copy the tariffs and typical bills from the ARP to the
| Base Model | Scenario 1 | Scenario 2 | Scenario 3 | Scenario 4 | appropriate sheet on this spreadsheet (you will need to unmerge the
Description | 2010/11 data | 2011/12 data | 2012/13 data | Base model + RPI | Scenario 3 + RPI | headings in the APR tariff sheet to enable the data be copy & pasted Change table 1020 back to the base value in the ARP
132kV | 66468400 | 66468400 | 66468400 | 66209173.24 | 69314383.465 | Update the ARP data input sheet with table 1022 from this input sheet
132kV/EHV | 17885050 | 17885050 | 17885050 | 17815298.305 | 18650835.7955 | Run the macros and copy the tariffs and typical bills from the ARP to the
EHV | 42243600 | 42243600 | 42243600 | 42078849.96 | 44052348.0231 | appropriate sheet on this spreadsheet.
EHV/HV | 38598645 | 38598645 | 38598645 | 38448110.2845 | 40251326.6568 | Change table 1022 back to the base value in the ARP
132kV/HV | 0 | 0 | 0 | 0 | 0 | Update the ARP data input sheet with table 1023 from this input sheet
HV | 147634901.1 | 147634901.1 | 147634901.1 | 147059124.9857 | 153956197.9475 | Run the macros and copy the tariffs and typical bills from the ARP to the
HV/LV | 53675203.5 | 53675203.5 | 53675203.5 | 53465870.2063 | 55973419.519 | appropriate sheet on this spreadsheet.
LV circuits | 68048721 | 68048721 | 68048721 | 67783330.9881 | 70962369.2114
1022. LV service model asset cost (£)
| Base Model | Scenario 1 | Scenario 2 | Scenario 3 | Scenario 4
Description | 2010/11 data | 2011/12 data | 2012/13 data | Base model + RPI | Scenario 3 + RPI
LV service model 1 | 2238.3 | 2238.3 | 2238.3 | 2229.5706 | 2334.1375
LV service model 2 | 6002.1 | 6002.1 | 6002.1 | 5978.6918 | 6259.0925
LV service model 3 | 569.7 | 569.7 | 569.7 | 567.4782 | 594.0929
LV service model 4 | 1471.5 | 1471.5 | 1471.5 | 1465.7612 | 1534.5053
LV service model 5 | 1549.8 | 1549.8 | 1549.8 | 1543.7558 | 1616.1579
LV service model 6 | 607.5 | 607.5 | 607.5 | 605.1308 | 633.5114
LV service model 7 | 57.51 | 57.51 | 57.51 | 57.2857 | 59.9724
LV service model 8 |  |  |  | 0 | 0
1023. HV service model asset cost (£)
| Base Model | Scenario 1 | Scenario 2 | Scenario 3 | Scenario 4
Description | 2010/11 data | 2011/12 data | 2012/13 data | Base model + RPI | Scenario 3 + RPI
HV service model 1 | 14796 | 14796 | 14796 | 14738.2956 | 15429.5217
HV service model 2 |  |  |  | 0 | 0
HV service model 3 | 18324.9 | 18324.9 | 18324.9 | 18253.4329 | 19109.5189
HV service model 4 |  | 0 | 0 | 0 | 0
HV service model 5 | 24877.5 | 24877.5 | 24877.5 | 24780.4777 | 25942.6822

## 500MW - summary
Tariff Comparison
Scenario 1 vs Base | [6 empty] | Scenario 3 vs Base
| Unit rate 1 p/kWh | Unit rate 2 p/kWh | Unit rate 3 p/kWh | Fixed charge p/MPAN/day | Capacity charge p/kVA/day | Reactive power charge p/kVArh |  | Unit rate 1 p/kWh | Unit rate 2 p/kWh | Unit rate 3 p/kWh | Fixed charge p/MPAN/day | Capacity charge p/kVA/day | Reactive power charge p/kVArh
Domestic Unrestricted | 0% |  |  | 0% |  |  | Domestic Unrestricted | 0% |  |  | 0%
Domestic Two Rate | 0% | 0% |  | 0% |  |  | Domestic Two Rate | 0.03995% | 0% |  | 0%
Domestic Off Peak (related MPAN) | 0% | [5 empty] | Domestic Off Peak (related MPAN) | -0.3774%
Small Non Domestic Unrestricted | 0% |  |  | 0% |  |  | Small Non Domestic Unrestricted | 0% |  |  | 0.2488%
Small Non Domestic Two Rate | 0% | 0% |  | 0% |  |  | Small Non Domestic Two Rate | 0% | 0% |  | 0.2488%
Small Non Domestic Off Peak (related MPAN) | 0% | [5 empty] | Small Non Domestic Off Peak (related MPAN) | 0%
LV Medium Non-Domestic | 0% | 0% |  | 0% |  |  | LV Medium Non-Domestic | 0% | -1.087% |  | 0.09272%
LV Sub Medium Non-Domestic | 0% | 0% |  | 0% |  |  | LV Sub Medium Non-Domestic | 0% | 0% |  | 0.304%
HV Medium Non-Domestic | 0% | 0% |  | 0% |  |  | HV Medium Non-Domestic | 0.2008% | 0% |  | -0.1314%
LV HH Metered | 0% | 0% | 0% | 0% | 0% | 0% | LV HH Metered | 0.1131% | -0.1855% | 0% | 0.3597% | -0.4202% | 0%
LV Sub HH Metered | 0% | 0% | 0% | 0% | 0% | 0% | LV Sub HH Metered | 0.1556% | 0% | 0% | 0.304% | -0.2198% | 0%
HV HH Metered | 0% | 0% | 0% | 0% | 0% | 0% | HV HH Metered | 0.2038% | 0% | 0% | 0.3248% | -0.1965% | 0.565%
HV Sub HH Metered | 0% | 0% | 0% | 0% | 0% | 0% | HV Sub HH Metered | 0.2521% | 0.3096% | 0% | 0.327% | -0.3106% | 0%
NHH UMS | 0% | [5 empty] | NHH UMS | 0.04036%
LV UMS (Pseudo HH Metered) | 0% | 0% | 0% |  |  |  | LV UMS (Pseudo HH Metered) | 0.08791% | -0.09102% | 0.1898%
Scenario 2 vs Base | [6 empty] | Scenario 4 vs Base
| Unit rate 1 p/kWh | Unit rate 2 p/kWh | Unit rate 3 p/kWh | Fixed charge p/MPAN/day | Capacity charge p/kVA/day | Reactive power charge p/kVArh |  | Unit rate 1 p/kWh | Unit rate 2 p/kWh | Unit rate 3 p/kWh | Fixed charge p/MPAN/day | Capacity charge p/kVA/day | Reactive power charge p/kVArh
Domestic Unrestricted | 0% |  |  | 0% |  |  | Domestic Unrestricted | 0% |  |  | -1.961%
Domestic Two Rate | 0% | 0% |  | 0% |  |  | Domestic Two Rate | -0.2797% | 3.419% |  | -1.961%
Domestic Off Peak (related MPAN) | 0% | [5 empty] | Domestic Off Peak (related MPAN) | 1.509%
Small Non Domestic Unrestricted | 0% |  |  | 0% |  |  | Small Non Domestic Unrestricted | 0% |  |  | -2.488%
Small Non Domestic Two Rate | 0% | 0% |  | 0% |  |  | Small Non Domestic Two Rate | 0% | 2.5% |  | -2.488%
Small Non Domestic Off Peak (related MPAN) | 0% | [5 empty] | Small Non Domestic Off Peak (related MPAN) | 1.149%
LV Medium Non-Domestic | 0% | 0% |  | 0% |  |  | LV Medium Non-Domestic | 0.05734% | 2.174% |  | -0.5563%
LV Sub Medium Non-Domestic | 0% | 0% |  | 0% |  |  | LV Sub Medium Non-Domestic | -0.241% | 3.39% |  | -3.647%
HV Medium Non-Domestic | 0% | 0% |  | 0% |  |  | HV Medium Non-Domestic | -2.008% | 0% |  | 1.484%
LV HH Metered | 0% | 0% | 0% | 0% | 0% | 0% | LV HH Metered | -1.233% | 1.113% | 1.639% | -3.477% | 2.521% | -0.6472%
LV Sub HH Metered | 0% | 0% | 0% | 0% | 0% | 0% | LV Sub HH Metered | -1.699% | -0.165% | 0% | -3.647% | 3.077% | -1.235%
HV HH Metered | 0% | 0% | 0% | 0% | 0% | 0% | HV HH Metered | -2.3% | -1.16% | 0% | -3.461% | 3.143% | -1.695%
HV Sub HH Metered | 0% | 0% | 0% | 0% | 0% | 0% | HV Sub HH Metered | -2.824% | -2.477% | 0% | -3.455% | 3.416% | -3.205%
NHH UMS | 0% | [5 empty] | NHH UMS | -0.4439%
LV UMS (Pseudo HH Metered) | 0% | 0% | 0% |  |  |  | LV UMS (Pseudo HH Metered) | -0.9763% | 1.032% | -1.328%
Scenario 2 vs Scenario 1 | [6 empty] | Scenario 4 vs Scenario 3
| Unit rate 1 p/kWh | Unit rate 2 p/kWh | Unit rate 3 p/kWh | Fixed charge p/MPAN/day | Capacity charge p/kVA/day | Reactive power charge p/kVArh |  | Unit rate 1 p/kWh | Unit rate 2 p/kWh | Unit rate 3 p/kWh | Fixed charge p/MPAN/day | Capacity charge p/kVA/day | Reactive power charge p/kVArh
Domestic Unrestricted | 0% |  |  | 0% |  |  | Domestic Unrestricted | 0% |  |  | -1.961%
Domestic Two Rate | 0% | 0% |  | 0% |  |  | Domestic Two Rate | -0.3195% | 3.419% |  | -1.961%
Domestic Off Peak (related MPAN) | 0% | [5 empty] | Domestic Off Peak (related MPAN) | 1.894%
Small Non Domestic Unrestricted | 0% |  |  | 0% |  |  | Small Non Domestic Unrestricted | 0% |  |  | -2.73%
Small Non Domestic Two Rate | 0% | 0% |  | 0% |  |  | Small Non Domestic Two Rate | 0% | 2.5% |  | -2.73%
Small Non Domestic Off Peak (related MPAN) | 0% | [5 empty] | Small Non Domestic Off Peak (related MPAN) | 1.149%
LV Medium Non-Domestic | 0% | 0% |  | 0% |  |  | LV Medium Non-Domestic | 0.05734% | 3.297% |  | -0.6484%
LV Sub Medium Non-Domestic | 0% | 0% |  | 0% |  |  | LV Sub Medium Non-Domestic | -0.241% | 3.39% |  | -3.939%
HV Medium Non-Domestic | 0% | 0% |  | 0% |  |  | HV Medium Non-Domestic | -2.204% | 0% |  | 1.618%
LV HH Metered | 0% | 0% | 0% | 0% | 0% | 0% | LV HH Metered | -1.345% | 1.301% | 1.639% | -3.823% | 2.954% | -0.6472%
LV Sub HH Metered | 0% | 0% | 0% | 0% | 0% | 0% | LV Sub HH Metered | -1.852% | -0.165% | 0% | -3.939% | 3.304% | -1.235%
HV HH Metered | 0% | 0% | 0% | 0% | 0% | 0% | HV HH Metered | -2.498% | -1.16% | 0% | -3.773% | 3.346% | -2.247%
HV Sub HH Metered | 0% | 0% | 0% | 0% | 0% | 0% | HV Sub HH Metered | -3.068% | -2.778% | 0% | -3.77% | 3.738% | -3.205%
NHH UMS | 0% | [5 empty] | NHH UMS | -0.4841%
LV UMS (Pseudo HH Metered) | 0% | 0% | 0% |  |  |  | LV UMS (Pseudo HH Metered) | -1.063% | 1.124% | -1.515%
Typical Bill Comparison
| Percentage Change |  |  | Absolute Change (£) |  |  |  | Percentage Change |  |  | Absolute Change (£)
TARIFF | Scenario 1 vs Base | Scenario 2 vs Base | Scenario 2 vs Scenario 1 | Scenario 1 vs Base | Scenario 2 vs Base | Scenario 2 vs Scenario 1 | TARIFF | Scenario 3 vs Base | Scenario 4 vs Base | Scenario 4 vs Scenario 3 | Scenario 3 vs Base | Scenario 4 vs Base | Scenario 4 vs Scenario 3
> Domestic Unrestricted | [6 empty] | > Domestic Unrestricted
Domestic Unrestricted | 0% | 0% | 0% | 0 | 0 | 0 | Domestic Unrestricted | 0% | -0.1777% | -0.1777% | 0 | -0.1825 | -0.1825
LDNO LV: Domestic Unrestricted | 0% | 0% | 0% | 0 | 0 | 0 | LDNO LV: Domestic Unrestricted | 0% | -0.243% | -0.243% | 0 | -0.12227 | -0.12227
LDNO HV: Domestic Unrestricted | 0% | 0% | 0% | 0 | 0 | 0 | LDNO HV: Domestic Unrestricted | 0% | -0.2299% | -0.2299% | 0 | -0.07811 | -0.07811
> Domestic Two Rate | [6 empty] | > Domestic Two Rate
Domestic Two Rate | 0% | 0% | 0% | 0 | 0 | 0 | Domestic Two Rate | 0.03454% | -0.3095% | -0.3439% | 0.032579 | -0.29191 | -0.32449
LDNO LV: Domestic Two Rate | 0% | 0% | 0% | 0 | 0 | 0 | LDNO LV: Domestic Two Rate | 0.03427% | -0.3623% | -0.3964% | 0.018907 | -0.19983 | -0.21873
LDNO HV: Domestic Two Rate | 0% | 0% | 0% | 0 | 0 | 0 | LDNO HV: Domestic Two Rate | 0.03353% | -0.2848% | -0.3183% | 0.011992 | -0.10186 | -0.11385
> Domestic Off Peak (related MPAN) | [6 empty] | > Domestic Off Peak (related MPAN)
Domestic Off Peak (related MPAN) | 0% | 0% | 0% | 0 | 0 | 0 | Domestic Off Peak (related MPAN) | -0.3774% | 1.509% | 1.894% | -0.049583 | 0.19833 | 0.24792
LDNO LV: Domestic Off Peak (related MPAN) | #VALUE! | #VALUE! | #VALUE! | #VALUE! | #VALUE! | #VALUE! | LDNO LV: Domestic Off Peak (related MPAN) | #VALUE! | #VALUE! | #VALUE! | #VALUE! | #VALUE! | #VALUE!
LDNO HV: Domestic Off Peak (related MPAN) | #VALUE! | #VALUE! | #VALUE! | #VALUE! | #VALUE! | #VALUE! | LDNO HV: Domestic Off Peak (related MPAN) | #VALUE! | #VALUE! | #VALUE! | #VALUE! | #VALUE! | #VALUE!
> Small Non Domestic Unrestricted | [6 empty] | > Small Non Domestic Unrestricted
Small Non Domestic Unrestricted | 0% | 0% | 0% | 0 | 0 | 0 | Small Non Domestic Unrestricted | 0.01277% | -0.1277% | -0.1404% | 0.0365 | -0.365 | -0.4015
LDNO LV: Small Non Domestic Unrestricted | 0% | 0% | 0% | 0 | 0 | 0 | LDNO LV: Small Non Domestic Unrestricted | 0.02179% | -0.2179% | -0.2396% | 0.024455 | -0.24455 | -0.26901
LDNO HV: Small Non Domestic Unrestricted | 0% | 0% | 0% | 0 | 0 | 0 | LDNO HV: Small Non Domestic Unrestricted | 0.01865% | -0.1865% | -0.2051% | 0.015622 | -0.15622 | -0.17184
> Small Non Domestic Two Rate | [6 empty] | > Small Non Domestic Two Rate
Small Non Domestic Two Rate | 0% | 0% | 0% | 0 | 0 | 0 | Small Non Domestic Two Rate | 0.009295% | -0.01004% | -0.01933% | 0.0365 | -0.039413 | -0.075913
LDNO LV: Small Non Domestic Two Rate | 0% | 0% | 0% | 0 | 0 | 0 | LDNO LV: Small Non Domestic Two Rate | 0.01001% | 0.1507% | 0.1406% | 0.024455 | 0.36826 | 0.34381
LDNO HV: Small Non Domestic Two Rate | 0% | 0% | 0% | 0 | 0 | 0 | LDNO HV: Small Non Domestic Two Rate | 0.04219% | -0.3236% | -0.3657% | 0.015622 | -0.11984 | -0.13546
> Small Non Domestic Off Peak (related MPAN) | [6 empty] | > Small Non Domestic Off Peak (related MPAN)
Small Non Domestic Off Peak (related MPAN) | 0% | 0% | 0% | 0 | 0 | 0 | Small Non Domestic Off Peak (related MPAN) | 0% | 1.149% | 1.149% | 0 | 0.21696 | 0.21696
LDNO LV: Small Non Domestic Off Peak (related MPAN) | #VALUE! | #VALUE! | #VALUE! | #VALUE! | #VALUE! | #VALUE! | LDNO LV: Small Non Domestic Off Peak (related MPAN) | #VALUE! | #VALUE! | #VALUE! | #VALUE! | #VALUE! | #VALUE!
LDNO HV: Small Non Domestic Off Peak (related MPAN) | #VALUE! | #VALUE! | #VALUE! | #VALUE! | #VALUE! | #VALUE! | LDNO HV: Small Non Domestic Off Peak (related MPAN) | #VALUE! | #VALUE! | #VALUE! | #VALUE! | #VALUE! | #VALUE!
> LV Medium Non-Domestic | [6 empty] | > LV Medium Non-Domestic
LV Medium Non-Domestic | 0% | 0% | 0% | 0 | 0 | 0 | LV Medium Non-Domestic | 0.0003239% | 0.03821% | 0.03789% | 0.0059723 | 0.70453 | 0.69855
LDNO LV: LV Medium Non-Domestic | #VALUE! | #VALUE! | #VALUE! | #VALUE! | #VALUE! | #VALUE! | LDNO LV: LV Medium Non-Domestic | #VALUE! | #VALUE! | #VALUE! | #VALUE! | #VALUE! | #VALUE!
LDNO HV: LV Medium Non-Domestic | #VALUE! | #VALUE! | #VALUE! | #VALUE! | #VALUE! | #VALUE! | LDNO HV: LV Medium Non-Domestic | #VALUE! | #VALUE! | #VALUE! | #VALUE! | #VALUE! | #VALUE!
> LV Sub Medium Non-Domestic | [6 empty] | > LV Sub Medium Non-Domestic
LV Sub Medium Non-Domestic | #VALUE! | #VALUE! | #VALUE! | #VALUE! | #VALUE! | #VALUE! | LV Sub Medium Non-Domestic | #VALUE! | #VALUE! | #VALUE! | #VALUE! | #VALUE! | #VALUE!
> HV Medium Non-Domestic | [6 empty] | > HV Medium Non-Domestic
HV Medium Non-Domestic | 0% | 0% | 0% | 0 | 0 | 0 | HV Medium Non-Domestic | 0.03286% | -0.2427% | -0.2755% | 0.74023 | -5.4678 | -6.208
> LV HH Metered | [6 empty] | > LV HH Metered
LV HH Metered | 0% | 0% | 0% | 0 | 0 | 0 | LV HH Metered | -0.08858% | 0.2807% | 0.3696% | -8.0443 | 25.495 | 33.5392
LDNO LV: LV HH Metered | #VALUE! | #VALUE! | #VALUE! | #VALUE! | #VALUE! | #VALUE! | LDNO LV: LV HH Metered | #VALUE! | #VALUE! | #VALUE! | #VALUE! | #VALUE! | #VALUE!
LDNO HV: LV HH Metered | #VALUE! | #VALUE! | #VALUE! | #VALUE! | #VALUE! | #VALUE! | LDNO HV: LV HH Metered | #VALUE! | #VALUE! | #VALUE! | #VALUE! | #VALUE! | #VALUE!
> LV Sub HH Metered | [6 empty] | > LV Sub HH Metered
LV Sub HH Metered | 0% | 0% | 0% | 0 | 0 | 0 | LV Sub HH Metered | 0.002331% | 0.155% | 0.1527% | 1.2588 | 83.7015 | 82.4427
LDNO HV: LV Sub HH Metered | #VALUE! | #VALUE! | #VALUE! | #VALUE! | #VALUE! | #VALUE! | LDNO HV: LV Sub HH Metered | #VALUE! | #VALUE! | #VALUE! | #VALUE! | #VALUE! | #VALUE!
> HV HH Metered | [6 empty] | > HV HH Metered
HV HH Metered | 0% | 0% | 0% | 0 | 0 | 0 | HV HH Metered | -0.009636% | 0.5037% | 0.5134% | -4.508 | 235.6337 | 240.1416
LDNO HV: HV HH Metered | #VALUE! | #VALUE! | #VALUE! | #VALUE! | #VALUE! | #VALUE! | LDNO HV: HV HH Metered | #VALUE! | #VALUE! | #VALUE! | #VALUE! | #VALUE! | #VALUE!
> HV Sub HH Metered | [6 empty] | > HV Sub HH Metered
HV Sub HH Metered | #VALUE! | #VALUE! | #VALUE! | #VALUE! | #VALUE! | #VALUE! | HV Sub HH Metered | #VALUE! | #VALUE! | #VALUE! | #VALUE! | #VALUE! | #VALUE!
> NHH UMS | [6 empty] | > NHH UMS
NHH UMS | 0% | 0% | 0% | 0 | 0 | 0 | NHH UMS | 0.04036% | -0.4439% | -0.4841% | 0.20422 | -2.2464 | -2.4507
LDNO LV: NHH UMS | #VALUE! | #VALUE! | #VALUE! | #VALUE! | #VALUE! | #VALUE! | LDNO LV: NHH UMS | #VALUE! | #VALUE! | #VALUE! | #VALUE! | #VALUE! | #VALUE!
LDNO HV: NHH UMS | #VALUE! | #VALUE! | #VALUE! | #VALUE! | #VALUE! | #VALUE! | LDNO HV: NHH UMS | #VALUE! | #VALUE! | #VALUE! | #VALUE! | #VALUE! | #VALUE!
> LV UMS (Pseudo HH Metered) | [6 empty] | > LV UMS (Pseudo HH Metered)
LV UMS (Pseudo HH Metered) | 0% | 0% | 0% | 0 | 0 | 0 | LV UMS (Pseudo HH Metered) | 0.08409% | -0.7672% | -0.8505% | 139.7827 | -1275.2807 | -1415.0634
LDNO LV: LV UMS (Pseudo HH Metered) | #VALUE! | #VALUE! | #VALUE! | #VALUE! | #VALUE! | #VALUE! | LDNO LV: LV UMS (Pseudo HH Metered) | #VALUE! | #VALUE! | #VALUE! | #VALUE! | #VALUE! | #VALUE!
LDNO HV: LV UMS (Pseudo HH Metered) | #VALUE! | #VALUE! | #VALUE! | #VALUE! | #VALUE! | #VALUE! | LDNO HV: LV UMS (Pseudo HH Metered) | #VALUE! | #VALUE! | #VALUE! | #VALUE! | #VALUE! | #VALUE!
> LV Generation NHH | [6 empty] | > LV Generation NHH
LV Generation NHH | 0% | 0% | 0% | 0 | 0 | 0 | LV Generation NHH | -0.2959% | 3.107% | 3.412% | 0.061088 | -0.64143 | -0.70251
LDNO LV: LV Generation NHH | #VALUE! | #VALUE! | #VALUE! | #VALUE! | #VALUE! | #VALUE! | LDNO LV: LV Generation NHH | #VALUE! | #VALUE! | #VALUE! | #VALUE! | #VALUE! | #VALUE!
LDNO HV: LV Generation NHH | #VALUE! | #VALUE! | #VALUE! | #VALUE! | #VALUE! | #VALUE! | LDNO HV: LV Generation NHH | #VALUE! | #VALUE! | #VALUE! | #VALUE! | #VALUE! | #VALUE!
> LV Sub Generation NHH | [6 empty] | > LV Sub Generation NHH
LV Sub Generation NHH | 0% | 0% | 0% | 0 | 0 | 0 | LV Sub Generation NHH | -0.339% | 3.051% | 3.401% | 0.070607 | -0.63546 | -0.70607
LDNO HV: LV Sub Generation NHH | #VALUE! | #VALUE! | #VALUE! | #VALUE! | #VALUE! | #VALUE! | LDNO HV: LV Sub Generation NHH | #VALUE! | #VALUE! | #VALUE! | #VALUE! | #VALUE! | #VALUE!
> LV Generation Intermittent | [6 empty] | > LV Generation Intermittent
LV Generation Intermittent | 0% | 0% | 0% | 0 | 0 | 0 | LV Generation Intermittent | -0.2959% | 3.107% | 3.412% | 0.97347 | -10.2214 | -11.1949
LDNO LV: LV Generation Intermittent | #VALUE! | #VALUE! | #VALUE! | #VALUE! | #VALUE! | #VALUE! | LDNO LV: LV Generation Intermittent | #VALUE! | #VALUE! | #VALUE! | #VALUE! | #VALUE! | #VALUE!
LDNO HV: LV Generation Intermittent | #VALUE! | #VALUE! | #VALUE! | #VALUE! | #VALUE! | #VALUE! | LDNO HV: LV Generation Intermittent | #VALUE! | #VALUE! | #VALUE! | #VALUE! | #VALUE! | #VALUE!
> LV Generation Non-Intermittent | [6 empty] | > LV Generation Non-Intermittent
LV Generation Non-Intermittent | 0% | 0% | 0% | 0 | 0 | 0 | LV Generation Non-Intermittent | -0.273% | 3.204% | 3.486% | 9.6387 | -113.1273 | -122.7659
LDNO LV: LV Generation Non-Intermittent | #VALUE! | #VALUE! | #VALUE! | #VALUE! | #VALUE! | #VALUE! | LDNO LV: LV Generation Non-Intermittent | #VALUE! | #VALUE! | #VALUE! | #VALUE! | #VALUE! | #VALUE!
LDNO HV: LV Generation Non-Intermittent | #VALUE! | #VALUE! | #VALUE! | #VALUE! | #VALUE! | #VALUE! | LDNO HV: LV Generation Non-Intermittent | #VALUE! | #VALUE! | #VALUE! | #VALUE! | #VALUE! | #VALUE!
> LV Sub Generation Intermittent | [6 empty] | > LV Sub Generation Intermittent
LV Sub Generation Intermittent | #VALUE! | #VALUE! | #VALUE! | #VALUE! | #VALUE! | #VALUE! | LV Sub Generation Intermittent | #VALUE! | #VALUE! | #VALUE! | #VALUE! | #VALUE! | #VALUE!
LDNO HV: LV Sub Generation Intermittent | #VALUE! | #VALUE! | #VALUE! | #VALUE! | #VALUE! | #VALUE! | LDNO HV: LV Sub Generation Intermittent | #VALUE! | #VALUE! | #VALUE! | #VALUE! | #VALUE! | #VALUE!
> LV Sub Generation Non-Intermittent | [6 empty] | > LV Sub Generation Non-Intermittent
LV Sub Generation Non-Intermittent | #VALUE! | #VALUE! | #VALUE! | #VALUE! | #VALUE! | #VALUE! | LV Sub Generation Non-Intermittent | #VALUE! | #VALUE! | #VALUE! | #VALUE! | #VALUE! | #VALUE!
LDNO HV: LV Sub Generation Non-Intermittent | #VALUE! | #VALUE! | #VALUE! | #VALUE! | #VALUE! | #VALUE! | LDNO HV: LV Sub Generation Non-Intermittent | #VALUE! | #VALUE! | #VALUE! | #VALUE! | #VALUE! | #VALUE!
> HV Generation Intermittent | [6 empty] | > HV Generation Intermittent
HV Generation Intermittent | 0% | 0% | 0% | 0 | 0 | 0 | HV Generation Intermittent | -0.2899% | 3.188% | 3.488% | 85.2718 | -937.6611 | -1022.9329
LDNO HV: HV Generation Intermittent | #VALUE! | #VALUE! | #VALUE! | #VALUE! | #VALUE! | #VALUE! | LDNO HV: HV Generation Intermittent | #VALUE! | #VALUE! | #VALUE! | #VALUE! | #VALUE! | #VALUE!
> HV Generation Non-Intermittent | [6 empty] | > HV Generation Non-Intermittent
HV Generation Non-Intermittent | 0% | 0% | 0% | 0 | 0 | 0 | HV Generation Non-Intermittent | -0.277% | 3.36% | 3.647% | 49.8124 | -604.2569 | -654.0692
LDNO HV: HV Generation Non-Intermittent | #VALUE! | #VALUE! | #VALUE! | #VALUE! | #VALUE! | #VALUE! | LDNO HV: HV Generation Non-Intermittent | #VALUE! | #VALUE! | #VALUE! | #VALUE! | #VALUE! | #VALUE!
> HV Sub Generation Non-Intermittent | [6 empty] | > HV Sub Generation Non-Intermittent
HV Sub Generation Non-Intermittent | #VALUE! | #VALUE! | #VALUE! | #VALUE! | #VALUE! | #VALUE! | HV Sub Generation Non-Intermittent | #VALUE! | #VALUE! | #VALUE! | #VALUE! | #VALUE! | #VALUE!
> HV Sub Generation Intermittent | [6 empty] | > HV Sub Generation Intermittent
HV Sub Generation Intermittent | 0% | 0% | 0% | 0 | 0 | 0 | HV Sub Generation Intermittent | 0.3228% | -3.46% | -3.771% | 1.168 | -12.5195 | -13.6875

## 500MW model - tariffs
Tariffs for Charging Year: Base Model
| Open LLFCs | PCs | Unit rate 1 p/kWh | Unit rate 2 p/kWh | Unit rate 3 p/kWh | Fixed charge p/MPAN/day | Capacity charge p/kVA/day | Reactive power charge p/kVArh | Closed LLFCs
Domestic Unrestricted | 100-103, 108-111,154-155 | 1 | 2.319 | 0 | 0 | 2.55 | 0 | 0
Domestic Two Rate | 104-107, 156-157 | 2 | 2.503 | 0.117 | 0 | 2.55 | 0 | 0 | 124-125
Domestic Off Peak (related MPAN) | 115, 121, 150-153 | 2 | 0.265 | 0 | 0 | 0 | 0 | 0 | 112-114, 116-120, 122-123
Small Non Domestic Unrestricted | 126-128, 133-134, 473 | 3 | 1.817 | 0 | 0 | 4.02 | 0 | 0
Small Non Domestic Two Rate | 129-131, 135-136, 474 | 4 | 2.491 | 0.12 | 0 | 4.02 | 0 | 0
Small Non Domestic Off Peak (related MPAN) | 140, 144 | 4 | 0.261 | 0 | 0 | 0 | 0 | 0 | 138-139, 141-143, 145
LV Medium Non-Domestic | 400-401, 475, 479 | 5-8 | 1.744 | 0.092 | 0 | 21.57 | 0 | 0
LV Sub Medium Non-Domestic | 405 | 5-8 | 1.245 | 0.059 | 0 | 3.29 | 0 | 0
HV Medium Non-Domestic |  | 5-8 | 0.996 | 0.021 | 0 | 311.99 | 0 | 0 | 605-606
LV HH Metered | 453, 470 | 0 | 9.729 | 1.078 | 0.061 | 8.34 | 2.38 | 0.309 | 450
LV Sub HH Metered | 455 | 0 | 8.357 | 0.606 | 0.027 | 3.29 | 4.55 | 0.243
HV HH Metered | 658, 476 | 0 | 6.871 | 0.431 | 0.017 | 80.04 | 5.09 | 0.177 | 655
HV Sub HH Metered | 660 | 0 | 5.949 | 0.323 | 0.011 | 134.57 | 3.22 | 0.156
NHH UMS | 500-504, 510-513 | 1&8 | 2.478 | 0 | 0 | 0 | 0 | 0
LV UMS (Pseudo HH Metered) | 520 | 0 | 21.613 | 3.296 | 0.527 | 0 | 0 | 0
LV Generation NHH | 931, 992 | 8 | -0.676 | 0 | 0 | 0 | 0 | 0
LV Sub Generation NHH | 932, 993 | 8 | -0.59 | 0 | 0 | 0 | 0 | 0
LV Generation Intermittent | 1, 477, 909 | 0 | -0.676 | 0 | 0 | 0 | 0 | 0.186
LV Generation Non-Intermittent | 2 | 0 | -4.946 | -0.987 | -0.068 | 0 | 0 | 0.186
LV Sub Generation Intermittent | 3 | 0 | -0.59 | 0 | 0 | 0 | 0 | 0.173
LV Sub Generation Non-Intermittent | 4 | 0 | -4.526 | -0.813 | -0.056 | 0 | 0 | 0.173
HV Generation Intermittent | 5 | 0 | -0.354 | 0 | 0 | 99.13 | 0 | 0.147
HV Generation Non-Intermittent | 6, 478, 910 | 0 | -3.408 | -0.33 | -0.02 | 99.13 | 0 | 0.147
HV Sub Generation Non-Intermittent | 8, 734, 736, 738 | 0 | -2.761 | -0.232 | -0.014 | 99.13 | 0 | 0.072
HV Sub Generation Intermittent | 7 | 0 | -0.276 | 0 | 0 | 99.13 | 0 | 0.072
LDNO LV: Domestic Unrestricted | 100 | 1 | 1.5537 | 0 | 0 | 1.7085 | 0 | 0
LDNO LV: Domestic Two Rate | 104 | 2 | 1.677 | 0.07839 | 0 | 1.7085 | 0 | 0
LDNO LV: Domestic Off Peak (related MPAN) | 115, 121 | 2 | 0.17755 | 0 | 0 | 0 | 0 | 0
LDNO LV: Small Non Domestic Unrestricted | 126 | 3 | 1.2174 | 0 | 0 | 2.6934 | 0 | 0
LDNO LV: Small Non Domestic Two Rate | 129 | 4 | 1.669 | 0.0804 | 0 | 2.6934 | 0 | 0
LDNO LV: Small Non Domestic Off Peak (related MPAN) | 140, 144 | 4 | 0.17487 | 0 | 0 | 0 | 0 | 0
LDNO LV: LV Medium Non-Domestic | 401 | 5-8 | 1.1685 | 0.06164 | 0 | 14.4519 | 0 | 0
LDNO LV: LV HH Metered | 453 | 0 | 6.5184 | 0.72226 | 0.04087 | 5.5878 | 1.5946 | 0.20703
LDNO LV: NHH UMS | 500 | 1&8 | 1.6603 | 0 | 0 | 0 | 0 | 0
LDNO LV: LV UMS (Pseudo HH Metered) | 520 | 0 | 14.4807 | 2.2083 | 0.35309 | 0 | 0 | 0
LDNO LV: LV Generation NHH | 992 | 8 | -0.676 | 0 | 0 | 0 | 0 | 0
LDNO LV: LV Generation Intermittent | 1 | 0 | -0.676 | 0 | 0 | 0 | 0 | 0.186
LDNO LV: LV Generation Non-Intermittent | 2 | 0 | -4.946 | -0.987 | -0.068 | 0 | 0 | 0.186
LDNO HV: Domestic Unrestricted | 100 | 1 | 0.99253 | 0 | 0 | 1.0914 | 0 | 0
LDNO HV: Domestic Two Rate | 104 | 2 | 1.0713 | 0.050076 | 0 | 1.0914 | 0 | 0
LDNO HV: Domestic Off Peak (related MPAN) | 115, 121 | 2 | 0.11342 | 0 | 0 | 0 | 0 | 0
LDNO HV: Small Non Domestic Unrestricted | 126 | 3 | 0.77768 | 0 | 0 | 1.7206 | 0 | 0
LDNO HV: Small Non Domestic Two Rate | 129 | 4 | 1.0661 | 0.05136 | 0 | 1.7206 | 0 | 0
LDNO HV: Small Non Domestic Off Peak (related MPAN) | 140, 144 | 4 | 0.11171 | 0 | 0 | 0 | 0 | 0
LDNO HV: LV Medium Non-Domestic | 401 | 5-8 | 0.74643 | 0.039376 | 0 | 9.232 | 0 | 0
LDNO HV: LV HH Metered | 453 | 0 | 4.164 | 0.46138 | 0.026108 | 3.5695 | 1.0186 | 0.13225
LDNO HV: LV Sub HH Metered | 455 | 0 | 5.3986 | 0.39148 | 0.017442 | 2.1253 | 2.9393 | 0.15698
LDNO HV: HV HH Metered | 568 | 0 | 5.0433 | 0.31635 | 0.012478 | 58.7494 | 3.7361 | 0.12992
LDNO HV: NHH UMS | 500 | 1&8 | 1.0606 | 0 | 0 | 0 | 0 | 0
LDNO HV: LV UMS (Pseudo HH Metered) | 520 | 0 | 9.2504 | 1.4107 | 0.22556 | 0 | 0 | 0
LDNO HV: LV Generation NHH | 992 | 8 | -0.676 | 0 | 0 | 0 | 0 | 0
LDNO HV: LV Sub Generation NHH | 993 | 8 | -0.59 | 0 | 0 | 0 | 0 | 0
LDNO HV: LV Generation Intermittent | 1 | 0 | -0.676 | 0 | 0 | 0 | 0 | 0.186
LDNO HV: LV Generation Non-Intermittent | 2 | 0 | -4.946 | -0.987 | -0.068 | 0 | 0 | 0.186
LDNO HV: LV Sub Generation Intermittent | 3 | 0 | -0.59 | 0 | 0 | 0 | 0 | 0.173
LDNO HV: LV Sub Generation Non-Intermittent | 4 | 0 | -4.526 | -0.813 | -0.056 | 0 | 0 | 0.173
LDNO HV: HV Generation Intermittent | 5 | 0 | -0.354 | 0 | 0 | 0 | 0 | 0.147
LDNO HV: HV Generation Non-Intermittent | 6 | 0 | -3.408 | -0.33 | -0.02 | 0 | 0 | 0.147
Tariffs for Charging Year: Scenario 1
| Open LLFCs | PCs | Unit rate 1 p/kWh | Unit rate 2 p/kWh | Unit rate 3 p/kWh | Fixed charge p/MPAN/day | Capacity charge p/kVA/day | Reactive power charge p/kVArh | Closed LLFCs
Domestic Unrestricted | 100-103, 108-111,154-155 | 1 | 2.319 | 0 | 0 | 2.55 | 0 | 0
Domestic Two Rate | 104-107, 156-157 | 2 | 2.503 | 0.117 | 0 | 2.55 | 0 | 0 | 124-125
Domestic Off Peak (related MPAN) | 115, 121, 150-153 | 2 | 0.265 | 0 | 0 | 0 | 0 | 0 | 112-114, 116-120, 122-123
Small Non Domestic Unrestricted | 126-128, 133-134, 473 | 3 | 1.817 | 0 | 0 | 4.02 | 0 | 0
Small Non Domestic Two Rate | 129-131, 135-136, 474 | 4 | 2.491 | 0.12 | 0 | 4.02 | 0 | 0
Small Non Domestic Off Peak (related MPAN) | 140, 144 | 4 | 0.261 | 0 | 0 | 0 | 0 | 0 | 138-139, 141-143, 145
LV Medium Non-Domestic | 400-401, 475, 479 | 5-8 | 1.744 | 0.092 | 0 | 21.57 | 0 | 0
LV Sub Medium Non-Domestic | 405 | 5-8 | 1.245 | 0.059 | 0 | 3.29 | 0 | 0
HV Medium Non-Domestic |  | 5-8 | 0.996 | 0.021 | 0 | 311.99 | 0 | 0 | 605-606
LV HH Metered | 453, 470 | 0 | 9.729 | 1.078 | 0.061 | 8.34 | 2.38 | 0.309 | 450
LV Sub HH Metered | 455 | 0 | 8.357 | 0.606 | 0.027 | 3.29 | 4.55 | 0.243
HV HH Metered | 658, 476 | 0 | 6.871 | 0.431 | 0.017 | 80.04 | 5.09 | 0.177 | 655
HV Sub HH Metered | 660 | 0 | 5.949 | 0.323 | 0.011 | 134.57 | 3.22 | 0.156
NHH UMS | 500-504, 510-513 | 1&8 | 2.478 | 0 | 0 | 0 | 0 | 0
LV UMS (Pseudo HH Metered) | 520 | 0 | 21.613 | 3.296 | 0.527 | 0 | 0 | 0
LV Generation NHH | 931, 992 | 8 | -0.676 | 0 | 0 | 0 | 0 | 0
LV Sub Generation NHH | 932, 993 | 8 | -0.59 | 0 | 0 | 0 | 0 | 0
LV Generation Intermittent | 1, 477, 909 | 0 | -0.676 | 0 | 0 | 0 | 0 | 0.186
LV Generation Non-Intermittent | 2 | 0 | -4.946 | -0.987 | -0.068 | 0 | 0 | 0.186
LV Sub Generation Intermittent | 3 | 0 | -0.59 | 0 | 0 | 0 | 0 | 0.173
LV Sub Generation Non-Intermittent | 4 | 0 | -4.526 | -0.813 | -0.056 | 0 | 0 | 0.173
HV Generation Intermittent | 5 | 0 | -0.354 | 0 | 0 | 99.13 | 0 | 0.147
HV Generation Non-Intermittent | 6, 478, 910 | 0 | -3.408 | -0.33 | -0.02 | 99.13 | 0 | 0.147
HV Sub Generation Non-Intermittent | 8, 734, 736, 738 | 0 | -2.761 | -0.232 | -0.014 | 99.13 | 0 | 0.072
HV Sub Generation Intermittent | 7 | 0 | -0.276 | 0 | 0 | 99.13 | 0 | 0.072
LDNO LV: Domestic Unrestricted | 100 | 1 | 1.5537 | 0 | 0 | 1.7085 | 0 | 0
LDNO LV: Domestic Two Rate | 104 | 2 | 1.677 | 0.07839 | 0 | 1.7085 | 0 | 0
LDNO LV: Domestic Off Peak (related MPAN) | 115, 121 | 2 | 0.17755 | 0 | 0 | 0 | 0 | 0
LDNO LV: Small Non Domestic Unrestricted | 126 | 3 | 1.2174 | 0 | 0 | 2.6934 | 0 | 0
LDNO LV: Small Non Domestic Two Rate | 129 | 4 | 1.669 | 0.0804 | 0 | 2.6934 | 0 | 0
LDNO LV: Small Non Domestic Off Peak (related MPAN) | 140, 144 | 4 | 0.17487 | 0 | 0 | 0 | 0 | 0
LDNO LV: LV Medium Non-Domestic | 401 | 5-8 | 1.1685 | 0.06164 | 0 | 14.4519 | 0 | 0
LDNO LV: LV HH Metered | 453 | 0 | 6.5184 | 0.72226 | 0.04087 | 5.5878 | 1.5946 | 0.20703
LDNO LV: NHH UMS | 500 | 1&8 | 1.6603 | 0 | 0 | 0 | 0 | 0
LDNO LV: LV UMS (Pseudo HH Metered) | 520 | 0 | 14.4807 | 2.2083 | 0.35309 | 0 | 0 | 0
LDNO LV: LV Generation NHH | 992 | 8 | -0.676 | 0 | 0 | 0 | 0 | 0
LDNO LV: LV Generation Intermittent | 1 | 0 | -0.676 | 0 | 0 | 0 | 0 | 0.186
LDNO LV: LV Generation Non-Intermittent | 2 | 0 | -4.946 | -0.987 | -0.068 | 0 | 0 | 0.186
LDNO HV: Domestic Unrestricted | 100 | 1 | 0.99253 | 0 | 0 | 1.0914 | 0 | 0
LDNO HV: Domestic Two Rate | 104 | 2 | 1.0713 | 0.050076 | 0 | 1.0914 | 0 | 0
LDNO HV: Domestic Off Peak (related MPAN) | 115, 121 | 2 | 0.11342 | 0 | 0 | 0 | 0 | 0
LDNO HV: Small Non Domestic Unrestricted | 126 | 3 | 0.77768 | 0 | 0 | 1.7206 | 0 | 0
LDNO HV: Small Non Domestic Two Rate | 129 | 4 | 1.0661 | 0.05136 | 0 | 1.7206 | 0 | 0
LDNO HV: Small Non Domestic Off Peak (related MPAN) | 140, 144 | 4 | 0.11171 | 0 | 0 | 0 | 0 | 0
LDNO HV: LV Medium Non-Domestic | 401 | 5-8 | 0.74643 | 0.039376 | 0 | 9.232 | 0 | 0
LDNO HV: LV HH Metered | 453 | 0 | 4.164 | 0.46138 | 0.026108 | 3.5695 | 1.0186 | 0.13225
LDNO HV: LV Sub HH Metered | 455 | 0 | 5.3986 | 0.39148 | 0.017442 | 2.1253 | 2.9393 | 0.15698
LDNO HV: HV HH Metered | 568 | 0 | 5.0433 | 0.31635 | 0.012478 | 58.7494 | 3.7361 | 0.12992
LDNO HV: NHH UMS | 500 | 1&8 | 1.0606 | 0 | 0 | 0 | 0 | 0
LDNO HV: LV UMS (Pseudo HH Metered) | 520 | 0 | 9.2504 | 1.4107 | 0.22556 | 0 | 0 | 0
LDNO HV: LV Generation NHH | 992 | 8 | -0.676 | 0 | 0 | 0 | 0 | 0
LDNO HV: LV Sub Generation NHH | 993 | 8 | -0.59 | 0 | 0 | 0 | 0 | 0
LDNO HV: LV Generation Intermittent | 1 | 0 | -0.676 | 0 | 0 | 0 | 0 | 0.186
LDNO HV: LV Generation Non-Intermittent | 2 | 0 | -4.946 | -0.987 | -0.068 | 0 | 0 | 0.186
LDNO HV: LV Sub Generation Intermittent | 3 | 0 | -0.59 | 0 | 0 | 0 | 0 | 0.173
LDNO HV: LV Sub Generation Non-Intermittent | 4 | 0 | -4.526 | -0.813 | -0.056 | 0 | 0 | 0.173
LDNO HV: HV Generation Intermittent | 5 | 0 | -0.354 | 0 | 0 | 0 | 0 | 0.147
LDNO HV: HV Generation Non-Intermittent | 6 | 0 | -3.408 | -0.33 | -0.02 | 0 | 0 | 0.147
Tariffs for Charging Year: Scenario 2
| Open LLFCs | PCs | Unit rate 1 p/kWh | Unit rate 2 p/kWh | Unit rate 3 p/kWh | Fixed charge p/MPAN/day | Capacity charge p/kVA/day | Reactive power charge p/kVArh | Closed LLFCs
Domestic Unrestricted | 100-103, 108-111,154-155 | 1 | 2.319 | 0 | 0 | 2.55 | 0 | 0
Domestic Two Rate | 104-107, 156-157 | 2 | 2.503 | 0.117 | 0 | 2.55 | 0 | 0 | 124-125
Domestic Off Peak (related MPAN) | 115, 121, 150-153 | 2 | 0.265 | 0 | 0 | 0 | 0 | 0 | 112-114, 116-120, 122-123
Small Non Domestic Unrestricted | 126-128, 133-134, 473 | 3 | 1.817 | 0 | 0 | 4.02 | 0 | 0
Small Non Domestic Two Rate | 129-131, 135-136, 474 | 4 | 2.491 | 0.12 | 0 | 4.02 | 0 | 0
Small Non Domestic Off Peak (related MPAN) | 140, 144 | 4 | 0.261 | 0 | 0 | 0 | 0 | 0 | 138-139, 141-143, 145
LV Medium Non-Domestic | 400-401, 475, 479 | 5-8 | 1.744 | 0.092 | 0 | 21.57 | 0 | 0
LV Sub Medium Non-Domestic | 405 | 5-8 | 1.245 | 0.059 | 0 | 3.29 | 0 | 0
HV Medium Non-Domestic |  | 5-8 | 0.996 | 0.021 | 0 | 311.99 | 0 | 0 | 605-606
LV HH Metered | 453, 470 | 0 | 9.729 | 1.078 | 0.061 | 8.34 | 2.38 | 0.309 | 450
LV Sub HH Metered | 455 | 0 | 8.357 | 0.606 | 0.027 | 3.29 | 4.55 | 0.243
HV HH Metered | 658, 476 | 0 | 6.871 | 0.431 | 0.017 | 80.04 | 5.09 | 0.177 | 655
HV Sub HH Metered | 660 | 0 | 5.949 | 0.323 | 0.011 | 134.57 | 3.22 | 0.156
NHH UMS | 500-504, 510-513 | 1&8 | 2.478 | 0 | 0 | 0 | 0 | 0
LV UMS (Pseudo HH Metered) | 520 | 0 | 21.613 | 3.296 | 0.527 | 0 | 0 | 0
LV Generation NHH | 931, 992 | 8 | -0.676 | 0 | 0 | 0 | 0 | 0
LV Sub Generation NHH | 932, 993 | 8 | -0.59 | 0 | 0 | 0 | 0 | 0
LV Generation Intermittent | 1, 477, 909 | 0 | -0.676 | 0 | 0 | 0 | 0 | 0.186
LV Generation Non-Intermittent | 2 | 0 | -4.946 | -0.987 | -0.068 | 0 | 0 | 0.186
LV Sub Generation Intermittent | 3 | 0 | -0.59 | 0 | 0 | 0 | 0 | 0.173
LV Sub Generation Non-Intermittent | 4 | 0 | -4.526 | -0.813 | -0.056 | 0 | 0 | 0.173
HV Generation Intermittent | 5 | 0 | -0.354 | 0 | 0 | 99.13 | 0 | 0.147
HV Generation Non-Intermittent | 6, 478, 910 | 0 | -3.408 | -0.33 | -0.02 | 99.13 | 0 | 0.147
HV Sub Generation Non-Intermittent | 8, 734, 736, 738 | 0 | -2.761 | -0.232 | -0.014 | 99.13 | 0 | 0.072
HV Sub Generation Intermittent | 7 | 0 | -0.276 | 0 | 0 | 99.13 | 0 | 0.072
LDNO LV: Domestic Unrestricted | 100 | 1 | 1.5537 | 0 | 0 | 1.7085 | 0 | 0
LDNO LV: Domestic Two Rate | 104 | 2 | 1.677 | 0.07839 | 0 | 1.7085 | 0 | 0
LDNO LV: Domestic Off Peak (related MPAN) | 115, 121 | 2 | 0.17755 | 0 | 0 | 0 | 0 | 0
LDNO LV: Small Non Domestic Unrestricted | 126 | 3 | 1.2174 | 0 | 0 | 2.6934 | 0 | 0
LDNO LV: Small Non Domestic Two Rate | 129 | 4 | 1.669 | 0.0804 | 0 | 2.6934 | 0 | 0
LDNO LV: Small Non Domestic Off Peak (related MPAN) | 140, 144 | 4 | 0.17487 | 0 | 0 | 0 | 0 | 0
LDNO LV: LV Medium Non-Domestic | 401 | 5-8 | 1.1685 | 0.06164 | 0 | 14.4519 | 0 | 0
LDNO LV: LV HH Metered | 453 | 0 | 6.5184 | 0.72226 | 0.04087 | 5.5878 | 1.5946 | 0.20703
LDNO LV: NHH UMS | 500 | 1&8 | 1.6603 | 0 | 0 | 0 | 0 | 0
LDNO LV: LV UMS (Pseudo HH Metered) | 520 | 0 | 14.4807 | 2.2083 | 0.35309 | 0 | 0 | 0
LDNO LV: LV Generation NHH | 992 | 8 | -0.676 | 0 | 0 | 0 | 0 | 0
LDNO LV: LV Generation Intermittent | 1 | 0 | -0.676 | 0 | 0 | 0 | 0 | 0.186
LDNO LV: LV Generation Non-Intermittent | 2 | 0 | -4.946 | -0.987 | -0.068 | 0 | 0 | 0.186
LDNO HV: Domestic Unrestricted | 100 | 1 | 0.99253 | 0 | 0 | 1.0914 | 0 | 0
LDNO HV: Domestic Two Rate | 104 | 2 | 1.0713 | 0.050076 | 0 | 1.0914 | 0 | 0
LDNO HV: Domestic Off Peak (related MPAN) | 115, 121 | 2 | 0.11342 | 0 | 0 | 0 | 0 | 0
LDNO HV: Small Non Domestic Unrestricted | 126 | 3 | 0.77768 | 0 | 0 | 1.7206 | 0 | 0
LDNO HV: Small Non Domestic Two Rate | 129 | 4 | 1.0661 | 0.05136 | 0 | 1.7206 | 0 | 0
LDNO HV: Small Non Domestic Off Peak (related MPAN) | 140, 144 | 4 | 0.11171 | 0 | 0 | 0 | 0 | 0
LDNO HV: LV Medium Non-Domestic | 401 | 5-8 | 0.74643 | 0.039376 | 0 | 9.232 | 0 | 0
LDNO HV: LV HH Metered | 453 | 0 | 4.164 | 0.46138 | 0.026108 | 3.5695 | 1.0186 | 0.13225
LDNO HV: LV Sub HH Metered | 455 | 0 | 5.3986 | 0.39148 | 0.017442 | 2.1253 | 2.9393 | 0.15698
LDNO HV: HV HH Metered | 568 | 0 | 5.0433 | 0.31635 | 0.012478 | 58.7494 | 3.7361 | 0.12992
LDNO HV: NHH UMS | 500 | 1&8 | 1.0606 | 0 | 0 | 0 | 0 | 0
LDNO HV: LV UMS (Pseudo HH Metered) | 520 | 0 | 9.2504 | 1.4107 | 0.22556 | 0 | 0 | 0
LDNO HV: LV Generation NHH | 992 | 8 | -0.676 | 0 | 0 | 0 | 0 | 0
LDNO HV: LV Sub Generation NHH | 993 | 8 | -0.59 | 0 | 0 | 0 | 0 | 0
LDNO HV: LV Generation Intermittent | 1 | 0 | -0.676 | 0 | 0 | 0 | 0 | 0.186
LDNO HV: LV Generation Non-Intermittent | 2 | 0 | -4.946 | -0.987 | -0.068 | 0 | 0 | 0.186
LDNO HV: LV Sub Generation Intermittent | 3 | 0 | -0.59 | 0 | 0 | 0 | 0 | 0.173
LDNO HV: LV Sub Generation Non-Intermittent | 4 | 0 | -4.526 | -0.813 | -0.056 | 0 | 0 | 0.173
LDNO HV: HV Generation Intermittent | 5 | 0 | -0.354 | 0 | 0 | 0 | 0 | 0.147
LDNO HV: HV Generation Non-Intermittent | 6 | 0 | -3.408 | -0.33 | -0.02 | 0 | 0 | 0.147
Tariffs for Charging Year: Scenario 3
| Open LLFCs | PCs | Unit rate 1 p/kWh | Unit rate 2 p/kWh | Unit rate 3 p/kWh | Fixed charge p/MPAN/day | Capacity charge p/kVA/day | Reactive power charge p/kVArh | Closed LLFCs
Domestic Unrestricted | 100-103, 108-111,154-155 | 1 | 2.319 | 0 | 0 | 2.55 | 0 | 0
Domestic Two Rate | 104-107, 156-157 | 2 | 2.504 | 0.117 | 0 | 2.55 | 0 | 0 | 124-125
Domestic Off Peak (related MPAN) | 115, 121, 150-153 | 2 | 0.264 | 0 | 0 | 0 | 0 | 0 | 112-114, 116-120, 122-123
Small Non Domestic Unrestricted | 126-128, 133-134, 473 | 3 | 1.817 | 0 | 0 | 4.03 | 0 | 0
Small Non Domestic Two Rate | 129-131, 135-136, 474 | 4 | 2.491 | 0.12 | 0 | 4.03 | 0 | 0
Small Non Domestic Off Peak (related MPAN) | 140, 144 | 4 | 0.261 | 0 | 0 | 0 | 0 | 0 | 138-139, 141-143, 145
LV Medium Non-Domestic | 400-401, 475, 479 | 5-8 | 1.744 | 0.091 | 0 | 21.59 | 0 | 0
LV Sub Medium Non-Domestic | 405 | 5-8 | 1.245 | 0.059 | 0 | 3.3 | 0 | 0
HV Medium Non-Domestic |  | 5-8 | 0.998 | 0.021 | 0 | 311.58 | 0 | 0 | 605-606
LV HH Metered | 453, 470 | 0 | 9.74 | 1.076 | 0.061 | 8.37 | 2.37 | 0.309 | 450
LV Sub HH Metered | 455 | 0 | 8.37 | 0.606 | 0.027 | 3.3 | 4.54 | 0.243
HV HH Metered | 658, 476 | 0 | 6.885 | 0.431 | 0.017 | 80.3 | 5.08 | 0.178 | 655
HV Sub HH Metered | 660 | 0 | 5.964 | 0.324 | 0.011 | 135.01 | 3.21 | 0.156
NHH UMS | 500-504, 510-513 | 1&8 | 2.479 | 0 | 0 | 0 | 0 | 0
LV UMS (Pseudo HH Metered) | 520 | 0 | 21.632 | 3.293 | 0.528 | 0 | 0 | 0
LV Generation NHH | 931, 992 | 8 | -0.674 | 0 | 0 | 0 | 0 | 0
LV Sub Generation NHH | 932, 993 | 8 | -0.588 | 0 | 0 | 0 | 0 | 0
LV Generation Intermittent | 1, 477, 909 | 0 | -0.674 | 0 | 0 | 0 | 0 | 0.186
LV Generation Non-Intermittent | 2 | 0 | -4.932 | -0.984 | -0.068 | 0 | 0 | 0.186
LV Sub Generation Intermittent | 3 | 0 | -0.588 | 0 | 0 | 0 | 0 | 0.173
LV Sub Generation Non-Intermittent | 4 | 0 | -4.513 | -0.811 | -0.055 | 0 | 0 | 0.173
HV Generation Intermittent | 5 | 0 | -0.353 | 0 | 0 | 99.45 | 0 | 0.147
HV Generation Non-Intermittent | 6, 478, 910 | 0 | -3.399 | -0.329 | -0.02 | 99.45 | 0 | 0.147
HV Sub Generation Non-Intermittent | 8, 734, 736, 738 | 0 | -2.753 | -0.232 | -0.014 | 99.45 | 0 | 0.072
HV Sub Generation Intermittent | 7 | 0 | -0.275 | 0 | 0 | 99.45 | 0 | 0.072
LDNO LV: Domestic Unrestricted | 100 | 1 | 1.5537 | 0 | 0 | 1.7085 | 0 | 0
LDNO LV: Domestic Two Rate | 104 | 2 | 1.6777 | 0.07839 | 0 | 1.7085 | 0 | 0
LDNO LV: Domestic Off Peak (related MPAN) | 115, 121 | 2 | 0.17688 | 0 | 0 | 0 | 0 | 0
LDNO LV: Small Non Domestic Unrestricted | 126 | 3 | 1.2174 | 0 | 0 | 2.7001 | 0 | 0
LDNO LV: Small Non Domestic Two Rate | 129 | 4 | 1.669 | 0.0804 | 0 | 2.7001 | 0 | 0
LDNO LV: Small Non Domestic Off Peak (related MPAN) | 140, 144 | 4 | 0.17487 | 0 | 0 | 0 | 0 | 0
LDNO LV: LV Medium Non-Domestic | 401 | 5-8 | 1.1685 | 0.06097 | 0 | 14.4653 | 0 | 0
LDNO LV: LV HH Metered | 453 | 0 | 6.5258 | 0.72092 | 0.04087 | 5.6079 | 1.5879 | 0.20703
LDNO LV: NHH UMS | 500 | 1&8 | 1.6609 | 0 | 0 | 0 | 0 | 0
LDNO LV: LV UMS (Pseudo HH Metered) | 520 | 0 | 14.4934 | 2.2063 | 0.35376 | 0 | 0 | 0
LDNO LV: LV Generation NHH | 992 | 8 | -0.674 | 0 | 0 | 0 | 0 | 0
LDNO LV: LV Generation Intermittent | 1 | 0 | -0.674 | 0 | 0 | 0 | 0 | 0.186
LDNO LV: LV Generation Non-Intermittent | 2 | 0 | -4.932 | -0.984 | -0.068 | 0 | 0 | 0.186
LDNO HV: Domestic Unrestricted | 100 | 1 | 0.99253 | 0 | 0 | 1.0914 | 0 | 0
LDNO HV: Domestic Two Rate | 104 | 2 | 1.0717 | 0.050076 | 0 | 1.0914 | 0 | 0
LDNO HV: Domestic Off Peak (related MPAN) | 115, 121 | 2 | 0.11299 | 0 | 0 | 0 | 0 | 0
LDNO HV: Small Non Domestic Unrestricted | 126 | 3 | 0.77768 | 0 | 0 | 1.7248 | 0 | 0
LDNO HV: Small Non Domestic Two Rate | 129 | 4 | 1.0661 | 0.05136 | 0 | 1.7248 | 0 | 0
LDNO HV: Small Non Domestic Off Peak (related MPAN) | 140, 144 | 4 | 0.11171 | 0 | 0 | 0 | 0 | 0
LDNO HV: LV Medium Non-Domestic | 401 | 5-8 | 0.74643 | 0.038948 | 0 | 9.2405 | 0 | 0
LDNO HV: LV HH Metered | 453 | 0 | 4.1687 | 0.46053 | 0.026108 | 3.5824 | 1.0144 | 0.13225
LDNO HV: LV Sub HH Metered | 455 | 0 | 5.407 | 0.39148 | 0.017442 | 2.1318 | 2.9328 | 0.15698
LDNO HV: HV HH Metered | 568 | 0 | 5.0536 | 0.31635 | 0.012478 | 58.9402 | 3.7287 | 0.13065
LDNO HV: NHH UMS | 500 | 1&8 | 1.061 | 0 | 0 | 0 | 0 | 0
LDNO HV: LV UMS (Pseudo HH Metered) | 520 | 0 | 9.2585 | 1.4094 | 0.22598 | 0 | 0 | 0
LDNO HV: LV Generation NHH | 992 | 8 | -0.674 | 0 | 0 | 0 | 0 | 0
LDNO HV: LV Sub Generation NHH | 993 | 8 | -0.588 | 0 | 0 | 0 | 0 | 0
LDNO HV: LV Generation Intermittent | 1 | 0 | -0.674 | 0 | 0 | 0 | 0 | 0.186
LDNO HV: LV Generation Non-Intermittent | 2 | 0 | -4.932 | -0.984 | -0.068 | 0 | 0 | 0.186
LDNO HV: LV Sub Generation Intermittent | 3 | 0 | -0.588 | 0 | 0 | 0 | 0 | 0.173
LDNO HV: LV Sub Generation Non-Intermittent | 4 | 0 | -4.513 | -0.811 | -0.055 | 0 | 0 | 0.173
LDNO HV: HV Generation Intermittent | 5 | 0 | -0.353 | 0 | 0 | 0 | 0 | 0.147
LDNO HV: HV Generation Non-Intermittent | 6 | 0 | -3.399 | -0.329 | -0.02 | 0 | 0 | 0.147
Tariffs for Charging Year: Scenario 4
| Open LLFCs | PCs | Unit rate 1 p/kWh | Unit rate 2 p/kWh | Unit rate 3 p/kWh | Fixed charge p/MPAN/day | Capacity charge p/kVA/day | Reactive power charge p/kVArh | Closed LLFCs
Domestic Unrestricted | 100-103, 108-111,154-155 | 1 | 2.319 | 0 | 0 | 2.5 | 0 | 0
Domestic Two Rate | 104-107, 156-157 | 2 | 2.496 | 0.121 | 0 | 2.5 | 0 | 0 | 124-125
Domestic Off Peak (related MPAN) | 115, 121, 150-153 | 2 | 0.269 | 0 | 0 | 0 | 0 | 0 | 112-114, 116-120, 122-123
Small Non Domestic Unrestricted | 126-128, 133-134, 473 | 3 | 1.817 | 0 | 0 | 3.92 | 0 | 0
Small Non Domestic Two Rate | 129-131, 135-136, 474 | 4 | 2.491 | 0.123 | 0 | 3.92 | 0 | 0
Small Non Domestic Off Peak (related MPAN) | 140, 144 | 4 | 0.264 | 0 | 0 | 0 | 0 | 0 | 138-139, 141-143, 145
LV Medium Non-Domestic | 400-401, 475, 479 | 5-8 | 1.745 | 0.094 | 0 | 21.45 | 0 | 0
LV Sub Medium Non-Domestic | 405 | 5-8 | 1.242 | 0.061 | 0 | 3.17 | 0 | 0
HV Medium Non-Domestic |  | 5-8 | 0.976 | 0.021 | 0 | 316.62 | 0 | 0 | 605-606
LV HH Metered | 453, 470 | 0 | 9.609 | 1.09 | 0.062 | 8.05 | 2.44 | 0.307 | 450
LV Sub HH Metered | 455 | 0 | 8.215 | 0.605 | 0.027 | 3.17 | 4.69 | 0.24
HV HH Metered | 658, 476 | 0 | 6.713 | 0.426 | 0.017 | 77.27 | 5.25 | 0.174 | 655
HV Sub HH Metered | 660 | 0 | 5.781 | 0.315 | 0.011 | 129.92 | 3.33 | 0.151
NHH UMS | 500-504, 510-513 | 1&8 | 2.467 | 0 | 0 | 0 | 0 | 0
LV UMS (Pseudo HH Metered) | 520 | 0 | 21.402 | 3.33 | 0.52 | 0 | 0 | 0
LV Generation NHH | 931, 992 | 8 | -0.697 | 0 | 0 | 0 | 0 | 0
LV Sub Generation NHH | 932, 993 | 8 | -0.608 | 0 | 0 | 0 | 0 | 0
LV Generation Intermittent | 1, 477, 909 | 0 | -0.697 | 0 | 0 | 0 | 0 | 0.192
LV Generation Non-Intermittent | 2 | 0 | -5.1 | -1.018 | -0.071 | 0 | 0 | 0.192
LV Sub Generation Intermittent | 3 | 0 | -0.608 | 0 | 0 | 0 | 0 | 0.179
LV Sub Generation Non-Intermittent | 4 | 0 | -4.666 | -0.839 | -0.057 | 0 | 0 | 0.179
HV Generation Intermittent | 5 | 0 | -0.365 | 0 | 0 | 95.7 | 0 | 0.152
HV Generation Non-Intermittent | 6, 478, 910 | 0 | -3.514 | -0.341 | -0.021 | 95.7 | 0 | 0.152
HV Sub Generation Non-Intermittent | 8, 734, 736, 738 | 0 | -2.844 | -0.24 | -0.015 | 95.7 | 0 | 0.074
HV Sub Generation Intermittent | 7 | 0 | -0.285 | 0 | 0 | 95.7 | 0 | 0.074
LDNO LV: Domestic Unrestricted | 100 | 1 | 1.5537 | 0 | 0 | 1.675 | 0 | 0
LDNO LV: Domestic Two Rate | 104 | 2 | 1.6723 | 0.08107 | 0 | 1.675 | 0 | 0
LDNO LV: Domestic Off Peak (related MPAN) | 115, 121 | 2 | 0.18023 | 0 | 0 | 0 | 0 | 0
LDNO LV: Small Non Domestic Unrestricted | 126 | 3 | 1.2174 | 0 | 0 | 2.6264 | 0 | 0
LDNO LV: Small Non Domestic Two Rate | 129 | 4 | 1.669 | 0.08241 | 0 | 2.6264 | 0 | 0
LDNO LV: Small Non Domestic Off Peak (related MPAN) | 140, 144 | 4 | 0.17688 | 0 | 0 | 0 | 0 | 0
LDNO LV: LV Medium Non-Domestic | 401 | 5-8 | 1.1691 | 0.06298 | 0 | 14.3715 | 0 | 0
LDNO LV: LV HH Metered | 453 | 0 | 6.438 | 0.7303 | 0.04154 | 5.3935 | 1.6348 | 0.20569
LDNO LV: NHH UMS | 500 | 1&8 | 1.6529 | 0 | 0 | 0 | 0 | 0
LDNO LV: LV UMS (Pseudo HH Metered) | 520 | 0 | 14.3393 | 2.2311 | 0.3484 | 0 | 0 | 0
LDNO LV: LV Generation NHH | 992 | 8 | -0.697 | 0 | 0 | 0 | 0 | 0
LDNO LV: LV Generation Intermittent | 1 | 0 | -0.697 | 0 | 0 | 0 | 0 | 0.192
LDNO LV: LV Generation Non-Intermittent | 2 | 0 | -5.1 | -1.018 | -0.071 | 0 | 0 | 0.192
LDNO HV: Domestic Unrestricted | 100 | 1 | 0.99253 | 0 | 0 | 1.07 | 0 | 0
LDNO HV: Domestic Two Rate | 104 | 2 | 1.0683 | 0.051788 | 0 | 1.07 | 0 | 0
LDNO HV: Domestic Off Peak (related MPAN) | 115, 121 | 2 | 0.11513 | 0 | 0 | 0 | 0 | 0
LDNO HV: Small Non Domestic Unrestricted | 126 | 3 | 0.77768 | 0 | 0 | 1.6778 | 0 | 0
LDNO HV: Small Non Domestic Two Rate | 129 | 4 | 1.0661 | 0.052644 | 0 | 1.6778 | 0 | 0
LDNO HV: Small Non Domestic Off Peak (related MPAN) | 140, 144 | 4 | 0.11299 | 0 | 0 | 0 | 0 | 0
LDNO HV: LV Medium Non-Domestic | 401 | 5-8 | 0.74686 | 0.040232 | 0 | 9.1806 | 0 | 0
LDNO HV: LV HH Metered | 453 | 0 | 4.1127 | 0.46652 | 0.026536 | 3.4454 | 1.0443 | 0.1314
LDNO HV: LV Sub HH Metered | 455 | 0 | 5.3069 | 0.39083 | 0.017442 | 2.0478 | 3.0297 | 0.15504
LDNO HV: HV HH Metered | 568 | 0 | 4.9273 | 0.31268 | 0.012478 | 56.7162 | 3.8535 | 0.12772
LDNO HV: NHH UMS | 500 | 1&8 | 1.0559 | 0 | 0 | 0 | 0 | 0
LDNO HV: LV UMS (Pseudo HH Metered) | 520 | 0 | 9.1601 | 1.4252 | 0.22256 | 0 | 0 | 0
LDNO HV: LV Generation NHH | 992 | 8 | -0.697 | 0 | 0 | 0 | 0 | 0
LDNO HV: LV Sub Generation NHH | 993 | 8 | -0.608 | 0 | 0 | 0 | 0 | 0
LDNO HV: LV Generation Intermittent | 1 | 0 | -0.697 | 0 | 0 | 0 | 0 | 0.192
LDNO HV: LV Generation Non-Intermittent | 2 | 0 | -5.1 | -1.018 | -0.071 | 0 | 0 | 0.192
LDNO HV: LV Sub Generation Intermittent | 3 | 0 | -0.608 | 0 | 0 | 0 | 0 | 0.179
LDNO HV: LV Sub Generation Non-Intermittent | 4 | 0 | -4.666 | -0.839 | -0.057 | 0 | 0 | 0.179
LDNO HV: HV Generation Intermittent | 5 | 0 | -0.365 | 0 | 0 | 0 | 0 | 0.152
LDNO HV: HV Generation Non-Intermittent | 6 | 0 | -3.514 | -0.341 | -0.021 | 0 | 0 | 0.152

## 500MW model - typical bill
| Y | Y+1 | Y+2 | Y+3 | Y+4
TARIFF | Base Model | Scenario 1 | Scenario 2 | Scenario 3 | Scenario 4
> Domestic Unrestricted
Domestic Unrestricted | 102.7141 | 102.7141 | 102.7141 | 102.7141 | 102.5316
LDNO LV: Domestic Unrestricted | 50.3094 | 50.3094 | 50.3094 | 50.3094 | 50.1871
LDNO HV: Domestic Unrestricted | 33.9773 | 33.9773 | 33.9773 | 33.9773 | 33.8992
> Domestic Two Rate
Domestic Two Rate | 94.3222 | 94.3222 | 94.3222 | 94.3548 | 94.0303
LDNO LV: Domestic Two Rate | 55.1619 | 55.1619 | 55.1619 | 55.1808 | 54.962
LDNO HV: Domestic Two Rate | 35.7606 | 35.7606 | 35.7606 | 35.7726 | 35.6587
> Domestic Off Peak (related MPAN)
Domestic Off Peak (related MPAN) | 13.1396 | 13.1396 | 13.1396 | 13.09 | 13.3379
LDNO LV: Domestic Off Peak (related MPAN)
LDNO HV: Domestic Off Peak (related MPAN)
> Small Non Domestic Unrestricted
Small Non Domestic Unrestricted | 285.9035 | 285.9035 | 285.9035 | 285.94 | 285.5385
LDNO LV: Small Non Domestic Unrestricted | 112.2336 | 112.2336 | 112.2336 | 112.258 | 111.989
LDNO HV: Small Non Domestic Unrestricted | 83.7532 | 83.7532 | 83.7532 | 83.7688 | 83.597
> Small Non Domestic Two Rate
Small Non Domestic Two Rate | 392.6888 | 392.6888 | 392.6888 | 392.7253 | 392.6494
LDNO LV: Small Non Domestic Two Rate | 244.4246 | 244.4246 | 244.4246 | 244.449 | 244.7928
LDNO HV: Small Non Domestic Two Rate | 37.0285 | 37.0285 | 37.0285 | 37.0441 | 36.9086
> Small Non Domestic Off Peak (related MPAN)
Small Non Domestic Off Peak (related MPAN) | 18.8753 | 18.8753 | 18.8753 | 18.8753 | 19.0923
LDNO LV: Small Non Domestic Off Peak (related MPAN)
LDNO HV: Small Non Domestic Off Peak (related MPAN)
> LV Medium Non-Domestic
LV Medium Non-Domestic | 1843.6716 | 1843.6716 | 1843.6716 | 1843.6776 | 1844.3761
LDNO LV: LV Medium Non-Domestic
LDNO HV: LV Medium Non-Domestic
> LV Sub Medium Non-Domestic
LV Sub Medium Non-Domestic
> HV Medium Non-Domestic
HV Medium Non-Domestic | 2252.8357 | 2252.8357 | 2252.8357 | 2253.5759 | 2247.3679
> LV HH Metered
LV HH Metered | 9081.5362 | 9081.5362 | 9081.5362 | 9073.492 | 9107.0312
LDNO LV: LV HH Metered
LDNO HV: LV HH Metered
> LV Sub HH Metered
LV Sub HH Metered | 53991.3025 | 53991.3025 | 53991.3025 | 53992.5613 | 54075.004
LDNO HV: LV Sub HH Metered
> HV HH Metered
HV HH Metered | 46783.3949 | 46783.3949 | 46783.3949 | 46778.8869 | 47019.0286
LDNO HV: HV HH Metered
> HV Sub HH Metered
HV Sub HH Metered
> NHH UMS
NHH UMS | 506.0596 | 506.0596 | 506.0596 | 506.2638 | 503.8132
LDNO LV: NHH UMS
LDNO HV: NHH UMS
> LV UMS (Pseudo HH Metered)
LV UMS (Pseudo HH Metered) | 166231.0637 | 166231.0637 | 166231.0637 | 166370.8464 | 164955.783
LDNO LV: LV UMS (Pseudo HH Metered)
LDNO HV: LV UMS (Pseudo HH Metered)
> LV Generation NHH
LV Generation NHH | -20.6478 | -20.6478 | -20.6478 | -20.5867 | -21.2892
LDNO LV: LV Generation NHH
LDNO HV: LV Generation NHH
> LV Sub Generation NHH
LV Sub Generation NHH | -20.8291 | -20.8291 | -20.8291 | -20.7585 | -21.4646
LDNO HV: LV Sub Generation NHH
> LV Generation Intermittent
LV Generation Intermittent | -329.0324 | -329.0324 | -329.0324 | -328.0589 | -339.2538
LDNO LV: LV Generation Intermittent
LDNO HV: LV Generation Intermittent
> LV Generation Non-Intermittent
LV Generation Non-Intermittent | -3530.9601 | -3530.9601 | -3530.9601 | -3521.3215 | -3644.0874
LDNO LV: LV Generation Non-Intermittent
LDNO HV: LV Generation Non-Intermittent
> LV Sub Generation Intermittent
LV Sub Generation Intermittent
LDNO HV: LV Sub Generation Intermittent
> LV Sub Generation Non-Intermittent
LV Sub Generation Non-Intermittent
LDNO HV: LV Sub Generation Non-Intermittent
> HV Generation Intermittent
HV Generation Intermittent | -29410.914 | -29410.914 | -29410.914 | -29325.6422 | -30348.5751
LDNO HV: HV Generation Intermittent
> HV Generation Non-Intermittent
HV Generation Non-Intermittent | -17983.2025 | -17983.2025 | -17983.2025 | -17933.3901 | -18587.4594
LDNO HV: HV Generation Non-Intermittent
> HV Sub Generation Non-Intermittent
HV Sub Generation Non-Intermittent
> HV Sub Generation Intermittent
HV Sub Generation Intermittent | 361.8245 | 361.8245 | 361.8245 | 362.9925 | 349.305

## LV SM - summary
Tariff Comparison
Scenario 1 vs Base | [6 empty] | Scenario 3 vs Base
| Unit rate 1 p/kWh | Unit rate 2 p/kWh | Unit rate 3 p/kWh | Fixed charge p/MPAN/day | Capacity charge p/kVA/day | Reactive power charge p/kVArh |  | Unit rate 1 p/kWh | Unit rate 2 p/kWh | Unit rate 3 p/kWh | Fixed charge p/MPAN/day | Capacity charge p/kVA/day | Reactive power charge p/kVArh
Domestic Unrestricted | 0% |  |  | 0% |  |  | Domestic Unrestricted | 0% |  |  | -0.3922%
Domestic Two Rate | 0% | 0% |  | 0% |  |  | Domestic Two Rate | 0% | 0% |  | -0.3922%
Domestic Off Peak (related MPAN) | 0% | [5 empty] | Domestic Off Peak (related MPAN) | 0%
Small Non Domestic Unrestricted | 0% |  |  | 0% |  |  | Small Non Domestic Unrestricted | 0% |  |  | -0.2488%
Small Non Domestic Two Rate | 0% | 0% |  | 0% |  |  | Small Non Domestic Two Rate | 0% | 0% |  | -0.2488%
Small Non Domestic Off Peak (related MPAN) | 0% | [5 empty] | Small Non Domestic Off Peak (related MPAN) | 0%
LV Medium Non-Domestic | 0% | 0% |  | 0% |  |  | LV Medium Non-Domestic | 0% | 0% |  | -0.04636%
LV Sub Medium Non-Domestic | 0% | 0% |  | 0% |  |  | LV Sub Medium Non-Domestic | 0% | 0% |  | -0.304%
HV Medium Non-Domestic | 0% | 0% |  | 0% |  |  | HV Medium Non-Domestic | 0% | 0% |  | 0.03205%
LV HH Metered | 0% | 0% | 0% | 0% | 0% | 0% | LV HH Metered | 0.01028% | 0% | 0% | -0.3597% | 0% | 0%
LV Sub HH Metered | 0% | 0% | 0% | 0% | 0% | 0% | LV Sub HH Metered | 0.01197% | 0% | 0% | -0.304% | 0% | 0%
HV HH Metered | 0% | 0% | 0% | 0% | 0% | 0% | HV HH Metered | 0% | 0% | 0% | 0.06247% | 0% | 0%
HV Sub HH Metered | 0% | 0% | 0% | 0% | 0% | 0% | HV Sub HH Metered | 0% | 0% | 0% | 0.06688% | 0% | 0%
NHH UMS | 0% | [5 empty] | NHH UMS | -0.04036%
LV UMS (Pseudo HH Metered) | 0% | 0% | 0% |  |  |  | LV UMS (Pseudo HH Metered) | 0.004627% | 0% | -0.1898%
Scenario 2 vs Base | [6 empty] | Scenario 4 vs Base
| Unit rate 1 p/kWh | Unit rate 2 p/kWh | Unit rate 3 p/kWh | Fixed charge p/MPAN/day | Capacity charge p/kVA/day | Reactive power charge p/kVArh |  | Unit rate 1 p/kWh | Unit rate 2 p/kWh | Unit rate 3 p/kWh | Fixed charge p/MPAN/day | Capacity charge p/kVA/day | Reactive power charge p/kVArh
Domestic Unrestricted | 0% |  |  | 0% |  |  | Domestic Unrestricted | -0.1294% |  |  | 1.961%
Domestic Two Rate | 0% | 0% |  | 0% |  |  | Domestic Two Rate | -0.1199% | 0% |  | 1.961%
Domestic Off Peak (related MPAN) | 0% | [5 empty] | Domestic Off Peak (related MPAN) | -0.3774%
Small Non Domestic Unrestricted | 0% |  |  | 0% |  |  | Small Non Domestic Unrestricted | -0.1101% |  |  | 2.488%
Small Non Domestic Two Rate | 0% | 0% |  | 0% |  |  | Small Non Domestic Two Rate | -0.1204% | 0% |  | 2.488%
Small Non Domestic Off Peak (related MPAN) | 0% | [5 empty] | Small Non Domestic Off Peak (related MPAN) | 0%
LV Medium Non-Domestic | 0% | 0% |  | 0% |  |  | LV Medium Non-Domestic | -0.1147% | -1.087% |  | 0.9736%
LV Sub Medium Non-Domestic | 0% | 0% |  | 0% |  |  | LV Sub Medium Non-Domestic | -0.08032% | 0% |  | 3.343%
HV Medium Non-Domestic | 0% | 0% |  | 0% |  |  | HV Medium Non-Domestic | 0% | 0% |  | -0.3269%
LV HH Metered | 0% | 0% | 0% | 0% | 0% | 0% | LV HH Metered | -0.08223% | -0.1855% | 0% | 3.597% | -0.4202% | -0.3236%
LV Sub HH Metered | 0% | 0% | 0% | 0% | 0% | 0% | LV Sub HH Metered | -0.0718% | 0% | 0% | 3.343% | -0.2198% | 0%
HV HH Metered | 0% | 0% | 0% | 0% | 0% | 0% | HV HH Metered | -0.05822% | 0% | 0% | -0.6872% | -0.1965% | 0%
HV Sub HH Metered | 0% | 0% | 0% | 0% | 0% | 0% | HV Sub HH Metered | -0.05043% | 0% | 0% | -0.6762% | -0.3106% | -0.641%
NHH UMS | 0% | [5 empty] | NHH UMS | 0.4036%
LV UMS (Pseudo HH Metered) | 0% | 0% | 0% |  |  |  | LV UMS (Pseudo HH Metered) | -0.04164% | 0.2124% | 2.277%
Scenario 2 vs Scenario 1 | [6 empty] | Scenario 4 vs Scenario 3
| Unit rate 1 p/kWh | Unit rate 2 p/kWh | Unit rate 3 p/kWh | Fixed charge p/MPAN/day | Capacity charge p/kVA/day | Reactive power charge p/kVArh |  | Unit rate 1 p/kWh | Unit rate 2 p/kWh | Unit rate 3 p/kWh | Fixed charge p/MPAN/day | Capacity charge p/kVA/day | Reactive power charge p/kVArh
Domestic Unrestricted | 0% |  |  | 0% |  |  | Domestic Unrestricted | -0.1294% |  |  | 2.362%
Domestic Two Rate | 0% | 0% |  | 0% |  |  | Domestic Two Rate | -0.1199% | 0% |  | 2.362%
Domestic Off Peak (related MPAN) | 0% | [5 empty] | Domestic Off Peak (related MPAN) | -0.3774%
Small Non Domestic Unrestricted | 0% |  |  | 0% |  |  | Small Non Domestic Unrestricted | -0.1101% |  |  | 2.743%
Small Non Domestic Two Rate | 0% | 0% |  | 0% |  |  | Small Non Domestic Two Rate | -0.1204% | 0% |  | 2.743%
Small Non Domestic Off Peak (related MPAN) | 0% | [5 empty] | Small Non Domestic Off Peak (related MPAN) | 0%
LV Medium Non-Domestic | 0% | 0% |  | 0% |  |  | LV Medium Non-Domestic | -0.1147% | -1.087% |  | 1.02%
LV Sub Medium Non-Domestic | 0% | 0% |  | 0% |  |  | LV Sub Medium Non-Domestic | -0.08032% | 0% |  | 3.659%
HV Medium Non-Domestic | 0% | 0% |  | 0% |  |  | HV Medium Non-Domestic | 0% | 0% |  | -0.3589%
LV HH Metered | 0% | 0% | 0% | 0% | 0% | 0% | LV HH Metered | -0.0925% | -0.1855% | 0% | 3.971% | -0.4202% | -0.3236%
LV Sub HH Metered | 0% | 0% | 0% | 0% | 0% | 0% | LV Sub HH Metered | -0.08375% | 0% | 0% | 3.659% | -0.2198% | 0%
HV HH Metered | 0% | 0% | 0% | 0% | 0% | 0% | HV HH Metered | -0.05822% | 0% | 0% | -0.7492% | -0.1965% | 0%
HV Sub HH Metered | 0% | 0% | 0% | 0% | 0% | 0% | HV Sub HH Metered | -0.05043% | 0% | 0% | -0.7426% | -0.3106% | -0.641%
NHH UMS | 0% | [5 empty] | NHH UMS | 0.4441%
LV UMS (Pseudo HH Metered) | 0% | 0% | 0% |  |  |  | LV UMS (Pseudo HH Metered) | -0.04627% | 0.2124% | 2.471%
Typical Bill Comparison
| Percentage Change |  |  | Absolute Change (£) |  |  |  | Percentage Change |  |  | Absolute Change (£)
TARIFF | Scenario 1 vs Base | Scenario 2 vs Base | Scenario 2 vs Scenario 1 | Scenario 1 vs Base | Scenario 2 vs Base | Scenario 2 vs Scenario 1 | TARIFF | Scenario 3 vs Base | Scenario 4 vs Base | Scenario 4 vs Scenario 3 | Scenario 3 vs Base | Scenario 4 vs Base | Scenario 4 vs Scenario 3
> Domestic Unrestricted | [6 empty] | > Domestic Unrestricted
Domestic Unrestricted | 0% | 0% | 0% | 0 | 0 | 0 | Domestic Unrestricted | -0.03554% | 0.06003% | 0.0956% | -0.0365 | 0.061664 | 0.098164
LDNO LV: Domestic Unrestricted | 0% | 0% | 0% | 0 | 0 | 0 | LDNO LV: Domestic Unrestricted | -0.04861% | 0.1297% | 0.1784% | -0.024455 | 0.065259 | 0.089714
LDNO HV: Domestic Unrestricted | 0% | 0% | 0% | 0 | 0 | 0 | LDNO HV: Domestic Unrestricted | -0.04598% | 0.1157% | 0.1617% | -0.015622 | 0.039308 | 0.05493
> Domestic Two Rate | [6 empty] | > Domestic Two Rate
Domestic Two Rate | 0% | 0% | 0% | 0 | 0 | 0 | Domestic Two Rate | -0.0387% | 0.08987% | 0.1286% | -0.0365 | 0.084764 | 0.12126
LDNO LV: Domestic Two Rate | 0% | 0% | 0% | 0 | 0 | 0 | LDNO LV: Domestic Two Rate | -0.04433% | 0.1188% | 0.1632% | -0.024455 | 0.065555 | 0.09001
LDNO HV: Domestic Two Rate | 0% | 0% | 0% | 0 | 0 | 0 | LDNO HV: Domestic Two Rate | -0.04368% | 0.1178% | 0.1616% | -0.015622 | 0.042134 | 0.057756
> Domestic Off Peak (related MPAN) | [6 empty] | > Domestic Off Peak (related MPAN)
Domestic Off Peak (related MPAN) | 0% | 0% | 0% | 0 | 0 | 0 | Domestic Off Peak (related MPAN) | 0% | -0.3774% | -0.3774% | 0 | -0.049583 | -0.049583
LDNO LV: Domestic Off Peak (related MPAN) | #VALUE! | #VALUE! | #VALUE! | #VALUE! | #VALUE! | #VALUE! | LDNO LV: Domestic Off Peak (related MPAN) | #VALUE! | #VALUE! | #VALUE! | #VALUE! | #VALUE! | #VALUE!
LDNO HV: Domestic Off Peak (related MPAN) | #VALUE! | #VALUE! | #VALUE! | #VALUE! | #VALUE! | #VALUE! | LDNO HV: Domestic Off Peak (related MPAN) | #VALUE! | #VALUE! | #VALUE! | #VALUE! | #VALUE! | #VALUE!
> Small Non Domestic Unrestricted | [6 empty] | > Small Non Domestic Unrestricted
Small Non Domestic Unrestricted | 0% | 0% | 0% | 0 | 0 | 0 | Small Non Domestic Unrestricted | -0.01277% | 0.02324% | 0.03601% | -0.0365 | 0.066452 | 0.10295
LDNO LV: Small Non Domestic Unrestricted | 0% | 0% | 0% | 0 | 0 | 0 | LDNO LV: Small Non Domestic Unrestricted | -0.02179% | 0.1175% | 0.1393% | -0.024455 | 0.13183 | 0.15629
LDNO HV: Small Non Domestic Unrestricted | 0% | 0% | 0% | 0 | 0 | 0 | LDNO HV: Small Non Domestic Unrestricted | -0.01865% | 0.08471% | 0.1034% | -0.015622 | 0.070944 | 0.086566
> Small Non Domestic Two Rate | [6 empty] | > Small Non Domestic Two Rate
Small Non Domestic Two Rate | 0% | 0% | 0% | 0 | 0 | 0 | Small Non Domestic Two Rate | -0.009295% | -0.01899% | -0.009696% | -0.0365 | -0.074573 | -0.038073
LDNO LV: Small Non Domestic Two Rate | 0% | 0% | 0% | 0 | 0 | 0 | LDNO LV: Small Non Domestic Two Rate | -0.01001% | -0.00346% | 0.006545% | -0.024455 | -0.0084582 | 0.015997
LDNO HV: Small Non Domestic Two Rate | 0% | 0% | 0% | 0 | 0 | 0 | LDNO HV: Small Non Domestic Two Rate | -0.04219% | 0.3266% | 0.369% | -0.015622 | 0.12094 | 0.13656
> Small Non Domestic Off Peak (related MPAN) | [6 empty] | > Small Non Domestic Off Peak (related MPAN)
Small Non Domestic Off Peak (related MPAN) | 0% | 0% | 0% | 0 | 0 | 0 | Small Non Domestic Off Peak (related MPAN) | 0% | 0% | 0% | 0 | 0 | 0
LDNO LV: Small Non Domestic Off Peak (related MPAN) | #VALUE! | #VALUE! | #VALUE! | #VALUE! | #VALUE! | #VALUE! | LDNO LV: Small Non Domestic Off Peak (related MPAN) | #VALUE! | #VALUE! | #VALUE! | #VALUE! | #VALUE! | #VALUE!
LDNO HV: Small Non Domestic Off Peak (related MPAN) | #VALUE! | #VALUE! | #VALUE! | #VALUE! | #VALUE! | #VALUE! | LDNO HV: Small Non Domestic Off Peak (related MPAN) | #VALUE! | #VALUE! | #VALUE! | #VALUE! | #VALUE! | #VALUE!
> LV Medium Non-Domestic | [6 empty] | > LV Medium Non-Domestic
LV Medium Non-Domestic | 0% | 0% | 0% | 0 | 0 | 0 | LV Medium Non-Domestic | -0.00198% | -0.07146% | -0.06948% | -0.0365 | -1.3175 | -1.281
LDNO LV: LV Medium Non-Domestic | #VALUE! | #VALUE! | #VALUE! | #VALUE! | #VALUE! | #VALUE! | LDNO LV: LV Medium Non-Domestic | #VALUE! | #VALUE! | #VALUE! | #VALUE! | #VALUE! | #VALUE!
LDNO HV: LV Medium Non-Domestic | #VALUE! | #VALUE! | #VALUE! | #VALUE! | #VALUE! | #VALUE! | LDNO HV: LV Medium Non-Domestic | #VALUE! | #VALUE! | #VALUE! | #VALUE! | #VALUE! | #VALUE!
> LV Sub Medium Non-Domestic | [6 empty] | > LV Sub Medium Non-Domestic
LV Sub Medium Non-Domestic | #VALUE! | #VALUE! | #VALUE! | #VALUE! | #VALUE! | #VALUE! | LV Sub Medium Non-Domestic | #VALUE! | #VALUE! | #VALUE! | #VALUE! | #VALUE! | #VALUE!
> HV Medium Non-Domestic | [6 empty] | > HV Medium Non-Domestic
HV Medium Non-Domestic | 0% | 0% | 0% | 0 | 0 | 0 | HV Medium Non-Domestic | 0.0162% | -0.1653% | -0.1814% | 0.365 | -3.723 | -4.088
> LV HH Metered | [6 empty] | > LV HH Metered
LV HH Metered | 0% | 0% | 0% | 0 | 0 | 0 | LV HH Metered | 0.003834% | -0.1777% | -0.1815% | 0.34822 | -16.1336 | -16.4818
LDNO LV: LV HH Metered | #VALUE! | #VALUE! | #VALUE! | #VALUE! | #VALUE! | #VALUE! | LDNO LV: LV HH Metered | #VALUE! | #VALUE! | #VALUE! | #VALUE! | #VALUE! | #VALUE!
LDNO HV: LV HH Metered | #VALUE! | #VALUE! | #VALUE! | #VALUE! | #VALUE! | #VALUE! | LDNO HV: LV HH Metered | #VALUE! | #VALUE! | #VALUE! | #VALUE! | #VALUE! | #VALUE!
> LV Sub HH Metered | [6 empty] | > LV Sub HH Metered
LV Sub HH Metered | 0% | 0% | 0% | 0 | 0 | 0 | LV Sub HH Metered | 0.005827% | -0.109% | -0.1148% | 3.146 | -58.8434 | -61.9894
LDNO HV: LV Sub HH Metered | #VALUE! | #VALUE! | #VALUE! | #VALUE! | #VALUE! | #VALUE! | LDNO HV: LV Sub HH Metered | #VALUE! | #VALUE! | #VALUE! | #VALUE! | #VALUE! | #VALUE!
> HV HH Metered | [6 empty] | > HV HH Metered
HV HH Metered | 0% | 0% | 0% | 0 | 0 | 0 | HV HH Metered | 0.0003901% | -0.1234% | -0.1238% | 0.1825 | -57.7339 | -57.9164
LDNO HV: HV HH Metered | #VALUE! | #VALUE! | #VALUE! | #VALUE! | #VALUE! | #VALUE! | LDNO HV: HV HH Metered | #VALUE! | #VALUE! | #VALUE! | #VALUE! | #VALUE! | #VALUE!
> HV Sub HH Metered | [6 empty] | > HV Sub HH Metered
HV Sub HH Metered | #VALUE! | #VALUE! | #VALUE! | #VALUE! | #VALUE! | #VALUE! | HV Sub HH Metered | #VALUE! | #VALUE! | #VALUE! | #VALUE! | #VALUE! | #VALUE!
> NHH UMS | [6 empty] | > NHH UMS
NHH UMS | 0% | 0% | 0% | 0 | 0 | 0 | NHH UMS | -0.04036% | 0.4036% | 0.4441% | -0.20422 | 2.0422 | 2.2464
LDNO LV: NHH UMS | #VALUE! | #VALUE! | #VALUE! | #VALUE! | #VALUE! | #VALUE! | LDNO LV: NHH UMS | #VALUE! | #VALUE! | #VALUE! | #VALUE! | #VALUE! | #VALUE!
LDNO HV: NHH UMS | #VALUE! | #VALUE! | #VALUE! | #VALUE! | #VALUE! | #VALUE! | LDNO HV: NHH UMS | #VALUE! | #VALUE! | #VALUE! | #VALUE! | #VALUE! | #VALUE!
> LV UMS (Pseudo HH Metered) | [6 empty] | > LV UMS (Pseudo HH Metered)
LV UMS (Pseudo HH Metered) | 0% | 0% | 0% | 0 | 0 | 0 | LV UMS (Pseudo HH Metered) | -0.03688% | 0.4815% | 0.5186% | -61.3095 | 800.4596 | 861.7692
LDNO LV: LV UMS (Pseudo HH Metered) | #VALUE! | #VALUE! | #VALUE! | #VALUE! | #VALUE! | #VALUE! | LDNO LV: LV UMS (Pseudo HH Metered) | #VALUE! | #VALUE! | #VALUE! | #VALUE! | #VALUE! | #VALUE!
LDNO HV: LV UMS (Pseudo HH Metered) | #VALUE! | #VALUE! | #VALUE! | #VALUE! | #VALUE! | #VALUE! | LDNO HV: LV UMS (Pseudo HH Metered) | #VALUE! | #VALUE! | #VALUE! | #VALUE! | #VALUE! | #VALUE!
> LV Generation NHH | [6 empty] | > LV Generation NHH
LV Generation NHH | 0% | 0% | 0% | 0 | 0 | 0 | LV Generation NHH | 0% | -0.1479% | -0.1479% | 0 | 0.030544 | 0.030544
LDNO LV: LV Generation NHH | #VALUE! | #VALUE! | #VALUE! | #VALUE! | #VALUE! | #VALUE! | LDNO LV: LV Generation NHH | #VALUE! | #VALUE! | #VALUE! | #VALUE! | #VALUE! | #VALUE!
LDNO HV: LV Generation NHH | #VALUE! | #VALUE! | #VALUE! | #VALUE! | #VALUE! | #VALUE! | LDNO HV: LV Generation NHH | #VALUE! | #VALUE! | #VALUE! | #VALUE! | #VALUE! | #VALUE!
> LV Sub Generation NHH | [6 empty] | > LV Sub Generation NHH
LV Sub Generation NHH | 0% | 0% | 0% | 0 | 0 | 0 | LV Sub Generation NHH | 0% | -0.1695% | -0.1695% | 0 | 0.035304 | 0.035304
LDNO HV: LV Sub Generation NHH | #VALUE! | #VALUE! | #VALUE! | #VALUE! | #VALUE! | #VALUE! | LDNO HV: LV Sub Generation NHH | #VALUE! | #VALUE! | #VALUE! | #VALUE! | #VALUE! | #VALUE!
> LV Generation Intermittent | [6 empty] | > LV Generation Intermittent
LV Generation Intermittent | 0% | 0% | 0% | 0 | 0 | 0 | LV Generation Intermittent | 0% | -0.1479% | -0.1479% | 0 | 0.48673 | 0.48673
LDNO LV: LV Generation Intermittent | #VALUE! | #VALUE! | #VALUE! | #VALUE! | #VALUE! | #VALUE! | LDNO LV: LV Generation Intermittent | #VALUE! | #VALUE! | #VALUE! | #VALUE! | #VALUE! | #VALUE!
LDNO HV: LV Generation Intermittent | #VALUE! | #VALUE! | #VALUE! | #VALUE! | #VALUE! | #VALUE! | LDNO HV: LV Generation Intermittent | #VALUE! | #VALUE! | #VALUE! | #VALUE! | #VALUE! | #VALUE!
> LV Generation Non-Intermittent | [6 empty] | > LV Generation Non-Intermittent
LV Generation Non-Intermittent | 0% | 0% | 0% | 0 | 0 | 0 | LV Generation Non-Intermittent | 0.01173% | -0.1663% | -0.1781% | -0.41428 | 5.8734 | 6.2877
LDNO LV: LV Generation Non-Intermittent | #VALUE! | #VALUE! | #VALUE! | #VALUE! | #VALUE! | #VALUE! | LDNO LV: LV Generation Non-Intermittent | #VALUE! | #VALUE! | #VALUE! | #VALUE! | #VALUE! | #VALUE!
LDNO HV: LV Generation Non-Intermittent | #VALUE! | #VALUE! | #VALUE! | #VALUE! | #VALUE! | #VALUE! | LDNO HV: LV Generation Non-Intermittent | #VALUE! | #VALUE! | #VALUE! | #VALUE! | #VALUE! | #VALUE!
> LV Sub Generation Intermittent | [6 empty] | > LV Sub Generation Intermittent
LV Sub Generation Intermittent | #VALUE! | #VALUE! | #VALUE! | #VALUE! | #VALUE! | #VALUE! | LV Sub Generation Intermittent | #VALUE! | #VALUE! | #VALUE! | #VALUE! | #VALUE! | #VALUE!
LDNO HV: LV Sub Generation Intermittent | #VALUE! | #VALUE! | #VALUE! | #VALUE! | #VALUE! | #VALUE! | LDNO HV: LV Sub Generation Intermittent | #VALUE! | #VALUE! | #VALUE! | #VALUE! | #VALUE! | #VALUE!
> LV Sub Generation Non-Intermittent | [6 empty] | > LV Sub Generation Non-Intermittent
LV Sub Generation Non-Intermittent | #VALUE! | #VALUE! | #VALUE! | #VALUE! | #VALUE! | #VALUE! | LV Sub Generation Non-Intermittent | #VALUE! | #VALUE! | #VALUE! | #VALUE! | #VALUE! | #VALUE!
LDNO HV: LV Sub Generation Non-Intermittent | #VALUE! | #VALUE! | #VALUE! | #VALUE! | #VALUE! | #VALUE! | LDNO HV: LV Sub Generation Non-Intermittent | #VALUE! | #VALUE! | #VALUE! | #VALUE! | #VALUE! | #VALUE!
> HV Generation Intermittent | [6 empty] | > HV Generation Intermittent
HV Generation Intermittent | 0% | 0% | 0% | 0 | 0 | 0 | HV Generation Intermittent | -0.0007446% | 0.008439% | 0.009184% | 0.219 | -2.482 | -2.701
LDNO HV: HV Generation Intermittent | #VALUE! | #VALUE! | #VALUE! | #VALUE! | #VALUE! | #VALUE! | LDNO HV: HV Generation Intermittent | #VALUE! | #VALUE! | #VALUE! | #VALUE! | #VALUE! | #VALUE!
> HV Generation Non-Intermittent | [6 empty] | > HV Generation Non-Intermittent
HV Generation Non-Intermittent | 0% | 0% | 0% | 0 | 0 | 0 | HV Generation Non-Intermittent | 0.02042% | -0.09437% | -0.1148% | -3.6716 | 16.971 | 20.6426
LDNO HV: HV Generation Non-Intermittent | #VALUE! | #VALUE! | #VALUE! | #VALUE! | #VALUE! | #VALUE! | LDNO HV: HV Generation Non-Intermittent | #VALUE! | #VALUE! | #VALUE! | #VALUE! | #VALUE! | #VALUE!
> HV Sub Generation Non-Intermittent | [6 empty] | > HV Sub Generation Non-Intermittent
HV Sub Generation Non-Intermittent | #VALUE! | #VALUE! | #VALUE! | #VALUE! | #VALUE! | #VALUE! | HV Sub Generation Non-Intermittent | #VALUE! | #VALUE! | #VALUE! | #VALUE! | #VALUE! | #VALUE!
> HV Sub Generation Intermittent | [6 empty] | > HV Sub Generation Intermittent
HV Sub Generation Intermittent | 0% | 0% | 0% | 0 | 0 | 0 | HV Sub Generation Intermittent | 0.06053% | -0.686% | -0.746% | 0.219 | -2.482 | -2.701

## LV SM - tariffs
Tariffs for Charging Year: Base Model
| Open LLFCs | PCs | Unit rate 1 p/kWh | Unit rate 2 p/kWh | Unit rate 3 p/kWh | Fixed charge p/MPAN/day | Capacity charge p/kVA/day | Reactive power charge p/kVArh | Closed LLFCs
Domestic Unrestricted | 100-103, 108-111,154-155 | 1 | 2.319 | 0 | 0 | 2.55 | 0 | 0
Domestic Two Rate | 104-107, 156-157 | 2 | 2.503 | 0.117 | 0 | 2.55 | 0 | 0 | 124-125
Domestic Off Peak (related MPAN) | 115, 121, 150-153 | 2 | 0.265 | 0 | 0 | 0 | 0 | 0 | 112-114, 116-120, 122-123
Small Non Domestic Unrestricted | 126-128, 133-134, 473 | 3 | 1.817 | 0 | 0 | 4.02 | 0 | 0
Small Non Domestic Two Rate | 129-131, 135-136, 474 | 4 | 2.491 | 0.12 | 0 | 4.02 | 0 | 0
Small Non Domestic Off Peak (related MPAN) | 140, 144 | 4 | 0.261 | 0 | 0 | 0 | 0 | 0 | 138-139, 141-143, 145
LV Medium Non-Domestic | 400-401, 475, 479 | 5-8 | 1.744 | 0.092 | 0 | 21.57 | 0 | 0
LV Sub Medium Non-Domestic | 405 | 5-8 | 1.245 | 0.059 | 0 | 3.29 | 0 | 0
HV Medium Non-Domestic |  | 5-8 | 0.996 | 0.021 | 0 | 311.99 | 0 | 0 | 605-606
LV HH Metered | 453, 470 | 0 | 9.729 | 1.078 | 0.061 | 8.34 | 2.38 | 0.309 | 450
LV Sub HH Metered | 455 | 0 | 8.357 | 0.606 | 0.027 | 3.29 | 4.55 | 0.243
HV HH Metered | 658, 476 | 0 | 6.871 | 0.431 | 0.017 | 80.04 | 5.09 | 0.177 | 655
HV Sub HH Metered | 660 | 0 | 5.949 | 0.323 | 0.011 | 134.57 | 3.22 | 0.156
NHH UMS | 500-504, 510-513 | 1&8 | 2.478 | 0 | 0 | 0 | 0 | 0
LV UMS (Pseudo HH Metered) | 520 | 0 | 21.613 | 3.296 | 0.527 | 0 | 0 | 0
LV Generation NHH | 931, 992 | 8 | -0.676 | 0 | 0 | 0 | 0 | 0
LV Sub Generation NHH | 932, 993 | 8 | -0.59 | 0 | 0 | 0 | 0 | 0
LV Generation Intermittent | 1, 477, 909 | 0 | -0.676 | 0 | 0 | 0 | 0 | 0.186
LV Generation Non-Intermittent | 2 | 0 | -4.946 | -0.987 | -0.068 | 0 | 0 | 0.186
LV Sub Generation Intermittent | 3 | 0 | -0.59 | 0 | 0 | 0 | 0 | 0.173
LV Sub Generation Non-Intermittent | 4 | 0 | -4.526 | -0.813 | -0.056 | 0 | 0 | 0.173
HV Generation Intermittent | 5 | 0 | -0.354 | 0 | 0 | 99.13 | 0 | 0.147
HV Generation Non-Intermittent | 6, 478, 910 | 0 | -3.408 | -0.33 | -0.02 | 99.13 | 0 | 0.147
HV Sub Generation Non-Intermittent | 8, 734, 736, 738 | 0 | -2.761 | -0.232 | -0.014 | 99.13 | 0 | 0.072
HV Sub Generation Intermittent | 7 | 0 | -0.276 | 0 | 0 | 99.13 | 0 | 0.072
LDNO LV: Domestic Unrestricted | 100 | 1 | 1.5537 | 0 | 0 | 1.7085 | 0 | 0
LDNO LV: Domestic Two Rate | 104 | 2 | 1.677 | 0.07839 | 0 | 1.7085 | 0 | 0
LDNO LV: Domestic Off Peak (related MPAN) | 115, 121 | 2 | 0.17755 | 0 | 0 | 0 | 0 | 0
LDNO LV: Small Non Domestic Unrestricted | 126 | 3 | 1.2174 | 0 | 0 | 2.6934 | 0 | 0
LDNO LV: Small Non Domestic Two Rate | 129 | 4 | 1.669 | 0.0804 | 0 | 2.6934 | 0 | 0
LDNO LV: Small Non Domestic Off Peak (related MPAN) | 140, 144 | 4 | 0.17487 | 0 | 0 | 0 | 0 | 0
LDNO LV: LV Medium Non-Domestic | 401 | 5-8 | 1.1685 | 0.06164 | 0 | 14.4519 | 0 | 0
LDNO LV: LV HH Metered | 453 | 0 | 6.5184 | 0.72226 | 0.04087 | 5.5878 | 1.5946 | 0.20703
LDNO LV: NHH UMS | 500 | 1&8 | 1.6603 | 0 | 0 | 0 | 0 | 0
LDNO LV: LV UMS (Pseudo HH Metered) | 520 | 0 | 14.4807 | 2.2083 | 0.35309 | 0 | 0 | 0
LDNO LV: LV Generation NHH | 992 | 8 | -0.676 | 0 | 0 | 0 | 0 | 0
LDNO LV: LV Generation Intermittent | 1 | 0 | -0.676 | 0 | 0 | 0 | 0 | 0.186
LDNO LV: LV Generation Non-Intermittent | 2 | 0 | -4.946 | -0.987 | -0.068 | 0 | 0 | 0.186
LDNO HV: Domestic Unrestricted | 100 | 1 | 0.99253 | 0 | 0 | 1.0914 | 0 | 0
LDNO HV: Domestic Two Rate | 104 | 2 | 1.0713 | 0.050076 | 0 | 1.0914 | 0 | 0
LDNO HV: Domestic Off Peak (related MPAN) | 115, 121 | 2 | 0.11342 | 0 | 0 | 0 | 0 | 0
LDNO HV: Small Non Domestic Unrestricted | 126 | 3 | 0.77768 | 0 | 0 | 1.7206 | 0 | 0
LDNO HV: Small Non Domestic Two Rate | 129 | 4 | 1.0661 | 0.05136 | 0 | 1.7206 | 0 | 0
LDNO HV: Small Non Domestic Off Peak (related MPAN) | 140, 144 | 4 | 0.11171 | 0 | 0 | 0 | 0 | 0
LDNO HV: LV Medium Non-Domestic | 401 | 5-8 | 0.74643 | 0.039376 | 0 | 9.232 | 0 | 0
LDNO HV: LV HH Metered | 453 | 0 | 4.164 | 0.46138 | 0.026108 | 3.5695 | 1.0186 | 0.13225
LDNO HV: LV Sub HH Metered | 455 | 0 | 5.3986 | 0.39148 | 0.017442 | 2.1253 | 2.9393 | 0.15698
LDNO HV: HV HH Metered | 568 | 0 | 5.0433 | 0.31635 | 0.012478 | 58.7494 | 3.7361 | 0.12992
LDNO HV: NHH UMS | 500 | 1&8 | 1.0606 | 0 | 0 | 0 | 0 | 0
LDNO HV: LV UMS (Pseudo HH Metered) | 520 | 0 | 9.2504 | 1.4107 | 0.22556 | 0 | 0 | 0
LDNO HV: LV Generation NHH | 992 | 8 | -0.676 | 0 | 0 | 0 | 0 | 0
LDNO HV: LV Sub Generation NHH | 993 | 8 | -0.59 | 0 | 0 | 0 | 0 | 0
LDNO HV: LV Generation Intermittent | 1 | 0 | -0.676 | 0 | 0 | 0 | 0 | 0.186
LDNO HV: LV Generation Non-Intermittent | 2 | 0 | -4.946 | -0.987 | -0.068 | 0 | 0 | 0.186
LDNO HV: LV Sub Generation Intermittent | 3 | 0 | -0.59 | 0 | 0 | 0 | 0 | 0.173
LDNO HV: LV Sub Generation Non-Intermittent | 4 | 0 | -4.526 | -0.813 | -0.056 | 0 | 0 | 0.173
LDNO HV: HV Generation Intermittent | 5 | 0 | -0.354 | 0 | 0 | 0 | 0 | 0.147
LDNO HV: HV Generation Non-Intermittent | 6 | 0 | -3.408 | -0.33 | -0.02 | 0 | 0 | 0.147
Tariffs for Charging Year: Scenario 1
| Open LLFCs | PCs | Unit rate 1 p/kWh | Unit rate 2 p/kWh | Unit rate 3 p/kWh | Fixed charge p/MPAN/day | Capacity charge p/kVA/day | Reactive power charge p/kVArh | Closed LLFCs
Domestic Unrestricted | 100-103, 108-111,154-155 | 1 | 2.319 | 0 | 0 | 2.55 | 0 | 0
Domestic Two Rate | 104-107, 156-157 | 2 | 2.503 | 0.117 | 0 | 2.55 | 0 | 0 | 124-125
Domestic Off Peak (related MPAN) | 115, 121, 150-153 | 2 | 0.265 | 0 | 0 | 0 | 0 | 0 | 112-114, 116-120, 122-123
Small Non Domestic Unrestricted | 126-128, 133-134, 473 | 3 | 1.817 | 0 | 0 | 4.02 | 0 | 0
Small Non Domestic Two Rate | 129-131, 135-136, 474 | 4 | 2.491 | 0.12 | 0 | 4.02 | 0 | 0
Small Non Domestic Off Peak (related MPAN) | 140, 144 | 4 | 0.261 | 0 | 0 | 0 | 0 | 0 | 138-139, 141-143, 145
LV Medium Non-Domestic | 400-401, 475, 479 | 5-8 | 1.744 | 0.092 | 0 | 21.57 | 0 | 0
LV Sub Medium Non-Domestic | 405 | 5-8 | 1.245 | 0.059 | 0 | 3.29 | 0 | 0
HV Medium Non-Domestic |  | 5-8 | 0.996 | 0.021 | 0 | 311.99 | 0 | 0 | 605-606
LV HH Metered | 453, 470 | 0 | 9.729 | 1.078 | 0.061 | 8.34 | 2.38 | 0.309 | 450
LV Sub HH Metered | 455 | 0 | 8.357 | 0.606 | 0.027 | 3.29 | 4.55 | 0.243
HV HH Metered | 658, 476 | 0 | 6.871 | 0.431 | 0.017 | 80.04 | 5.09 | 0.177 | 655
HV Sub HH Metered | 660 | 0 | 5.949 | 0.323 | 0.011 | 134.57 | 3.22 | 0.156
NHH UMS | 500-504, 510-513 | 1&8 | 2.478 | 0 | 0 | 0 | 0 | 0
LV UMS (Pseudo HH Metered) | 520 | 0 | 21.613 | 3.296 | 0.527 | 0 | 0 | 0
LV Generation NHH | 931, 992 | 8 | -0.676 | 0 | 0 | 0 | 0 | 0
LV Sub Generation NHH | 932, 993 | 8 | -0.59 | 0 | 0 | 0 | 0 | 0
LV Generation Intermittent | 1, 477, 909 | 0 | -0.676 | 0 | 0 | 0 | 0 | 0.186
LV Generation Non-Intermittent | 2 | 0 | -4.946 | -0.987 | -0.068 | 0 | 0 | 0.186
LV Sub Generation Intermittent | 3 | 0 | -0.59 | 0 | 0 | 0 | 0 | 0.173
LV Sub Generation Non-Intermittent | 4 | 0 | -4.526 | -0.813 | -0.056 | 0 | 0 | 0.173
HV Generation Intermittent | 5 | 0 | -0.354 | 0 | 0 | 99.13 | 0 | 0.147
HV Generation Non-Intermittent | 6, 478, 910 | 0 | -3.408 | -0.33 | -0.02 | 99.13 | 0 | 0.147
HV Sub Generation Non-Intermittent | 8, 734, 736, 738 | 0 | -2.761 | -0.232 | -0.014 | 99.13 | 0 | 0.072
HV Sub Generation Intermittent | 7 | 0 | -0.276 | 0 | 0 | 99.13 | 0 | 0.072
LDNO LV: Domestic Unrestricted | 100 | 1 | 1.5537 | 0 | 0 | 1.7085 | 0 | 0
LDNO LV: Domestic Two Rate | 104 | 2 | 1.677 | 0.07839 | 0 | 1.7085 | 0 | 0
LDNO LV: Domestic Off Peak (related MPAN) | 115, 121 | 2 | 0.17755 | 0 | 0 | 0 | 0 | 0
LDNO LV: Small Non Domestic Unrestricted | 126 | 3 | 1.2174 | 0 | 0 | 2.6934 | 0 | 0
LDNO LV: Small Non Domestic Two Rate | 129 | 4 | 1.669 | 0.0804 | 0 | 2.6934 | 0 | 0
LDNO LV: Small Non Domestic Off Peak (related MPAN) | 140, 144 | 4 | 0.17487 | 0 | 0 | 0 | 0 | 0
LDNO LV: LV Medium Non-Domestic | 401 | 5-8 | 1.1685 | 0.06164 | 0 | 14.4519 | 0 | 0
LDNO LV: LV HH Metered | 453 | 0 | 6.5184 | 0.72226 | 0.04087 | 5.5878 | 1.5946 | 0.20703
LDNO LV: NHH UMS | 500 | 1&8 | 1.6603 | 0 | 0 | 0 | 0 | 0
LDNO LV: LV UMS (Pseudo HH Metered) | 520 | 0 | 14.4807 | 2.2083 | 0.35309 | 0 | 0 | 0
LDNO LV: LV Generation NHH | 992 | 8 | -0.676 | 0 | 0 | 0 | 0 | 0
LDNO LV: LV Generation Intermittent | 1 | 0 | -0.676 | 0 | 0 | 0 | 0 | 0.186
LDNO LV: LV Generation Non-Intermittent | 2 | 0 | -4.946 | -0.987 | -0.068 | 0 | 0 | 0.186
LDNO HV: Domestic Unrestricted | 100 | 1 | 0.99253 | 0 | 0 | 1.0914 | 0 | 0
LDNO HV: Domestic Two Rate | 104 | 2 | 1.0713 | 0.050076 | 0 | 1.0914 | 0 | 0
LDNO HV: Domestic Off Peak (related MPAN) | 115, 121 | 2 | 0.11342 | 0 | 0 | 0 | 0 | 0
LDNO HV: Small Non Domestic Unrestricted | 126 | 3 | 0.77768 | 0 | 0 | 1.7206 | 0 | 0
LDNO HV: Small Non Domestic Two Rate | 129 | 4 | 1.0661 | 0.05136 | 0 | 1.7206 | 0 | 0
LDNO HV: Small Non Domestic Off Peak (related MPAN) | 140, 144 | 4 | 0.11171 | 0 | 0 | 0 | 0 | 0
LDNO HV: LV Medium Non-Domestic | 401 | 5-8 | 0.74643 | 0.039376 | 0 | 9.232 | 0 | 0
LDNO HV: LV HH Metered | 453 | 0 | 4.164 | 0.46138 | 0.026108 | 3.5695 | 1.0186 | 0.13225
LDNO HV: LV Sub HH Metered | 455 | 0 | 5.3986 | 0.39148 | 0.017442 | 2.1253 | 2.9393 | 0.15698
LDNO HV: HV HH Metered | 568 | 0 | 5.0433 | 0.31635 | 0.012478 | 58.7494 | 3.7361 | 0.12992
LDNO HV: NHH UMS | 500 | 1&8 | 1.0606 | 0 | 0 | 0 | 0 | 0
LDNO HV: LV UMS (Pseudo HH Metered) | 520 | 0 | 9.2504 | 1.4107 | 0.22556 | 0 | 0 | 0
LDNO HV: LV Generation NHH | 992 | 8 | -0.676 | 0 | 0 | 0 | 0 | 0
LDNO HV: LV Sub Generation NHH | 993 | 8 | -0.59 | 0 | 0 | 0 | 0 | 0
LDNO HV: LV Generation Intermittent | 1 | 0 | -0.676 | 0 | 0 | 0 | 0 | 0.186
LDNO HV: LV Generation Non-Intermittent | 2 | 0 | -4.946 | -0.987 | -0.068 | 0 | 0 | 0.186
LDNO HV: LV Sub Generation Intermittent | 3 | 0 | -0.59 | 0 | 0 | 0 | 0 | 0.173
LDNO HV: LV Sub Generation Non-Intermittent | 4 | 0 | -4.526 | -0.813 | -0.056 | 0 | 0 | 0.173
LDNO HV: HV Generation Intermittent | 5 | 0 | -0.354 | 0 | 0 | 0 | 0 | 0.147
LDNO HV: HV Generation Non-Intermittent | 6 | 0 | -3.408 | -0.33 | -0.02 | 0 | 0 | 0.147
Tariffs for Charging Year: Scenario 2
| Open LLFCs | PCs | Unit rate 1 p/kWh | Unit rate 2 p/kWh | Unit rate 3 p/kWh | Fixed charge p/MPAN/day | Capacity charge p/kVA/day | Reactive power charge p/kVArh | Closed LLFCs
Domestic Unrestricted | 100-103, 108-111,154-155 | 1 | 2.319 | 0 | 0 | 2.55 | 0 | 0
Domestic Two Rate | 104-107, 156-157 | 2 | 2.503 | 0.117 | 0 | 2.55 | 0 | 0 | 124-125
Domestic Off Peak (related MPAN) | 115, 121, 150-153 | 2 | 0.265 | 0 | 0 | 0 | 0 | 0 | 112-114, 116-120, 122-123
Small Non Domestic Unrestricted | 126-128, 133-134, 473 | 3 | 1.817 | 0 | 0 | 4.02 | 0 | 0
Small Non Domestic Two Rate | 129-131, 135-136, 474 | 4 | 2.491 | 0.12 | 0 | 4.02 | 0 | 0
Small Non Domestic Off Peak (related MPAN) | 140, 144 | 4 | 0.261 | 0 | 0 | 0 | 0 | 0 | 138-139, 141-143, 145
LV Medium Non-Domestic | 400-401, 475, 479 | 5-8 | 1.744 | 0.092 | 0 | 21.57 | 0 | 0
LV Sub Medium Non-Domestic | 405 | 5-8 | 1.245 | 0.059 | 0 | 3.29 | 0 | 0
HV Medium Non-Domestic |  | 5-8 | 0.996 | 0.021 | 0 | 311.99 | 0 | 0 | 605-606
LV HH Metered | 453, 470 | 0 | 9.729 | 1.078 | 0.061 | 8.34 | 2.38 | 0.309 | 450
LV Sub HH Metered | 455 | 0 | 8.357 | 0.606 | 0.027 | 3.29 | 4.55 | 0.243
HV HH Metered | 658, 476 | 0 | 6.871 | 0.431 | 0.017 | 80.04 | 5.09 | 0.177 | 655
HV Sub HH Metered | 660 | 0 | 5.949 | 0.323 | 0.011 | 134.57 | 3.22 | 0.156
NHH UMS | 500-504, 510-513 | 1&8 | 2.478 | 0 | 0 | 0 | 0 | 0
LV UMS (Pseudo HH Metered) | 520 | 0 | 21.613 | 3.296 | 0.527 | 0 | 0 | 0
LV Generation NHH | 931, 992 | 8 | -0.676 | 0 | 0 | 0 | 0 | 0
LV Sub Generation NHH | 932, 993 | 8 | -0.59 | 0 | 0 | 0 | 0 | 0
LV Generation Intermittent | 1, 477, 909 | 0 | -0.676 | 0 | 0 | 0 | 0 | 0.186
LV Generation Non-Intermittent | 2 | 0 | -4.946 | -0.987 | -0.068 | 0 | 0 | 0.186
LV Sub Generation Intermittent | 3 | 0 | -0.59 | 0 | 0 | 0 | 0 | 0.173
LV Sub Generation Non-Intermittent | 4 | 0 | -4.526 | -0.813 | -0.056 | 0 | 0 | 0.173
HV Generation Intermittent | 5 | 0 | -0.354 | 0 | 0 | 99.13 | 0 | 0.147
HV Generation Non-Intermittent | 6, 478, 910 | 0 | -3.408 | -0.33 | -0.02 | 99.13 | 0 | 0.147
HV Sub Generation Non-Intermittent | 8, 734, 736, 738 | 0 | -2.761 | -0.232 | -0.014 | 99.13 | 0 | 0.072
HV Sub Generation Intermittent | 7 | 0 | -0.276 | 0 | 0 | 99.13 | 0 | 0.072
LDNO LV: Domestic Unrestricted | 100 | 1 | 1.5537 | 0 | 0 | 1.7085 | 0 | 0
LDNO LV: Domestic Two Rate | 104 | 2 | 1.677 | 0.07839 | 0 | 1.7085 | 0 | 0
LDNO LV: Domestic Off Peak (related MPAN) | 115, 121 | 2 | 0.17755 | 0 | 0 | 0 | 0 | 0
LDNO LV: Small Non Domestic Unrestricted | 126 | 3 | 1.2174 | 0 | 0 | 2.6934 | 0 | 0
LDNO LV: Small Non Domestic Two Rate | 129 | 4 | 1.669 | 0.0804 | 0 | 2.6934 | 0 | 0
LDNO LV: Small Non Domestic Off Peak (related MPAN) | 140, 144 | 4 | 0.17487 | 0 | 0 | 0 | 0 | 0
LDNO LV: LV Medium Non-Domestic | 401 | 5-8 | 1.1685 | 0.06164 | 0 | 14.4519 | 0 | 0
LDNO LV: LV HH Metered | 453 | 0 | 6.5184 | 0.72226 | 0.04087 | 5.5878 | 1.5946 | 0.20703
LDNO LV: NHH UMS | 500 | 1&8 | 1.6603 | 0 | 0 | 0 | 0 | 0
LDNO LV: LV UMS (Pseudo HH Metered) | 520 | 0 | 14.4807 | 2.2083 | 0.35309 | 0 | 0 | 0
LDNO LV: LV Generation NHH | 992 | 8 | -0.676 | 0 | 0 | 0 | 0 | 0
LDNO LV: LV Generation Intermittent | 1 | 0 | -0.676 | 0 | 0 | 0 | 0 | 0.186
LDNO LV: LV Generation Non-Intermittent | 2 | 0 | -4.946 | -0.987 | -0.068 | 0 | 0 | 0.186
LDNO HV: Domestic Unrestricted | 100 | 1 | 0.99253 | 0 | 0 | 1.0914 | 0 | 0
LDNO HV: Domestic Two Rate | 104 | 2 | 1.0713 | 0.050076 | 0 | 1.0914 | 0 | 0
LDNO HV: Domestic Off Peak (related MPAN) | 115, 121 | 2 | 0.11342 | 0 | 0 | 0 | 0 | 0
LDNO HV: Small Non Domestic Unrestricted | 126 | 3 | 0.77768 | 0 | 0 | 1.7206 | 0 | 0
LDNO HV: Small Non Domestic Two Rate | 129 | 4 | 1.0661 | 0.05136 | 0 | 1.7206 | 0 | 0
LDNO HV: Small Non Domestic Off Peak (related MPAN) | 140, 144 | 4 | 0.11171 | 0 | 0 | 0 | 0 | 0
LDNO HV: LV Medium Non-Domestic | 401 | 5-8 | 0.74643 | 0.039376 | 0 | 9.232 | 0 | 0
LDNO HV: LV HH Metered | 453 | 0 | 4.164 | 0.46138 | 0.026108 | 3.5695 | 1.0186 | 0.13225
LDNO HV: LV Sub HH Metered | 455 | 0 | 5.3986 | 0.39148 | 0.017442 | 2.1253 | 2.9393 | 0.15698
LDNO HV: HV HH Metered | 568 | 0 | 5.0433 | 0.31635 | 0.012478 | 58.7494 | 3.7361 | 0.12992
LDNO HV: NHH UMS | 500 | 1&8 | 1.0606 | 0 | 0 | 0 | 0 | 0
LDNO HV: LV UMS (Pseudo HH Metered) | 520 | 0 | 9.2504 | 1.4107 | 0.22556 | 0 | 0 | 0
LDNO HV: LV Generation NHH | 992 | 8 | -0.676 | 0 | 0 | 0 | 0 | 0
LDNO HV: LV Sub Generation NHH | 993 | 8 | -0.59 | 0 | 0 | 0 | 0 | 0
LDNO HV: LV Generation Intermittent | 1 | 0 | -0.676 | 0 | 0 | 0 | 0 | 0.186
LDNO HV: LV Generation Non-Intermittent | 2 | 0 | -4.946 | -0.987 | -0.068 | 0 | 0 | 0.186
LDNO HV: LV Sub Generation Intermittent | 3 | 0 | -0.59 | 0 | 0 | 0 | 0 | 0.173
LDNO HV: LV Sub Generation Non-Intermittent | 4 | 0 | -4.526 | -0.813 | -0.056 | 0 | 0 | 0.173
LDNO HV: HV Generation Intermittent | 5 | 0 | -0.354 | 0 | 0 | 0 | 0 | 0.147
LDNO HV: HV Generation Non-Intermittent | 6 | 0 | -3.408 | -0.33 | -0.02 | 0 | 0 | 0.147
Tariffs for Charging Year: Scenario 3
| Open LLFCs | PCs | Unit rate 1 p/kWh | Unit rate 2 p/kWh | Unit rate 3 p/kWh | Fixed charge p/MPAN/day | Capacity charge p/kVA/day | Reactive power charge p/kVArh | Closed LLFCs
Domestic Unrestricted | 100-103, 108-111,154-155 | 1 | 2.319 | 0 | 0 | 2.54 | 0 | 0
Domestic Two Rate | 104-107, 156-157 | 2 | 2.503 | 0.117 | 0 | 2.54 | 0 | 0 | 124-125
Domestic Off Peak (related MPAN) | 115, 121, 150-153 | 2 | 0.265 | 0 | 0 | 0 | 0 | 0 | 112-114, 116-120, 122-123
Small Non Domestic Unrestricted | 126-128, 133-134, 473 | 3 | 1.817 | 0 | 0 | 4.01 | 0 | 0
Small Non Domestic Two Rate | 129-131, 135-136, 474 | 4 | 2.491 | 0.12 | 0 | 4.01 | 0 | 0
Small Non Domestic Off Peak (related MPAN) | 140, 144 | 4 | 0.261 | 0 | 0 | 0 | 0 | 0 | 138-139, 141-143, 145
LV Medium Non-Domestic | 400-401, 475, 479 | 5-8 | 1.744 | 0.092 | 0 | 21.56 | 0 | 0
LV Sub Medium Non-Domestic | 405 | 5-8 | 1.245 | 0.059 | 0 | 3.28 | 0 | 0
HV Medium Non-Domestic |  | 5-8 | 0.996 | 0.021 | 0 | 312.09 | 0 | 0 | 605-606
LV HH Metered | 453, 470 | 0 | 9.73 | 1.078 | 0.061 | 8.31 | 2.38 | 0.309 | 450
LV Sub HH Metered | 455 | 0 | 8.358 | 0.606 | 0.027 | 3.28 | 4.55 | 0.243
HV HH Metered | 658, 476 | 0 | 6.871 | 0.431 | 0.017 | 80.09 | 5.09 | 0.177 | 655
HV Sub HH Metered | 660 | 0 | 5.949 | 0.323 | 0.011 | 134.66 | 3.22 | 0.156
NHH UMS | 500-504, 510-513 | 1&8 | 2.477 | 0 | 0 | 0 | 0 | 0
LV UMS (Pseudo HH Metered) | 520 | 0 | 21.614 | 3.296 | 0.526 | 0 | 0 | 0
LV Generation NHH | 931, 992 | 8 | -0.676 | 0 | 0 | 0 | 0 | 0
LV Sub Generation NHH | 932, 993 | 8 | -0.59 | 0 | 0 | 0 | 0 | 0
LV Generation Intermittent | 1, 477, 909 | 0 | -0.676 | 0 | 0 | 0 | 0 | 0.186
LV Generation Non-Intermittent | 2 | 0 | -4.947 | -0.987 | -0.068 | 0 | 0 | 0.186
LV Sub Generation Intermittent | 3 | 0 | -0.59 | 0 | 0 | 0 | 0 | 0.173
LV Sub Generation Non-Intermittent | 4 | 0 | -4.526 | -0.814 | -0.056 | 0 | 0 | 0.173
HV Generation Intermittent | 5 | 0 | -0.354 | 0 | 0 | 99.19 | 0 | 0.147
HV Generation Non-Intermittent | 6, 478, 910 | 0 | -3.409 | -0.33 | -0.02 | 99.19 | 0 | 0.147
HV Sub Generation Non-Intermittent | 8, 734, 736, 738 | 0 | -2.761 | -0.232 | -0.014 | 99.19 | 0 | 0.072
HV Sub Generation Intermittent | 7 | 0 | -0.276 | 0 | 0 | 99.19 | 0 | 0.072
LDNO LV: Domestic Unrestricted | 100 | 1 | 1.5537 | 0 | 0 | 1.7018 | 0 | 0
LDNO LV: Domestic Two Rate | 104 | 2 | 1.677 | 0.07839 | 0 | 1.7018 | 0 | 0
LDNO LV: Domestic Off Peak (related MPAN) | 115, 121 | 2 | 0.17755 | 0 | 0 | 0 | 0 | 0
LDNO LV: Small Non Domestic Unrestricted | 126 | 3 | 1.2174 | 0 | 0 | 2.6867 | 0 | 0
LDNO LV: Small Non Domestic Two Rate | 129 | 4 | 1.669 | 0.0804 | 0 | 2.6867 | 0 | 0
LDNO LV: Small Non Domestic Off Peak (related MPAN) | 140, 144 | 4 | 0.17487 | 0 | 0 | 0 | 0 | 0
LDNO LV: LV Medium Non-Domestic | 401 | 5-8 | 1.1685 | 0.06164 | 0 | 14.4452 | 0 | 0
LDNO LV: LV HH Metered | 453 | 0 | 6.5191 | 0.72226 | 0.04087 | 5.5677 | 1.5946 | 0.20703
LDNO LV: NHH UMS | 500 | 1&8 | 1.6596 | 0 | 0 | 0 | 0 | 0
LDNO LV: LV UMS (Pseudo HH Metered) | 520 | 0 | 14.4814 | 2.2083 | 0.35242 | 0 | 0 | 0
LDNO LV: LV Generation NHH | 992 | 8 | -0.676 | 0 | 0 | 0 | 0 | 0
LDNO LV: LV Generation Intermittent | 1 | 0 | -0.676 | 0 | 0 | 0 | 0 | 0.186
LDNO LV: LV Generation Non-Intermittent | 2 | 0 | -4.947 | -0.987 | -0.068 | 0 | 0 | 0.186
LDNO HV: Domestic Unrestricted | 100 | 1 | 0.99253 | 0 | 0 | 1.0871 | 0 | 0
LDNO HV: Domestic Two Rate | 104 | 2 | 1.0713 | 0.050076 | 0 | 1.0871 | 0 | 0
LDNO HV: Domestic Off Peak (related MPAN) | 115, 121 | 2 | 0.11342 | 0 | 0 | 0 | 0 | 0
LDNO HV: Small Non Domestic Unrestricted | 126 | 3 | 0.77768 | 0 | 0 | 1.7163 | 0 | 0
LDNO HV: Small Non Domestic Two Rate | 129 | 4 | 1.0661 | 0.05136 | 0 | 1.7163 | 0 | 0
LDNO HV: Small Non Domestic Off Peak (related MPAN) | 140, 144 | 4 | 0.11171 | 0 | 0 | 0 | 0 | 0
LDNO HV: LV Medium Non-Domestic | 401 | 5-8 | 0.74643 | 0.039376 | 0 | 9.2277 | 0 | 0
LDNO HV: LV HH Metered | 453 | 0 | 4.1644 | 0.46138 | 0.026108 | 3.5567 | 1.0186 | 0.13225
LDNO HV: LV Sub HH Metered | 455 | 0 | 5.3993 | 0.39148 | 0.017442 | 2.1189 | 2.9393 | 0.15698
LDNO HV: HV HH Metered | 568 | 0 | 5.0433 | 0.31635 | 0.012478 | 58.7861 | 3.7361 | 0.12992
LDNO HV: NHH UMS | 500 | 1&8 | 1.0602 | 0 | 0 | 0 | 0 | 0
LDNO HV: LV UMS (Pseudo HH Metered) | 520 | 0 | 9.2508 | 1.4107 | 0.22513 | 0 | 0 | 0
LDNO HV: LV Generation NHH | 992 | 8 | -0.676 | 0 | 0 | 0 | 0 | 0
LDNO HV: LV Sub Generation NHH | 993 | 8 | -0.59 | 0 | 0 | 0 | 0 | 0
LDNO HV: LV Generation Intermittent | 1 | 0 | -0.676 | 0 | 0 | 0 | 0 | 0.186
LDNO HV: LV Generation Non-Intermittent | 2 | 0 | -4.947 | -0.987 | -0.068 | 0 | 0 | 0.186
LDNO HV: LV Sub Generation Intermittent | 3 | 0 | -0.59 | 0 | 0 | 0 | 0 | 0.173
LDNO HV: LV Sub Generation Non-Intermittent | 4 | 0 | -4.526 | -0.814 | -0.056 | 0 | 0 | 0.173
LDNO HV: HV Generation Intermittent | 5 | 0 | -0.354 | 0 | 0 | 0 | 0 | 0.147
LDNO HV: HV Generation Non-Intermittent | 6 | 0 | -3.409 | -0.33 | -0.02 | 0 | 0 | 0.147
Tariffs for Charging Year: Scenario 4
| Open LLFCs | PCs | Unit rate 1 p/kWh | Unit rate 2 p/kWh | Unit rate 3 p/kWh | Fixed charge p/MPAN/day | Capacity charge p/kVA/day | Reactive power charge p/kVArh | Closed LLFCs
Domestic Unrestricted | 100-103, 108-111,154-155 | 1 | 2.316 | 0 | 0 | 2.6 | 0 | 0
Domestic Two Rate | 104-107, 156-157 | 2 | 2.5 | 0.117 | 0 | 2.6 | 0 | 0 | 124-125
Domestic Off Peak (related MPAN) | 115, 121, 150-153 | 2 | 0.264 | 0 | 0 | 0 | 0 | 0 | 112-114, 116-120, 122-123
Small Non Domestic Unrestricted | 126-128, 133-134, 473 | 3 | 1.815 | 0 | 0 | 4.12 | 0 | 0
Small Non Domestic Two Rate | 129-131, 135-136, 474 | 4 | 2.488 | 0.12 | 0 | 4.12 | 0 | 0
Small Non Domestic Off Peak (related MPAN) | 140, 144 | 4 | 0.261 | 0 | 0 | 0 | 0 | 0 | 138-139, 141-143, 145
LV Medium Non-Domestic | 400-401, 475, 479 | 5-8 | 1.742 | 0.091 | 0 | 21.78 | 0 | 0
LV Sub Medium Non-Domestic | 405 | 5-8 | 1.244 | 0.059 | 0 | 3.4 | 0 | 0
HV Medium Non-Domestic |  | 5-8 | 0.996 | 0.021 | 0 | 310.97 | 0 | 0 | 605-606
LV HH Metered | 453, 470 | 0 | 9.721 | 1.076 | 0.061 | 8.64 | 2.37 | 0.308 | 450
LV Sub HH Metered | 455 | 0 | 8.351 | 0.606 | 0.027 | 3.4 | 4.54 | 0.243
HV HH Metered | 658, 476 | 0 | 6.867 | 0.431 | 0.017 | 79.49 | 5.08 | 0.177 | 655
HV Sub HH Metered | 660 | 0 | 5.946 | 0.323 | 0.011 | 133.66 | 3.21 | 0.155
NHH UMS | 500-504, 510-513 | 1&8 | 2.488 | 0 | 0 | 0 | 0 | 0
LV UMS (Pseudo HH Metered) | 520 | 0 | 21.604 | 3.303 | 0.539 | 0 | 0 | 0
LV Generation NHH | 931, 992 | 8 | -0.675 | 0 | 0 | 0 | 0 | 0
LV Sub Generation NHH | 932, 993 | 8 | -0.589 | 0 | 0 | 0 | 0 | 0
LV Generation Intermittent | 1, 477, 909 | 0 | -0.675 | 0 | 0 | 0 | 0 | 0.186
LV Generation Non-Intermittent | 2 | 0 | -4.938 | -0.985 | -0.068 | 0 | 0 | 0.186
LV Sub Generation Intermittent | 3 | 0 | -0.589 | 0 | 0 | 0 | 0 | 0.173
LV Sub Generation Non-Intermittent | 4 | 0 | -4.518 | -0.812 | -0.055 | 0 | 0 | 0.173
HV Generation Intermittent | 5 | 0 | -0.354 | 0 | 0 | 98.45 | 0 | 0.147
HV Generation Non-Intermittent | 6, 478, 910 | 0 | -3.403 | -0.33 | -0.02 | 98.45 | 0 | 0.147
HV Sub Generation Non-Intermittent | 8, 734, 736, 738 | 0 | -2.757 | -0.232 | -0.014 | 98.45 | 0 | 0.072
HV Sub Generation Intermittent | 7 | 0 | -0.276 | 0 | 0 | 98.45 | 0 | 0.072
LDNO LV: Domestic Unrestricted | 100 | 1 | 1.5517 | 0 | 0 | 1.742 | 0 | 0
LDNO LV: Domestic Two Rate | 104 | 2 | 1.675 | 0.07839 | 0 | 1.742 | 0 | 0
LDNO LV: Domestic Off Peak (related MPAN) | 115, 121 | 2 | 0.17688 | 0 | 0 | 0 | 0 | 0
LDNO LV: Small Non Domestic Unrestricted | 126 | 3 | 1.216 | 0 | 0 | 2.7604 | 0 | 0
LDNO LV: Small Non Domestic Two Rate | 129 | 4 | 1.667 | 0.0804 | 0 | 2.7604 | 0 | 0
LDNO LV: Small Non Domestic Off Peak (related MPAN) | 140, 144 | 4 | 0.17487 | 0 | 0 | 0 | 0 | 0
LDNO LV: LV Medium Non-Domestic | 401 | 5-8 | 1.1671 | 0.06097 | 0 | 14.5926 | 0 | 0
LDNO LV: LV HH Metered | 453 | 0 | 6.5131 | 0.72092 | 0.04087 | 5.7888 | 1.5879 | 0.20636
LDNO LV: NHH UMS | 500 | 1&8 | 1.667 | 0 | 0 | 0 | 0 | 0
LDNO LV: LV UMS (Pseudo HH Metered) | 520 | 0 | 14.4747 | 2.213 | 0.36113 | 0 | 0 | 0
LDNO LV: LV Generation NHH | 992 | 8 | -0.675 | 0 | 0 | 0 | 0 | 0
LDNO LV: LV Generation Intermittent | 1 | 0 | -0.675 | 0 | 0 | 0 | 0 | 0.186
LDNO LV: LV Generation Non-Intermittent | 2 | 0 | -4.938 | -0.985 | -0.068 | 0 | 0 | 0.186
LDNO HV: Domestic Unrestricted | 100 | 1 | 0.99125 | 0 | 0 | 1.1128 | 0 | 0
LDNO HV: Domestic Two Rate | 104 | 2 | 1.07 | 0.050076 | 0 | 1.1128 | 0 | 0
LDNO HV: Domestic Off Peak (related MPAN) | 115, 121 | 2 | 0.11299 | 0 | 0 | 0 | 0 | 0
LDNO HV: Small Non Domestic Unrestricted | 126 | 3 | 0.77682 | 0 | 0 | 1.7634 | 0 | 0
LDNO HV: Small Non Domestic Two Rate | 129 | 4 | 1.0649 | 0.05136 | 0 | 1.7634 | 0 | 0
LDNO HV: Small Non Domestic Off Peak (related MPAN) | 140, 144 | 4 | 0.11171 | 0 | 0 | 0 | 0 | 0
LDNO HV: LV Medium Non-Domestic | 401 | 5-8 | 0.74558 | 0.038948 | 0 | 9.3218 | 0 | 0
LDNO HV: LV HH Metered | 453 | 0 | 4.1606 | 0.46053 | 0.026108 | 3.6979 | 1.0144 | 0.13182
LDNO HV: LV Sub HH Metered | 455 | 0 | 5.3947 | 0.39148 | 0.017442 | 2.1964 | 2.9328 | 0.15698
LDNO HV: HV HH Metered | 568 | 0 | 5.0404 | 0.31635 | 0.012478 | 58.3457 | 3.7287 | 0.12992
LDNO HV: NHH UMS | 500 | 1&8 | 1.0649 | 0 | 0 | 0 | 0 | 0
LDNO HV: LV UMS (Pseudo HH Metered) | 520 | 0 | 9.2465 | 1.4137 | 0.23069 | 0 | 0 | 0
LDNO HV: LV Generation NHH | 992 | 8 | -0.675 | 0 | 0 | 0 | 0 | 0
LDNO HV: LV Sub Generation NHH | 993 | 8 | -0.589 | 0 | 0 | 0 | 0 | 0
LDNO HV: LV Generation Intermittent | 1 | 0 | -0.675 | 0 | 0 | 0 | 0 | 0.186
LDNO HV: LV Generation Non-Intermittent | 2 | 0 | -4.938 | -0.985 | -0.068 | 0 | 0 | 0.186
LDNO HV: LV Sub Generation Intermittent | 3 | 0 | -0.589 | 0 | 0 | 0 | 0 | 0.173
LDNO HV: LV Sub Generation Non-Intermittent | 4 | 0 | -4.518 | -0.812 | -0.055 | 0 | 0 | 0.173
LDNO HV: HV Generation Intermittent | 5 | 0 | -0.354 | 0 | 0 | 0 | 0 | 0.147
LDNO HV: HV Generation Non-Intermittent | 6 | 0 | -3.403 | -0.33 | -0.02 | 0 | 0 | 0.147

## LV SM - typical bill
| Y | Y+1 | Y+2 | Y+3 | Y+4
TARIFF | Base Model | Scenario 1 | Scenario 2 | Scenario 3 | Scenario 4
> Domestic Unrestricted
Domestic Unrestricted | 102.7141 | 102.7141 | 102.7141 | 102.6776 | 102.7758
LDNO LV: Domestic Unrestricted | 50.3094 | 50.3094 | 50.3094 | 50.2849 | 50.3746
LDNO HV: Domestic Unrestricted | 33.9773 | 33.9773 | 33.9773 | 33.9616 | 34.0166
> Domestic Two Rate
Domestic Two Rate | 94.3222 | 94.3222 | 94.3222 | 94.2857 | 94.4069
LDNO LV: Domestic Two Rate | 55.1619 | 55.1619 | 55.1619 | 55.1374 | 55.2274
LDNO HV: Domestic Two Rate | 35.7606 | 35.7606 | 35.7606 | 35.745 | 35.8027
> Domestic Off Peak (related MPAN)
Domestic Off Peak (related MPAN) | 13.1396 | 13.1396 | 13.1396 | 13.1396 | 13.09
LDNO LV: Domestic Off Peak (related MPAN)
LDNO HV: Domestic Off Peak (related MPAN)
> Small Non Domestic Unrestricted
Small Non Domestic Unrestricted | 285.9035 | 285.9035 | 285.9035 | 285.867 | 285.97
LDNO LV: Small Non Domestic Unrestricted | 112.2336 | 112.2336 | 112.2336 | 112.2091 | 112.3654
LDNO HV: Small Non Domestic Unrestricted | 83.7532 | 83.7532 | 83.7532 | 83.7376 | 83.8242
> Small Non Domestic Two Rate
Small Non Domestic Two Rate | 392.6888 | 392.6888 | 392.6888 | 392.6523 | 392.6142
LDNO LV: Small Non Domestic Two Rate | 244.4246 | 244.4246 | 244.4246 | 244.4001 | 244.4161
LDNO HV: Small Non Domestic Two Rate | 37.0285 | 37.0285 | 37.0285 | 37.0128 | 37.1494
> Small Non Domestic Off Peak (related MPAN)
Small Non Domestic Off Peak (related MPAN) | 18.8753 | 18.8753 | 18.8753 | 18.8753 | 18.8753
LDNO LV: Small Non Domestic Off Peak (related MPAN)
LDNO HV: Small Non Domestic Off Peak (related MPAN)
> LV Medium Non-Domestic
LV Medium Non-Domestic | 1843.6716 | 1843.6716 | 1843.6716 | 1843.6351 | 1842.3541
LDNO LV: LV Medium Non-Domestic
LDNO HV: LV Medium Non-Domestic
> LV Sub Medium Non-Domestic
LV Sub Medium Non-Domestic
> HV Medium Non-Domestic
HV Medium Non-Domestic | 2252.8357 | 2252.8357 | 2252.8357 | 2253.2007 | 2249.1127
> LV HH Metered
LV HH Metered | 9081.5362 | 9081.5362 | 9081.5362 | 9081.8844 | 9065.4026
LDNO LV: LV HH Metered
LDNO HV: LV HH Metered
> LV Sub HH Metered
LV Sub HH Metered | 53991.3025 | 53991.3025 | 53991.3025 | 53994.4485 | 53932.4591
LDNO HV: LV Sub HH Metered
> HV HH Metered
HV HH Metered | 46783.3949 | 46783.3949 | 46783.3949 | 46783.5774 | 46725.661
LDNO HV: HV HH Metered
> HV Sub HH Metered
HV Sub HH Metered
> NHH UMS
NHH UMS | 506.0596 | 506.0596 | 506.0596 | 505.8554 | 508.1018
LDNO LV: NHH UMS
LDNO HV: NHH UMS
> LV UMS (Pseudo HH Metered)
LV UMS (Pseudo HH Metered) | 166231.0637 | 166231.0637 | 166231.0637 | 166169.7541 | 167031.5233
LDNO LV: LV UMS (Pseudo HH Metered)
LDNO HV: LV UMS (Pseudo HH Metered)
> LV Generation NHH
LV Generation NHH | -20.6478 | -20.6478 | -20.6478 | -20.6478 | -20.6173
LDNO LV: LV Generation NHH
LDNO HV: LV Generation NHH
> LV Sub Generation NHH
LV Sub Generation NHH | -20.8291 | -20.8291 | -20.8291 | -20.8291 | -20.7938
LDNO HV: LV Sub Generation NHH
> LV Generation Intermittent
LV Generation Intermittent | -329.0324 | -329.0324 | -329.0324 | -329.0324 | -328.5456
LDNO LV: LV Generation Intermittent
LDNO HV: LV Generation Intermittent
> LV Generation Non-Intermittent
LV Generation Non-Intermittent | -3530.9601 | -3530.9601 | -3530.9601 | -3531.3744 | -3525.0868
LDNO LV: LV Generation Non-Intermittent
LDNO HV: LV Generation Non-Intermittent
> LV Sub Generation Intermittent
LV Sub Generation Intermittent
LDNO HV: LV Sub Generation Intermittent
> LV Sub Generation Non-Intermittent
LV Sub Generation Non-Intermittent
LDNO HV: LV Sub Generation Non-Intermittent
> HV Generation Intermittent
HV Generation Intermittent | -29410.914 | -29410.914 | -29410.914 | -29410.695 | -29413.396
LDNO HV: HV Generation Intermittent
> HV Generation Non-Intermittent
HV Generation Non-Intermittent | -17983.2025 | -17983.2025 | -17983.2025 | -17986.8741 | -17966.2315
LDNO HV: HV Generation Non-Intermittent
> HV Sub Generation Non-Intermittent
HV Sub Generation Non-Intermittent
> HV Sub Generation Intermittent
HV Sub Generation Intermittent | 361.8245 | 361.8245 | 361.8245 | 362.0435 | 359.3425

## HV SM - summary
Tariff Comparison
Scenario 1 vs Base | [6 empty] | Scenario 3 vs Base
| Unit rate 1 p/kWh | Unit rate 2 p/kWh | Unit rate 3 p/kWh | Fixed charge p/MPAN/day | Capacity charge p/kVA/day | Reactive power charge p/kVArh |  | Unit rate 1 p/kWh | Unit rate 2 p/kWh | Unit rate 3 p/kWh | Fixed charge p/MPAN/day | Capacity charge p/kVA/day | Reactive power charge p/kVArh
Domestic Unrestricted | 0% |  |  | 0% |  |  | Domestic Unrestricted | 0% |  |  | 0%
Domestic Two Rate | 0% | 0% |  | 0% |  |  | Domestic Two Rate | 0% | 0% |  | 0%
Domestic Off Peak (related MPAN) | 0% | [5 empty] | Domestic Off Peak (related MPAN) | 0%
Small Non Domestic Unrestricted | 0% |  |  | 0% |  |  | Small Non Domestic Unrestricted | 0% |  |  | 0%
Small Non Domestic Two Rate | 0% | 0% |  | 0% |  |  | Small Non Domestic Two Rate | 0% | 0% |  | 0%
Small Non Domestic Off Peak (related MPAN) | 0% | [5 empty] | Small Non Domestic Off Peak (related MPAN) | 0%
LV Medium Non-Domestic | 0% | 0% |  | 0% |  |  | LV Medium Non-Domestic | 0% | 0% |  | 0%
LV Sub Medium Non-Domestic | 0% | 0% |  | 0% |  |  | LV Sub Medium Non-Domestic | 0% | 0% |  | 0%
HV Medium Non-Domestic | 0% | 0% |  | 0% |  |  | HV Medium Non-Domestic | 0% | 0% |  | -0.09936%
LV HH Metered | 0% | 0% | 0% | 0% | 0% | 0% | LV HH Metered | 0% | 0% | 0% | 0% | 0% | 0%
LV Sub HH Metered | 0% | 0% | 0% | 0% | 0% | 0% | LV Sub HH Metered | 0% | 0% | 0% | 0% | 0% | 0%
HV HH Metered | 0% | 0% | 0% | 0% | 0% | 0% | HV HH Metered | 0% | 0% | 0% | -0.3873% | 0% | 0%
HV Sub HH Metered | 0% | 0% | 0% | 0% | 0% | 0% | HV Sub HH Metered | 0% | 0% | 0% | -0.3864% | 0% | 0%
NHH UMS | 0% | [5 empty] | NHH UMS | 0%
LV UMS (Pseudo HH Metered) | 0% | 0% | 0% |  |  |  | LV UMS (Pseudo HH Metered) | 0% | 0% | 0%
Scenario 2 vs Base | [6 empty] | Scenario 4 vs Base
| Unit rate 1 p/kWh | Unit rate 2 p/kWh | Unit rate 3 p/kWh | Fixed charge p/MPAN/day | Capacity charge p/kVA/day | Reactive power charge p/kVArh |  | Unit rate 1 p/kWh | Unit rate 2 p/kWh | Unit rate 3 p/kWh | Fixed charge p/MPAN/day | Capacity charge p/kVA/day | Reactive power charge p/kVArh
Domestic Unrestricted | 0% |  |  | 0% |  |  | Domestic Unrestricted | 0% |  |  | 0%
Domestic Two Rate | 0% | 0% |  | 0% |  |  | Domestic Two Rate | 0% | 0% |  | 0%
Domestic Off Peak (related MPAN) | 0% | [5 empty] | Domestic Off Peak (related MPAN) | 0%
Small Non Domestic Unrestricted | 0% |  |  | 0% |  |  | Small Non Domestic Unrestricted | 0% |  |  | 0%
Small Non Domestic Two Rate | 0% | 0% |  | 0% |  |  | Small Non Domestic Two Rate | 0% | 0% |  | 0%
Small Non Domestic Off Peak (related MPAN) | 0% | [5 empty] | Small Non Domestic Off Peak (related MPAN) | 0%
LV Medium Non-Domestic | 0% | 0% |  | 0% |  |  | LV Medium Non-Domestic | 0% | 0% |  | 0%
LV Sub Medium Non-Domestic | 0% | 0% |  | 0% |  |  | LV Sub Medium Non-Domestic | 0% | 0% |  | 0%
HV Medium Non-Domestic | 0% | 0% |  | 0% |  |  | HV Medium Non-Domestic | 0% | 0% |  | 1.09%
LV HH Metered | 0% | 0% | 0% | 0% | 0% | 0% | LV HH Metered | 0% | 0% | 0% | 0% | 0% | 0%
LV Sub HH Metered | 0% | 0% | 0% | 0% | 0% | 0% | LV Sub HH Metered | 0% | 0% | 0% | 0% | 0% | 0%
HV HH Metered | 0% | 0% | 0% | 0% | 0% | 0% | HV HH Metered | 0% | 0% | 0% | 4.26% | 0% | 0%
HV Sub HH Metered | 0% | 0% | 0% | 0% | 0% | 0% | HV Sub HH Metered | 0% | 0% | 0% | 4.265% | 0% | 0%
NHH UMS | 0% | [5 empty] | NHH UMS | 0%
LV UMS (Pseudo HH Metered) | 0% | 0% | 0% |  |  |  | LV UMS (Pseudo HH Metered) | -0.004627% | 0% | 0%
Scenario 2 vs Scenario 1 | [6 empty] | Scenario 4 vs Scenario 3
| Unit rate 1 p/kWh | Unit rate 2 p/kWh | Unit rate 3 p/kWh | Fixed charge p/MPAN/day | Capacity charge p/kVA/day | Reactive power charge p/kVArh |  | Unit rate 1 p/kWh | Unit rate 2 p/kWh | Unit rate 3 p/kWh | Fixed charge p/MPAN/day | Capacity charge p/kVA/day | Reactive power charge p/kVArh
Domestic Unrestricted | 0% |  |  | 0% |  |  | Domestic Unrestricted | 0% |  |  | 0%
Domestic Two Rate | 0% | 0% |  | 0% |  |  | Domestic Two Rate | 0% | 0% |  | 0%
Domestic Off Peak (related MPAN) | 0% | [5 empty] | Domestic Off Peak (related MPAN) | 0%
Small Non Domestic Unrestricted | 0% |  |  | 0% |  |  | Small Non Domestic Unrestricted | 0% |  |  | 0%
Small Non Domestic Two Rate | 0% | 0% |  | 0% |  |  | Small Non Domestic Two Rate | 0% | 0% |  | 0%
Small Non Domestic Off Peak (related MPAN) | 0% | [5 empty] | Small Non Domestic Off Peak (related MPAN) | 0%
LV Medium Non-Domestic | 0% | 0% |  | 0% |  |  | LV Medium Non-Domestic | 0% | 0% |  | 0%
LV Sub Medium Non-Domestic | 0% | 0% |  | 0% |  |  | LV Sub Medium Non-Domestic | 0% | 0% |  | 0%
HV Medium Non-Domestic | 0% | 0% |  | 0% |  |  | HV Medium Non-Domestic | 0% | 0% |  | 1.19%
LV HH Metered | 0% | 0% | 0% | 0% | 0% | 0% | LV HH Metered | 0% | 0% | 0% | 0% | 0% | 0%
LV Sub HH Metered | 0% | 0% | 0% | 0% | 0% | 0% | LV Sub HH Metered | 0% | 0% | 0% | 0% | 0% | 0%
HV HH Metered | 0% | 0% | 0% | 0% | 0% | 0% | HV HH Metered | 0% | 0% | 0% | 4.666% | 0% | 0%
HV Sub HH Metered | 0% | 0% | 0% | 0% | 0% | 0% | HV Sub HH Metered | 0% | 0% | 0% | 4.67% | 0% | 0%
NHH UMS | 0% | [5 empty] | NHH UMS | 0%
LV UMS (Pseudo HH Metered) | 0% | 0% | 0% |  |  |  | LV UMS (Pseudo HH Metered) | -0.004627% | 0% | 0%
Typical Bill Comparison
| Percentage Change |  |  | Absolute Change (£) |  |  |  | Percentage Change |  |  | Absolute Change (£)
TARIFF | Scenario 1 vs Base | Scenario 2 vs Base | Scenario 2 vs Scenario 1 | Scenario 1 vs Base | Scenario 2 vs Base | Scenario 2 vs Scenario 1 | TARIFF | Scenario 3 vs Base | Scenario 4 vs Base | Scenario 4 vs Scenario 3 | Scenario 3 vs Base | Scenario 4 vs Base | Scenario 4 vs Scenario 3
> Domestic Unrestricted | [6 empty] | > Domestic Unrestricted
Domestic Unrestricted | 0% | 0% | 0% | 0 | 0 | 0 | Domestic Unrestricted | 0% | 0% | 0% | 0 | 0 | 0
LDNO LV: Domestic Unrestricted | 0% | 0% | 0% | 0 | 0 | 0 | LDNO LV: Domestic Unrestricted | 0% | 0% | 0% | 0 | 0 | 0
LDNO HV: Domestic Unrestricted | 0% | 0% | 0% | 0 | 0 | 0 | LDNO HV: Domestic Unrestricted | 0% | 0% | 0% | 0 | 0 | 0
> Domestic Two Rate | [6 empty] | > Domestic Two Rate
Domestic Two Rate | 0% | 0% | 0% | 0 | 0 | 0 | Domestic Two Rate | 0% | 0% | 0% | 0 | 0 | 0
LDNO LV: Domestic Two Rate | 0% | 0% | 0% | 0 | 0 | 0 | LDNO LV: Domestic Two Rate | 0% | 0% | 0% | 0 | 0 | 0
LDNO HV: Domestic Two Rate | 0% | 0% | 0% | 0 | 0 | 0 | LDNO HV: Domestic Two Rate | 0% | 0% | 0% | 0 | 0 | 0
> Domestic Off Peak (related MPAN) | [6 empty] | > Domestic Off Peak (related MPAN)
Domestic Off Peak (related MPAN) | 0% | 0% | 0% | 0 | 0 | 0 | Domestic Off Peak (related MPAN) | 0% | 0% | 0% | 0 | 0 | 0
LDNO LV: Domestic Off Peak (related MPAN) | #VALUE! | #VALUE! | #VALUE! | #VALUE! | #VALUE! | #VALUE! | LDNO LV: Domestic Off Peak (related MPAN) | #VALUE! | #VALUE! | #VALUE! | #VALUE! | #VALUE! | #VALUE!
LDNO HV: Domestic Off Peak (related MPAN) | #VALUE! | #VALUE! | #VALUE! | #VALUE! | #VALUE! | #VALUE! | LDNO HV: Domestic Off Peak (related MPAN) | #VALUE! | #VALUE! | #VALUE! | #VALUE! | #VALUE! | #VALUE!
> Small Non Domestic Unrestricted | [6 empty] | > Small Non Domestic Unrestricted
Small Non Domestic Unrestricted | 0% | 0% | 0% | 0 | 0 | 0 | Small Non Domestic Unrestricted | 0% | 0% | 0% | 0 | 0 | 0
LDNO LV: Small Non Domestic Unrestricted | 0% | 0% | 0% | 0 | 0 | 0 | LDNO LV: Small Non Domestic Unrestricted | 0% | 0% | 0% | 0 | 0 | 0
LDNO HV: Small Non Domestic Unrestricted | 0% | 0% | 0% | 0 | 0 | 0 | LDNO HV: Small Non Domestic Unrestricted | 0% | 0% | 0% | 0 | 0 | 0
> Small Non Domestic Two Rate | [6 empty] | > Small Non Domestic Two Rate
Small Non Domestic Two Rate | 0% | 0% | 0% | 0 | 0 | 0 | Small Non Domestic Two Rate | 0% | 0% | 0% | 0 | 0 | 0
LDNO LV: Small Non Domestic Two Rate | 0% | 0% | 0% | 0 | 0 | 0 | LDNO LV: Small Non Domestic Two Rate | 0% | 0% | 0% | 0 | 0 | 0
LDNO HV: Small Non Domestic Two Rate | 0% | 0% | 0% | 0 | 0 | 0 | LDNO HV: Small Non Domestic Two Rate | 0% | 0% | 0% | 0 | 0 | 0
> Small Non Domestic Off Peak (related MPAN) | [6 empty] | > Small Non Domestic Off Peak (related MPAN)
Small Non Domestic Off Peak (related MPAN) | 0% | 0% | 0% | 0 | 0 | 0 | Small Non Domestic Off Peak (related MPAN) | 0% | 0% | 0% | 0 | 0 | 0
LDNO LV: Small Non Domestic Off Peak (related MPAN) | #VALUE! | #VALUE! | #VALUE! | #VALUE! | #VALUE! | #VALUE! | LDNO LV: Small Non Domestic Off Peak (related MPAN) | #VALUE! | #VALUE! | #VALUE! | #VALUE! | #VALUE! | #VALUE!
LDNO HV: Small Non Domestic Off Peak (related MPAN) | #VALUE! | #VALUE! | #VALUE! | #VALUE! | #VALUE! | #VALUE! | LDNO HV: Small Non Domestic Off Peak (related MPAN) | #VALUE! | #VALUE! | #VALUE! | #VALUE! | #VALUE! | #VALUE!
> LV Medium Non-Domestic | [6 empty] | > LV Medium Non-Domestic
LV Medium Non-Domestic | 0% | 0% | 0% | 0 | 0 | 0 | LV Medium Non-Domestic | 0% | 0% | 0% | 0 | 0 | 0
LDNO LV: LV Medium Non-Domestic | #VALUE! | #VALUE! | #VALUE! | #VALUE! | #VALUE! | #VALUE! | LDNO LV: LV Medium Non-Domestic | #VALUE! | #VALUE! | #VALUE! | #VALUE! | #VALUE! | #VALUE!
LDNO HV: LV Medium Non-Domestic | #VALUE! | #VALUE! | #VALUE! | #VALUE! | #VALUE! | #VALUE! | LDNO HV: LV Medium Non-Domestic | #VALUE! | #VALUE! | #VALUE! | #VALUE! | #VALUE! | #VALUE!
> LV Sub Medium Non-Domestic | [6 empty] | > LV Sub Medium Non-Domestic
LV Sub Medium Non-Domestic | #VALUE! | #VALUE! | #VALUE! | #VALUE! | #VALUE! | #VALUE! | LV Sub Medium Non-Domestic | #VALUE! | #VALUE! | #VALUE! | #VALUE! | #VALUE! | #VALUE!
> HV Medium Non-Domestic | [6 empty] | > HV Medium Non-Domestic
HV Medium Non-Domestic | 0% | 0% | 0% | 0 | 0 | 0 | HV Medium Non-Domestic | -0.05023% | 0.5509% | 0.6014% | -1.1315 | 12.41 | 13.5415
> LV HH Metered | [6 empty] | > LV HH Metered
LV HH Metered | 0% | 0% | 0% | 0 | 0 | 0 | LV HH Metered | 0% | 0% | 0% | 0 | 0 | 0
LDNO LV: LV HH Metered | #VALUE! | #VALUE! | #VALUE! | #VALUE! | #VALUE! | #VALUE! | LDNO LV: LV HH Metered | #VALUE! | #VALUE! | #VALUE! | #VALUE! | #VALUE! | #VALUE!
LDNO HV: LV HH Metered | #VALUE! | #VALUE! | #VALUE! | #VALUE! | #VALUE! | #VALUE! | LDNO HV: LV HH Metered | #VALUE! | #VALUE! | #VALUE! | #VALUE! | #VALUE! | #VALUE!
> LV Sub HH Metered | [6 empty] | > LV Sub HH Metered
LV Sub HH Metered | 0% | 0% | 0% | 0 | 0 | 0 | LV Sub HH Metered | 0% | 0% | 0% | 0 | 0 | 0
LDNO HV: LV Sub HH Metered | #VALUE! | #VALUE! | #VALUE! | #VALUE! | #VALUE! | #VALUE! | LDNO HV: LV Sub HH Metered | #VALUE! | #VALUE! | #VALUE! | #VALUE! | #VALUE! | #VALUE!
> HV HH Metered | [6 empty] | > HV HH Metered
HV HH Metered | 0% | 0% | 0% | 0 | 0 | 0 | HV HH Metered | -0.002419% | 0.0266% | 0.02902% | -1.1315 | 12.4465 | 13.578
LDNO HV: HV HH Metered | #VALUE! | #VALUE! | #VALUE! | #VALUE! | #VALUE! | #VALUE! | LDNO HV: HV HH Metered | #VALUE! | #VALUE! | #VALUE! | #VALUE! | #VALUE! | #VALUE!
> HV Sub HH Metered | [6 empty] | > HV Sub HH Metered
HV Sub HH Metered | #VALUE! | #VALUE! | #VALUE! | #VALUE! | #VALUE! | #VALUE! | HV Sub HH Metered | #VALUE! | #VALUE! | #VALUE! | #VALUE! | #VALUE! | #VALUE!
> NHH UMS | [6 empty] | > NHH UMS
NHH UMS | 0% | 0% | 0% | 0 | 0 | 0 | NHH UMS | 0% | 0% | 0% | 0 | 0 | 0
LDNO LV: NHH UMS | #VALUE! | #VALUE! | #VALUE! | #VALUE! | #VALUE! | #VALUE! | LDNO LV: NHH UMS | #VALUE! | #VALUE! | #VALUE! | #VALUE! | #VALUE! | #VALUE!
LDNO HV: NHH UMS | #VALUE! | #VALUE! | #VALUE! | #VALUE! | #VALUE! | #VALUE! | LDNO HV: NHH UMS | #VALUE! | #VALUE! | #VALUE! | #VALUE! | #VALUE! | #VALUE!
> LV UMS (Pseudo HH Metered) | [6 empty] | > LV UMS (Pseudo HH Metered)
LV UMS (Pseudo HH Metered) | 0% | 0% | 0% | 0 | 0 | 0 | LV UMS (Pseudo HH Metered) | 0% | -0.003002% | -0.003002% | 0 | -4.9903 | -4.9903
LDNO LV: LV UMS (Pseudo HH Metered) | #VALUE! | #VALUE! | #VALUE! | #VALUE! | #VALUE! | #VALUE! | LDNO LV: LV UMS (Pseudo HH Metered) | #VALUE! | #VALUE! | #VALUE! | #VALUE! | #VALUE! | #VALUE!
LDNO HV: LV UMS (Pseudo HH Metered) | #VALUE! | #VALUE! | #VALUE! | #VALUE! | #VALUE! | #VALUE! | LDNO HV: LV UMS (Pseudo HH Metered) | #VALUE! | #VALUE! | #VALUE! | #VALUE! | #VALUE! | #VALUE!
> LV Generation NHH | [6 empty] | > LV Generation NHH
LV Generation NHH | 0% | 0% | 0% | 0 | 0 | 0 | LV Generation NHH | 0% | 0% | 0% | 0 | 0 | 0
LDNO LV: LV Generation NHH | #VALUE! | #VALUE! | #VALUE! | #VALUE! | #VALUE! | #VALUE! | LDNO LV: LV Generation NHH | #VALUE! | #VALUE! | #VALUE! | #VALUE! | #VALUE! | #VALUE!
LDNO HV: LV Generation NHH | #VALUE! | #VALUE! | #VALUE! | #VALUE! | #VALUE! | #VALUE! | LDNO HV: LV Generation NHH | #VALUE! | #VALUE! | #VALUE! | #VALUE! | #VALUE! | #VALUE!
> LV Sub Generation NHH | [6 empty] | > LV Sub Generation NHH
LV Sub Generation NHH | 0% | 0% | 0% | 0 | 0 | 0 | LV Sub Generation NHH | 0% | 0% | 0% | 0 | 0 | 0
LDNO HV: LV Sub Generation NHH | #VALUE! | #VALUE! | #VALUE! | #VALUE! | #VALUE! | #VALUE! | LDNO HV: LV Sub Generation NHH | #VALUE! | #VALUE! | #VALUE! | #VALUE! | #VALUE! | #VALUE!
> LV Generation Intermittent | [6 empty] | > LV Generation Intermittent
LV Generation Intermittent | 0% | 0% | 0% | 0 | 0 | 0 | LV Generation Intermittent | 0% | 0% | 0% | 0 | 0 | 0
LDNO LV: LV Generation Intermittent | #VALUE! | #VALUE! | #VALUE! | #VALUE! | #VALUE! | #VALUE! | LDNO LV: LV Generation Intermittent | #VALUE! | #VALUE! | #VALUE! | #VALUE! | #VALUE! | #VALUE!
LDNO HV: LV Generation Intermittent | #VALUE! | #VALUE! | #VALUE! | #VALUE! | #VALUE! | #VALUE! | LDNO HV: LV Generation Intermittent | #VALUE! | #VALUE! | #VALUE! | #VALUE! | #VALUE! | #VALUE!
> LV Generation Non-Intermittent | [6 empty] | > LV Generation Non-Intermittent
LV Generation Non-Intermittent | 0% | 0% | 0% | 0 | 0 | 0 | LV Generation Non-Intermittent | 0% | 0% | 0% | 0 | 0 | 0
LDNO LV: LV Generation Non-Intermittent | #VALUE! | #VALUE! | #VALUE! | #VALUE! | #VALUE! | #VALUE! | LDNO LV: LV Generation Non-Intermittent | #VALUE! | #VALUE! | #VALUE! | #VALUE! | #VALUE! | #VALUE!
LDNO HV: LV Generation Non-Intermittent | #VALUE! | #VALUE! | #VALUE! | #VALUE! | #VALUE! | #VALUE! | LDNO HV: LV Generation Non-Intermittent | #VALUE! | #VALUE! | #VALUE! | #VALUE! | #VALUE! | #VALUE!
> LV Sub Generation Intermittent | [6 empty] | > LV Sub Generation Intermittent
LV Sub Generation Intermittent | #VALUE! | #VALUE! | #VALUE! | #VALUE! | #VALUE! | #VALUE! | LV Sub Generation Intermittent | #VALUE! | #VALUE! | #VALUE! | #VALUE! | #VALUE! | #VALUE!
LDNO HV: LV Sub Generation Intermittent | #VALUE! | #VALUE! | #VALUE! | #VALUE! | #VALUE! | #VALUE! | LDNO HV: LV Sub Generation Intermittent | #VALUE! | #VALUE! | #VALUE! | #VALUE! | #VALUE! | #VALUE!
> LV Sub Generation Non-Intermittent | [6 empty] | > LV Sub Generation Non-Intermittent
LV Sub Generation Non-Intermittent | #VALUE! | #VALUE! | #VALUE! | #VALUE! | #VALUE! | #VALUE! | LV Sub Generation Non-Intermittent | #VALUE! | #VALUE! | #VALUE! | #VALUE! | #VALUE! | #VALUE!
LDNO HV: LV Sub Generation Non-Intermittent | #VALUE! | #VALUE! | #VALUE! | #VALUE! | #VALUE! | #VALUE! | LDNO HV: LV Sub Generation Non-Intermittent | #VALUE! | #VALUE! | #VALUE! | #VALUE! | #VALUE! | #VALUE!
> HV Generation Intermittent | [6 empty] | > HV Generation Intermittent
HV Generation Intermittent | 0% | 0% | 0% | 0 | 0 | 0 | HV Generation Intermittent | 0.00484% | -0.05237% | -0.05721% | -1.4235 | 15.403 | 16.8265
LDNO HV: HV Generation Intermittent | #VALUE! | #VALUE! | #VALUE! | #VALUE! | #VALUE! | #VALUE! | LDNO HV: HV Generation Intermittent | #VALUE! | #VALUE! | #VALUE! | #VALUE! | #VALUE! | #VALUE!
> HV Generation Non-Intermittent | [6 empty] | > HV Generation Non-Intermittent
HV Generation Non-Intermittent | 0% | 0% | 0% | 0 | 0 | 0 | HV Generation Non-Intermittent | 0.007916% | -0.08565% | -0.09356% | -1.4235 | 15.403 | 16.8265
LDNO HV: HV Generation Non-Intermittent | #VALUE! | #VALUE! | #VALUE! | #VALUE! | #VALUE! | #VALUE! | LDNO HV: HV Generation Non-Intermittent | #VALUE! | #VALUE! | #VALUE! | #VALUE! | #VALUE! | #VALUE!
> HV Sub Generation Non-Intermittent | [6 empty] | > HV Sub Generation Non-Intermittent
HV Sub Generation Non-Intermittent | #VALUE! | #VALUE! | #VALUE! | #VALUE! | #VALUE! | #VALUE! | HV Sub Generation Non-Intermittent | #VALUE! | #VALUE! | #VALUE! | #VALUE! | #VALUE! | #VALUE!
> HV Sub Generation Intermittent | [6 empty] | > HV Sub Generation Intermittent
HV Sub Generation Intermittent | 0% | 0% | 0% | 0 | 0 | 0 | HV Sub Generation Intermittent | -0.3934% | 4.257% | 4.669% | -1.4235 | 15.403 | 16.8265

## HV SM - tariffs
Tariffs for Charging Year: Base Model
| Open LLFCs | PCs | Unit rate 1 p/kWh | Unit rate 2 p/kWh | Unit rate 3 p/kWh | Fixed charge p/MPAN/day | Capacity charge p/kVA/day | Reactive power charge p/kVArh | Closed LLFCs
Domestic Unrestricted | 100-103, 108-111,154-155 | 1 | 2.319 | 0 | 0 | 2.55 | 0 | 0
Domestic Two Rate | 104-107, 156-157 | 2 | 2.503 | 0.117 | 0 | 2.55 | 0 | 0 | 124-125
Domestic Off Peak (related MPAN) | 115, 121, 150-153 | 2 | 0.265 | 0 | 0 | 0 | 0 | 0 | 112-114, 116-120, 122-123
Small Non Domestic Unrestricted | 126-128, 133-134, 473 | 3 | 1.817 | 0 | 0 | 4.02 | 0 | 0
Small Non Domestic Two Rate | 129-131, 135-136, 474 | 4 | 2.491 | 0.12 | 0 | 4.02 | 0 | 0
Small Non Domestic Off Peak (related MPAN) | 140, 144 | 4 | 0.261 | 0 | 0 | 0 | 0 | 0 | 138-139, 141-143, 145
LV Medium Non-Domestic | 400-401, 475, 479 | 5-8 | 1.744 | 0.092 | 0 | 21.57 | 0 | 0
LV Sub Medium Non-Domestic | 405 | 5-8 | 1.245 | 0.059 | 0 | 3.29 | 0 | 0
HV Medium Non-Domestic |  | 5-8 | 0.996 | 0.021 | 0 | 311.99 | 0 | 0 | 605-606
LV HH Metered | 453, 470 | 0 | 9.729 | 1.078 | 0.061 | 8.34 | 2.38 | 0.309 | 450
LV Sub HH Metered | 455 | 0 | 8.357 | 0.606 | 0.027 | 3.29 | 4.55 | 0.243
HV HH Metered | 658, 476 | 0 | 6.871 | 0.431 | 0.017 | 80.04 | 5.09 | 0.177 | 655
HV Sub HH Metered | 660 | 0 | 5.949 | 0.323 | 0.011 | 134.57 | 3.22 | 0.156
NHH UMS | 500-504, 510-513 | 1&8 | 2.478 | 0 | 0 | 0 | 0 | 0
LV UMS (Pseudo HH Metered) | 520 | 0 | 21.613 | 3.296 | 0.527 | 0 | 0 | 0
LV Generation NHH | 931, 992 | 8 | -0.676 | 0 | 0 | 0 | 0 | 0
LV Sub Generation NHH | 932, 993 | 8 | -0.59 | 0 | 0 | 0 | 0 | 0
LV Generation Intermittent | 1, 477, 909 | 0 | -0.676 | 0 | 0 | 0 | 0 | 0.186
LV Generation Non-Intermittent | 2 | 0 | -4.946 | -0.987 | -0.068 | 0 | 0 | 0.186
LV Sub Generation Intermittent | 3 | 0 | -0.59 | 0 | 0 | 0 | 0 | 0.173
LV Sub Generation Non-Intermittent | 4 | 0 | -4.526 | -0.813 | -0.056 | 0 | 0 | 0.173
HV Generation Intermittent | 5 | 0 | -0.354 | 0 | 0 | 99.13 | 0 | 0.147
HV Generation Non-Intermittent | 6, 478, 910 | 0 | -3.408 | -0.33 | -0.02 | 99.13 | 0 | 0.147
HV Sub Generation Non-Intermittent | 8, 734, 736, 738 | 0 | -2.761 | -0.232 | -0.014 | 99.13 | 0 | 0.072
HV Sub Generation Intermittent | 7 | 0 | -0.276 | 0 | 0 | 99.13 | 0 | 0.072
LDNO LV: Domestic Unrestricted | 100 | 1 | 1.5537 | 0 | 0 | 1.7085 | 0 | 0
LDNO LV: Domestic Two Rate | 104 | 2 | 1.677 | 0.07839 | 0 | 1.7085 | 0 | 0
LDNO LV: Domestic Off Peak (related MPAN) | 115, 121 | 2 | 0.17755 | 0 | 0 | 0 | 0 | 0
LDNO LV: Small Non Domestic Unrestricted | 126 | 3 | 1.2174 | 0 | 0 | 2.6934 | 0 | 0
LDNO LV: Small Non Domestic Two Rate | 129 | 4 | 1.669 | 0.0804 | 0 | 2.6934 | 0 | 0
LDNO LV: Small Non Domestic Off Peak (related MPAN) | 140, 144 | 4 | 0.17487 | 0 | 0 | 0 | 0 | 0
LDNO LV: LV Medium Non-Domestic | 401 | 5-8 | 1.1685 | 0.06164 | 0 | 14.4519 | 0 | 0
LDNO LV: LV HH Metered | 453 | 0 | 6.5184 | 0.72226 | 0.04087 | 5.5878 | 1.5946 | 0.20703
LDNO LV: NHH UMS | 500 | 1&8 | 1.6603 | 0 | 0 | 0 | 0 | 0
LDNO LV: LV UMS (Pseudo HH Metered) | 520 | 0 | 14.4807 | 2.2083 | 0.35309 | 0 | 0 | 0
LDNO LV: LV Generation NHH | 992 | 8 | -0.676 | 0 | 0 | 0 | 0 | 0
LDNO LV: LV Generation Intermittent | 1 | 0 | -0.676 | 0 | 0 | 0 | 0 | 0.186
LDNO LV: LV Generation Non-Intermittent | 2 | 0 | -4.946 | -0.987 | -0.068 | 0 | 0 | 0.186
LDNO HV: Domestic Unrestricted | 100 | 1 | 0.99253 | 0 | 0 | 1.0914 | 0 | 0
LDNO HV: Domestic Two Rate | 104 | 2 | 1.0713 | 0.050076 | 0 | 1.0914 | 0 | 0
LDNO HV: Domestic Off Peak (related MPAN) | 115, 121 | 2 | 0.11342 | 0 | 0 | 0 | 0 | 0
LDNO HV: Small Non Domestic Unrestricted | 126 | 3 | 0.77768 | 0 | 0 | 1.7206 | 0 | 0
LDNO HV: Small Non Domestic Two Rate | 129 | 4 | 1.0661 | 0.05136 | 0 | 1.7206 | 0 | 0
LDNO HV: Small Non Domestic Off Peak (related MPAN) | 140, 144 | 4 | 0.11171 | 0 | 0 | 0 | 0 | 0
LDNO HV: LV Medium Non-Domestic | 401 | 5-8 | 0.74643 | 0.039376 | 0 | 9.232 | 0 | 0
LDNO HV: LV HH Metered | 453 | 0 | 4.164 | 0.46138 | 0.026108 | 3.5695 | 1.0186 | 0.13225
LDNO HV: LV Sub HH Metered | 455 | 0 | 5.3986 | 0.39148 | 0.017442 | 2.1253 | 2.9393 | 0.15698
LDNO HV: HV HH Metered | 568 | 0 | 5.0433 | 0.31635 | 0.012478 | 58.7494 | 3.7361 | 0.12992
LDNO HV: NHH UMS | 500 | 1&8 | 1.0606 | 0 | 0 | 0 | 0 | 0
LDNO HV: LV UMS (Pseudo HH Metered) | 520 | 0 | 9.2504 | 1.4107 | 0.22556 | 0 | 0 | 0
LDNO HV: LV Generation NHH | 992 | 8 | -0.676 | 0 | 0 | 0 | 0 | 0
LDNO HV: LV Sub Generation NHH | 993 | 8 | -0.59 | 0 | 0 | 0 | 0 | 0
LDNO HV: LV Generation Intermittent | 1 | 0 | -0.676 | 0 | 0 | 0 | 0 | 0.186
LDNO HV: LV Generation Non-Intermittent | 2 | 0 | -4.946 | -0.987 | -0.068 | 0 | 0 | 0.186
LDNO HV: LV Sub Generation Intermittent | 3 | 0 | -0.59 | 0 | 0 | 0 | 0 | 0.173
LDNO HV: LV Sub Generation Non-Intermittent | 4 | 0 | -4.526 | -0.813 | -0.056 | 0 | 0 | 0.173
LDNO HV: HV Generation Intermittent | 5 | 0 | -0.354 | 0 | 0 | 0 | 0 | 0.147
LDNO HV: HV Generation Non-Intermittent | 6 | 0 | -3.408 | -0.33 | -0.02 | 0 | 0 | 0.147
Tariffs for Charging Year: Scenario 1
| Open LLFCs | PCs | Unit rate 1 p/kWh | Unit rate 2 p/kWh | Unit rate 3 p/kWh | Fixed charge p/MPAN/day | Capacity charge p/kVA/day | Reactive power charge p/kVArh | Closed LLFCs
Domestic Unrestricted | 100-103, 108-111,154-155 | 1 | 2.319 | 0 | 0 | 2.55 | 0 | 0
Domestic Two Rate | 104-107, 156-157 | 2 | 2.503 | 0.117 | 0 | 2.55 | 0 | 0 | 124-125
Domestic Off Peak (related MPAN) | 115, 121, 150-153 | 2 | 0.265 | 0 | 0 | 0 | 0 | 0 | 112-114, 116-120, 122-123
Small Non Domestic Unrestricted | 126-128, 133-134, 473 | 3 | 1.817 | 0 | 0 | 4.02 | 0 | 0
Small Non Domestic Two Rate | 129-131, 135-136, 474 | 4 | 2.491 | 0.12 | 0 | 4.02 | 0 | 0
Small Non Domestic Off Peak (related MPAN) | 140, 144 | 4 | 0.261 | 0 | 0 | 0 | 0 | 0 | 138-139, 141-143, 145
LV Medium Non-Domestic | 400-401, 475, 479 | 5-8 | 1.744 | 0.092 | 0 | 21.57 | 0 | 0
LV Sub Medium Non-Domestic | 405 | 5-8 | 1.245 | 0.059 | 0 | 3.29 | 0 | 0
HV Medium Non-Domestic |  | 5-8 | 0.996 | 0.021 | 0 | 311.99 | 0 | 0 | 605-606
LV HH Metered | 453, 470 | 0 | 9.729 | 1.078 | 0.061 | 8.34 | 2.38 | 0.309 | 450
LV Sub HH Metered | 455 | 0 | 8.357 | 0.606 | 0.027 | 3.29 | 4.55 | 0.243
HV HH Metered | 658, 476 | 0 | 6.871 | 0.431 | 0.017 | 80.04 | 5.09 | 0.177 | 655
HV Sub HH Metered | 660 | 0 | 5.949 | 0.323 | 0.011 | 134.57 | 3.22 | 0.156
NHH UMS | 500-504, 510-513 | 1&8 | 2.478 | 0 | 0 | 0 | 0 | 0
LV UMS (Pseudo HH Metered) | 520 | 0 | 21.613 | 3.296 | 0.527 | 0 | 0 | 0
LV Generation NHH | 931, 992 | 8 | -0.676 | 0 | 0 | 0 | 0 | 0
LV Sub Generation NHH | 932, 993 | 8 | -0.59 | 0 | 0 | 0 | 0 | 0
LV Generation Intermittent | 1, 477, 909 | 0 | -0.676 | 0 | 0 | 0 | 0 | 0.186
LV Generation Non-Intermittent | 2 | 0 | -4.946 | -0.987 | -0.068 | 0 | 0 | 0.186
LV Sub Generation Intermittent | 3 | 0 | -0.59 | 0 | 0 | 0 | 0 | 0.173
LV Sub Generation Non-Intermittent | 4 | 0 | -4.526 | -0.813 | -0.056 | 0 | 0 | 0.173
HV Generation Intermittent | 5 | 0 | -0.354 | 0 | 0 | 99.13 | 0 | 0.147
HV Generation Non-Intermittent | 6, 478, 910 | 0 | -3.408 | -0.33 | -0.02 | 99.13 | 0 | 0.147
HV Sub Generation Non-Intermittent | 8, 734, 736, 738 | 0 | -2.761 | -0.232 | -0.014 | 99.13 | 0 | 0.072
HV Sub Generation Intermittent | 7 | 0 | -0.276 | 0 | 0 | 99.13 | 0 | 0.072
LDNO LV: Domestic Unrestricted | 100 | 1 | 1.5537 | 0 | 0 | 1.7085 | 0 | 0
LDNO LV: Domestic Two Rate | 104 | 2 | 1.677 | 0.07839 | 0 | 1.7085 | 0 | 0
LDNO LV: Domestic Off Peak (related MPAN) | 115, 121 | 2 | 0.17755 | 0 | 0 | 0 | 0 | 0
LDNO LV: Small Non Domestic Unrestricted | 126 | 3 | 1.2174 | 0 | 0 | 2.6934 | 0 | 0
LDNO LV: Small Non Domestic Two Rate | 129 | 4 | 1.669 | 0.0804 | 0 | 2.6934 | 0 | 0
LDNO LV: Small Non Domestic Off Peak (related MPAN) | 140, 144 | 4 | 0.17487 | 0 | 0 | 0 | 0 | 0
LDNO LV: LV Medium Non-Domestic | 401 | 5-8 | 1.1685 | 0.06164 | 0 | 14.4519 | 0 | 0
LDNO LV: LV HH Metered | 453 | 0 | 6.5184 | 0.72226 | 0.04087 | 5.5878 | 1.5946 | 0.20703
LDNO LV: NHH UMS | 500 | 1&8 | 1.6603 | 0 | 0 | 0 | 0 | 0
LDNO LV: LV UMS (Pseudo HH Metered) | 520 | 0 | 14.4807 | 2.2083 | 0.35309 | 0 | 0 | 0
LDNO LV: LV Generation NHH | 992 | 8 | -0.676 | 0 | 0 | 0 | 0 | 0
LDNO LV: LV Generation Intermittent | 1 | 0 | -0.676 | 0 | 0 | 0 | 0 | 0.186
LDNO LV: LV Generation Non-Intermittent | 2 | 0 | -4.946 | -0.987 | -0.068 | 0 | 0 | 0.186
LDNO HV: Domestic Unrestricted | 100 | 1 | 0.99253 | 0 | 0 | 1.0914 | 0 | 0
LDNO HV: Domestic Two Rate | 104 | 2 | 1.0713 | 0.050076 | 0 | 1.0914 | 0 | 0
LDNO HV: Domestic Off Peak (related MPAN) | 115, 121 | 2 | 0.11342 | 0 | 0 | 0 | 0 | 0
LDNO HV: Small Non Domestic Unrestricted | 126 | 3 | 0.77768 | 0 | 0 | 1.7206 | 0 | 0
LDNO HV: Small Non Domestic Two Rate | 129 | 4 | 1.0661 | 0.05136 | 0 | 1.7206 | 0 | 0
LDNO HV: Small Non Domestic Off Peak (related MPAN) | 140, 144 | 4 | 0.11171 | 0 | 0 | 0 | 0 | 0
LDNO HV: LV Medium Non-Domestic | 401 | 5-8 | 0.74643 | 0.039376 | 0 | 9.232 | 0 | 0
LDNO HV: LV HH Metered | 453 | 0 | 4.164 | 0.46138 | 0.026108 | 3.5695 | 1.0186 | 0.13225
LDNO HV: LV Sub HH Metered | 455 | 0 | 5.3986 | 0.39148 | 0.017442 | 2.1253 | 2.9393 | 0.15698
LDNO HV: HV HH Metered | 568 | 0 | 5.0433 | 0.31635 | 0.012478 | 58.7494 | 3.7361 | 0.12992
LDNO HV: NHH UMS | 500 | 1&8 | 1.0606 | 0 | 0 | 0 | 0 | 0
LDNO HV: LV UMS (Pseudo HH Metered) | 520 | 0 | 9.2504 | 1.4107 | 0.22556 | 0 | 0 | 0
LDNO HV: LV Generation NHH | 992 | 8 | -0.676 | 0 | 0 | 0 | 0 | 0
LDNO HV: LV Sub Generation NHH | 993 | 8 | -0.59 | 0 | 0 | 0 | 0 | 0
LDNO HV: LV Generation Intermittent | 1 | 0 | -0.676 | 0 | 0 | 0 | 0 | 0.186
LDNO HV: LV Generation Non-Intermittent | 2 | 0 | -4.946 | -0.987 | -0.068 | 0 | 0 | 0.186
LDNO HV: LV Sub Generation Intermittent | 3 | 0 | -0.59 | 0 | 0 | 0 | 0 | 0.173
LDNO HV: LV Sub Generation Non-Intermittent | 4 | 0 | -4.526 | -0.813 | -0.056 | 0 | 0 | 0.173
LDNO HV: HV Generation Intermittent | 5 | 0 | -0.354 | 0 | 0 | 0 | 0 | 0.147
LDNO HV: HV Generation Non-Intermittent | 6 | 0 | -3.408 | -0.33 | -0.02 | 0 | 0 | 0.147
Tariffs for Charging Year: Scenario 2
| Open LLFCs | PCs | Unit rate 1 p/kWh | Unit rate 2 p/kWh | Unit rate 3 p/kWh | Fixed charge p/MPAN/day | Capacity charge p/kVA/day | Reactive power charge p/kVArh | Closed LLFCs
Domestic Unrestricted | 100-103, 108-111,154-155 | 1 | 2.319 | 0 | 0 | 2.55 | 0 | 0
Domestic Two Rate | 104-107, 156-157 | 2 | 2.503 | 0.117 | 0 | 2.55 | 0 | 0 | 124-125
Domestic Off Peak (related MPAN) | 115, 121, 150-153 | 2 | 0.265 | 0 | 0 | 0 | 0 | 0 | 112-114, 116-120, 122-123
Small Non Domestic Unrestricted | 126-128, 133-134, 473 | 3 | 1.817 | 0 | 0 | 4.02 | 0 | 0
Small Non Domestic Two Rate | 129-131, 135-136, 474 | 4 | 2.491 | 0.12 | 0 | 4.02 | 0 | 0
Small Non Domestic Off Peak (related MPAN) | 140, 144 | 4 | 0.261 | 0 | 0 | 0 | 0 | 0 | 138-139, 141-143, 145
LV Medium Non-Domestic | 400-401, 475, 479 | 5-8 | 1.744 | 0.092 | 0 | 21.57 | 0 | 0
LV Sub Medium Non-Domestic | 405 | 5-8 | 1.245 | 0.059 | 0 | 3.29 | 0 | 0
HV Medium Non-Domestic |  | 5-8 | 0.996 | 0.021 | 0 | 311.99 | 0 | 0 | 605-606
LV HH Metered | 453, 470 | 0 | 9.729 | 1.078 | 0.061 | 8.34 | 2.38 | 0.309 | 450
LV Sub HH Metered | 455 | 0 | 8.357 | 0.606 | 0.027 | 3.29 | 4.55 | 0.243
HV HH Metered | 658, 476 | 0 | 6.871 | 0.431 | 0.017 | 80.04 | 5.09 | 0.177 | 655
HV Sub HH Metered | 660 | 0 | 5.949 | 0.323 | 0.011 | 134.57 | 3.22 | 0.156
NHH UMS | 500-504, 510-513 | 1&8 | 2.478 | 0 | 0 | 0 | 0 | 0
LV UMS (Pseudo HH Metered) | 520 | 0 | 21.613 | 3.296 | 0.527 | 0 | 0 | 0
LV Generation NHH | 931, 992 | 8 | -0.676 | 0 | 0 | 0 | 0 | 0
LV Sub Generation NHH | 932, 993 | 8 | -0.59 | 0 | 0 | 0 | 0 | 0
LV Generation Intermittent | 1, 477, 909 | 0 | -0.676 | 0 | 0 | 0 | 0 | 0.186
LV Generation Non-Intermittent | 2 | 0 | -4.946 | -0.987 | -0.068 | 0 | 0 | 0.186
LV Sub Generation Intermittent | 3 | 0 | -0.59 | 0 | 0 | 0 | 0 | 0.173
LV Sub Generation Non-Intermittent | 4 | 0 | -4.526 | -0.813 | -0.056 | 0 | 0 | 0.173
HV Generation Intermittent | 5 | 0 | -0.354 | 0 | 0 | 99.13 | 0 | 0.147
HV Generation Non-Intermittent | 6, 478, 910 | 0 | -3.408 | -0.33 | -0.02 | 99.13 | 0 | 0.147
HV Sub Generation Non-Intermittent | 8, 734, 736, 738 | 0 | -2.761 | -0.232 | -0.014 | 99.13 | 0 | 0.072
HV Sub Generation Intermittent | 7 | 0 | -0.276 | 0 | 0 | 99.13 | 0 | 0.072
LDNO LV: Domestic Unrestricted | 100 | 1 | 1.5537 | 0 | 0 | 1.7085 | 0 | 0
LDNO LV: Domestic Two Rate | 104 | 2 | 1.677 | 0.07839 | 0 | 1.7085 | 0 | 0
LDNO LV: Domestic Off Peak (related MPAN) | 115, 121 | 2 | 0.17755 | 0 | 0 | 0 | 0 | 0
LDNO LV: Small Non Domestic Unrestricted | 126 | 3 | 1.2174 | 0 | 0 | 2.6934 | 0 | 0
LDNO LV: Small Non Domestic Two Rate | 129 | 4 | 1.669 | 0.0804 | 0 | 2.6934 | 0 | 0
LDNO LV: Small Non Domestic Off Peak (related MPAN) | 140, 144 | 4 | 0.17487 | 0 | 0 | 0 | 0 | 0
LDNO LV: LV Medium Non-Domestic | 401 | 5-8 | 1.1685 | 0.06164 | 0 | 14.4519 | 0 | 0
LDNO LV: LV HH Metered | 453 | 0 | 6.5184 | 0.72226 | 0.04087 | 5.5878 | 1.5946 | 0.20703
LDNO LV: NHH UMS | 500 | 1&8 | 1.6603 | 0 | 0 | 0 | 0 | 0
LDNO LV: LV UMS (Pseudo HH Metered) | 520 | 0 | 14.4807 | 2.2083 | 0.35309 | 0 | 0 | 0
LDNO LV: LV Generation NHH | 992 | 8 | -0.676 | 0 | 0 | 0 | 0 | 0
LDNO LV: LV Generation Intermittent | 1 | 0 | -0.676 | 0 | 0 | 0 | 0 | 0.186
LDNO LV: LV Generation Non-Intermittent | 2 | 0 | -4.946 | -0.987 | -0.068 | 0 | 0 | 0.186
LDNO HV: Domestic Unrestricted | 100 | 1 | 0.99253 | 0 | 0 | 1.0914 | 0 | 0
LDNO HV: Domestic Two Rate | 104 | 2 | 1.0713 | 0.050076 | 0 | 1.0914 | 0 | 0
LDNO HV: Domestic Off Peak (related MPAN) | 115, 121 | 2 | 0.11342 | 0 | 0 | 0 | 0 | 0
LDNO HV: Small Non Domestic Unrestricted | 126 | 3 | 0.77768 | 0 | 0 | 1.7206 | 0 | 0
LDNO HV: Small Non Domestic Two Rate | 129 | 4 | 1.0661 | 0.05136 | 0 | 1.7206 | 0 | 0
LDNO HV: Small Non Domestic Off Peak (related MPAN) | 140, 144 | 4 | 0.11171 | 0 | 0 | 0 | 0 | 0
LDNO HV: LV Medium Non-Domestic | 401 | 5-8 | 0.74643 | 0.039376 | 0 | 9.232 | 0 | 0
LDNO HV: LV HH Metered | 453 | 0 | 4.164 | 0.46138 | 0.026108 | 3.5695 | 1.0186 | 0.13225
LDNO HV: LV Sub HH Metered | 455 | 0 | 5.3986 | 0.39148 | 0.017442 | 2.1253 | 2.9393 | 0.15698
LDNO HV: HV HH Metered | 568 | 0 | 5.0433 | 0.31635 | 0.012478 | 58.7494 | 3.7361 | 0.12992
LDNO HV: NHH UMS | 500 | 1&8 | 1.0606 | 0 | 0 | 0 | 0 | 0
LDNO HV: LV UMS (Pseudo HH Metered) | 520 | 0 | 9.2504 | 1.4107 | 0.22556 | 0 | 0 | 0
LDNO HV: LV Generation NHH | 992 | 8 | -0.676 | 0 | 0 | 0 | 0 | 0
LDNO HV: LV Sub Generation NHH | 993 | 8 | -0.59 | 0 | 0 | 0 | 0 | 0
LDNO HV: LV Generation Intermittent | 1 | 0 | -0.676 | 0 | 0 | 0 | 0 | 0.186
LDNO HV: LV Generation Non-Intermittent | 2 | 0 | -4.946 | -0.987 | -0.068 | 0 | 0 | 0.186
LDNO HV: LV Sub Generation Intermittent | 3 | 0 | -0.59 | 0 | 0 | 0 | 0 | 0.173
LDNO HV: LV Sub Generation Non-Intermittent | 4 | 0 | -4.526 | -0.813 | -0.056 | 0 | 0 | 0.173
LDNO HV: HV Generation Intermittent | 5 | 0 | -0.354 | 0 | 0 | 0 | 0 | 0.147
LDNO HV: HV Generation Non-Intermittent | 6 | 0 | -3.408 | -0.33 | -0.02 | 0 | 0 | 0.147
Tariffs for Charging Year: Scenario 3
| Open LLFCs | PCs | Unit rate 1 p/kWh | Unit rate 2 p/kWh | Unit rate 3 p/kWh | Fixed charge p/MPAN/day | Capacity charge p/kVA/day | Reactive power charge p/kVArh | Closed LLFCs
Domestic Unrestricted | 100-103, 108-111,154-155 | 1 | 2.319 | 0 | 0 | 2.55 | 0 | 0
Domestic Two Rate | 104-107, 156-157 | 2 | 2.503 | 0.117 | 0 | 2.55 | 0 | 0 | 124-125
Domestic Off Peak (related MPAN) | 115, 121, 150-153 | 2 | 0.265 | 0 | 0 | 0 | 0 | 0 | 112-114, 116-120, 122-123
Small Non Domestic Unrestricted | 126-128, 133-134, 473 | 3 | 1.817 | 0 | 0 | 4.02 | 0 | 0
Small Non Domestic Two Rate | 129-131, 135-136, 474 | 4 | 2.491 | 0.12 | 0 | 4.02 | 0 | 0
Small Non Domestic Off Peak (related MPAN) | 140, 144 | 4 | 0.261 | 0 | 0 | 0 | 0 | 0 | 138-139, 141-143, 145
LV Medium Non-Domestic | 400-401, 475, 479 | 5-8 | 1.744 | 0.092 | 0 | 21.57 | 0 | 0
LV Sub Medium Non-Domestic | 405 | 5-8 | 1.245 | 0.059 | 0 | 3.29 | 0 | 0
HV Medium Non-Domestic |  | 5-8 | 0.996 | 0.021 | 0 | 311.68 | 0 | 0 | 605-606
LV HH Metered | 453, 470 | 0 | 9.729 | 1.078 | 0.061 | 8.34 | 2.38 | 0.309 | 450
LV Sub HH Metered | 455 | 0 | 8.357 | 0.606 | 0.027 | 3.29 | 4.55 | 0.243
HV HH Metered | 658, 476 | 0 | 6.871 | 0.431 | 0.017 | 79.73 | 5.09 | 0.177 | 655
HV Sub HH Metered | 660 | 0 | 5.949 | 0.323 | 0.011 | 134.05 | 3.22 | 0.156
NHH UMS | 500-504, 510-513 | 1&8 | 2.478 | 0 | 0 | 0 | 0 | 0
LV UMS (Pseudo HH Metered) | 520 | 0 | 21.613 | 3.296 | 0.527 | 0 | 0 | 0
LV Generation NHH | 931, 992 | 8 | -0.676 | 0 | 0 | 0 | 0 | 0
LV Sub Generation NHH | 932, 993 | 8 | -0.59 | 0 | 0 | 0 | 0 | 0
LV Generation Intermittent | 1, 477, 909 | 0 | -0.676 | 0 | 0 | 0 | 0 | 0.186
LV Generation Non-Intermittent | 2 | 0 | -4.946 | -0.987 | -0.068 | 0 | 0 | 0.186
LV Sub Generation Intermittent | 3 | 0 | -0.59 | 0 | 0 | 0 | 0 | 0.173
LV Sub Generation Non-Intermittent | 4 | 0 | -4.526 | -0.813 | -0.056 | 0 | 0 | 0.173
HV Generation Intermittent | 5 | 0 | -0.354 | 0 | 0 | 98.74 | 0 | 0.147
HV Generation Non-Intermittent | 6, 478, 910 | 0 | -3.408 | -0.33 | -0.02 | 98.74 | 0 | 0.147
HV Sub Generation Non-Intermittent | 8, 734, 736, 738 | 0 | -2.761 | -0.232 | -0.014 | 98.74 | 0 | 0.072
HV Sub Generation Intermittent | 7 | 0 | -0.276 | 0 | 0 | 98.74 | 0 | 0.072
LDNO LV: Domestic Unrestricted | 100 | 1 | 1.5537 | 0 | 0 | 1.7085 | 0 | 0
LDNO LV: Domestic Two Rate | 104 | 2 | 1.677 | 0.07839 | 0 | 1.7085 | 0 | 0
LDNO LV: Domestic Off Peak (related MPAN) | 115, 121 | 2 | 0.17755 | 0 | 0 | 0 | 0 | 0
LDNO LV: Small Non Domestic Unrestricted | 126 | 3 | 1.2174 | 0 | 0 | 2.6934 | 0 | 0
LDNO LV: Small Non Domestic Two Rate | 129 | 4 | 1.669 | 0.0804 | 0 | 2.6934 | 0 | 0
LDNO LV: Small Non Domestic Off Peak (related MPAN) | 140, 144 | 4 | 0.17487 | 0 | 0 | 0 | 0 | 0
LDNO LV: LV Medium Non-Domestic | 401 | 5-8 | 1.1685 | 0.06164 | 0 | 14.4519 | 0 | 0
LDNO LV: LV HH Metered | 453 | 0 | 6.5184 | 0.72226 | 0.04087 | 5.5878 | 1.5946 | 0.20703
LDNO LV: NHH UMS | 500 | 1&8 | 1.6603 | 0 | 0 | 0 | 0 | 0
LDNO LV: LV UMS (Pseudo HH Metered) | 520 | 0 | 14.4807 | 2.2083 | 0.35309 | 0 | 0 | 0
LDNO LV: LV Generation NHH | 992 | 8 | -0.676 | 0 | 0 | 0 | 0 | 0
LDNO LV: LV Generation Intermittent | 1 | 0 | -0.676 | 0 | 0 | 0 | 0 | 0.186
LDNO LV: LV Generation Non-Intermittent | 2 | 0 | -4.946 | -0.987 | -0.068 | 0 | 0 | 0.186
LDNO HV: Domestic Unrestricted | 100 | 1 | 0.99253 | 0 | 0 | 1.0914 | 0 | 0
LDNO HV: Domestic Two Rate | 104 | 2 | 1.0713 | 0.050076 | 0 | 1.0914 | 0 | 0
LDNO HV: Domestic Off Peak (related MPAN) | 115, 121 | 2 | 0.11342 | 0 | 0 | 0 | 0 | 0
LDNO HV: Small Non Domestic Unrestricted | 126 | 3 | 0.77768 | 0 | 0 | 1.7206 | 0 | 0
LDNO HV: Small Non Domestic Two Rate | 129 | 4 | 1.0661 | 0.05136 | 0 | 1.7206 | 0 | 0
LDNO HV: Small Non Domestic Off Peak (related MPAN) | 140, 144 | 4 | 0.11171 | 0 | 0 | 0 | 0 | 0
LDNO HV: LV Medium Non-Domestic | 401 | 5-8 | 0.74643 | 0.039376 | 0 | 9.232 | 0 | 0
LDNO HV: LV HH Metered | 453 | 0 | 4.164 | 0.46138 | 0.026108 | 3.5695 | 1.0186 | 0.13225
LDNO HV: LV Sub HH Metered | 455 | 0 | 5.3986 | 0.39148 | 0.017442 | 2.1253 | 2.9393 | 0.15698
LDNO HV: HV HH Metered | 568 | 0 | 5.0433 | 0.31635 | 0.012478 | 58.5218 | 3.7361 | 0.12992
LDNO HV: NHH UMS | 500 | 1&8 | 1.0606 | 0 | 0 | 0 | 0 | 0
LDNO HV: LV UMS (Pseudo HH Metered) | 520 | 0 | 9.2504 | 1.4107 | 0.22556 | 0 | 0 | 0
LDNO HV: LV Generation NHH | 992 | 8 | -0.676 | 0 | 0 | 0 | 0 | 0
LDNO HV: LV Sub Generation NHH | 993 | 8 | -0.59 | 0 | 0 | 0 | 0 | 0
LDNO HV: LV Generation Intermittent | 1 | 0 | -0.676 | 0 | 0 | 0 | 0 | 0.186
LDNO HV: LV Generation Non-Intermittent | 2 | 0 | -4.946 | -0.987 | -0.068 | 0 | 0 | 0.186
LDNO HV: LV Sub Generation Intermittent | 3 | 0 | -0.59 | 0 | 0 | 0 | 0 | 0.173
LDNO HV: LV Sub Generation Non-Intermittent | 4 | 0 | -4.526 | -0.813 | -0.056 | 0 | 0 | 0.173
LDNO HV: HV Generation Intermittent | 5 | 0 | -0.354 | 0 | 0 | 0 | 0 | 0.147
LDNO HV: HV Generation Non-Intermittent | 6 | 0 | -3.408 | -0.33 | -0.02 | 0 | 0 | 0.147
Tariffs for Charging Year: Scenario 4
| Open LLFCs | PCs | Unit rate 1 p/kWh | Unit rate 2 p/kWh | Unit rate 3 p/kWh | Fixed charge p/MPAN/day | Capacity charge p/kVA/day | Reactive power charge p/kVArh | Closed LLFCs
Domestic Unrestricted | 100-103, 108-111,154-155 | 1 | 2.319 | 0 | 0 | 2.55 | 0 | 0
Domestic Two Rate | 104-107, 156-157 | 2 | 2.503 | 0.117 | 0 | 2.55 | 0 | 0 | 124-125
Domestic Off Peak (related MPAN) | 115, 121, 150-153 | 2 | 0.265 | 0 | 0 | 0 | 0 | 0 | 112-114, 116-120, 122-123
Small Non Domestic Unrestricted | 126-128, 133-134, 473 | 3 | 1.817 | 0 | 0 | 4.02 | 0 | 0
Small Non Domestic Two Rate | 129-131, 135-136, 474 | 4 | 2.491 | 0.12 | 0 | 4.02 | 0 | 0
Small Non Domestic Off Peak (related MPAN) | 140, 144 | 4 | 0.261 | 0 | 0 | 0 | 0 | 0 | 138-139, 141-143, 145
LV Medium Non-Domestic | 400-401, 475, 479 | 5-8 | 1.744 | 0.092 | 0 | 21.57 | 0 | 0
LV Sub Medium Non-Domestic | 405 | 5-8 | 1.245 | 0.059 | 0 | 3.29 | 0 | 0
HV Medium Non-Domestic |  | 5-8 | 0.996 | 0.021 | 0 | 315.39 | 0 | 0 | 605-606
LV HH Metered | 453, 470 | 0 | 9.729 | 1.078 | 0.061 | 8.34 | 2.38 | 0.309 | 450
LV Sub HH Metered | 455 | 0 | 8.357 | 0.606 | 0.027 | 3.29 | 4.55 | 0.243
HV HH Metered | 658, 476 | 0 | 6.871 | 0.431 | 0.017 | 83.45 | 5.09 | 0.177 | 655
HV Sub HH Metered | 660 | 0 | 5.949 | 0.323 | 0.011 | 140.31 | 3.22 | 0.156
NHH UMS | 500-504, 510-513 | 1&8 | 2.478 | 0 | 0 | 0 | 0 | 0
LV UMS (Pseudo HH Metered) | 520 | 0 | 21.612 | 3.296 | 0.527 | 0 | 0 | 0
LV Generation NHH | 931, 992 | 8 | -0.676 | 0 | 0 | 0 | 0 | 0
LV Sub Generation NHH | 932, 993 | 8 | -0.59 | 0 | 0 | 0 | 0 | 0
LV Generation Intermittent | 1, 477, 909 | 0 | -0.676 | 0 | 0 | 0 | 0 | 0.186
LV Generation Non-Intermittent | 2 | 0 | -4.946 | -0.987 | -0.068 | 0 | 0 | 0.186
LV Sub Generation Intermittent | 3 | 0 | -0.59 | 0 | 0 | 0 | 0 | 0.173
LV Sub Generation Non-Intermittent | 4 | 0 | -4.525 | -0.813 | -0.056 | 0 | 0 | 0.173
HV Generation Intermittent | 5 | 0 | -0.354 | 0 | 0 | 103.35 | 0 | 0.147
HV Generation Non-Intermittent | 6, 478, 910 | 0 | -3.408 | -0.33 | -0.02 | 103.35 | 0 | 0.147
HV Sub Generation Non-Intermittent | 8, 734, 736, 738 | 0 | -2.761 | -0.232 | -0.014 | 103.35 | 0 | 0.072
HV Sub Generation Intermittent | 7 | 0 | -0.276 | 0 | 0 | 103.35 | 0 | 0.072
LDNO LV: Domestic Unrestricted | 100 | 1 | 1.5537 | 0 | 0 | 1.7085 | 0 | 0
LDNO LV: Domestic Two Rate | 104 | 2 | 1.677 | 0.07839 | 0 | 1.7085 | 0 | 0
LDNO LV: Domestic Off Peak (related MPAN) | 115, 121 | 2 | 0.17755 | 0 | 0 | 0 | 0 | 0
LDNO LV: Small Non Domestic Unrestricted | 126 | 3 | 1.2174 | 0 | 0 | 2.6934 | 0 | 0
LDNO LV: Small Non Domestic Two Rate | 129 | 4 | 1.669 | 0.0804 | 0 | 2.6934 | 0 | 0
LDNO LV: Small Non Domestic Off Peak (related MPAN) | 140, 144 | 4 | 0.17487 | 0 | 0 | 0 | 0 | 0
LDNO LV: LV Medium Non-Domestic | 401 | 5-8 | 1.1685 | 0.06164 | 0 | 14.4519 | 0 | 0
LDNO LV: LV HH Metered | 453 | 0 | 6.5184 | 0.72226 | 0.04087 | 5.5878 | 1.5946 | 0.20703
LDNO LV: NHH UMS | 500 | 1&8 | 1.6603 | 0 | 0 | 0 | 0 | 0
LDNO LV: LV UMS (Pseudo HH Metered) | 520 | 0 | 14.48 | 2.2083 | 0.35309 | 0 | 0 | 0
LDNO LV: LV Generation NHH | 992 | 8 | -0.676 | 0 | 0 | 0 | 0 | 0
LDNO LV: LV Generation Intermittent | 1 | 0 | -0.676 | 0 | 0 | 0 | 0 | 0.186
LDNO LV: LV Generation Non-Intermittent | 2 | 0 | -4.946 | -0.987 | -0.068 | 0 | 0 | 0.186
LDNO HV: Domestic Unrestricted | 100 | 1 | 0.99253 | 0 | 0 | 1.0914 | 0 | 0
LDNO HV: Domestic Two Rate | 104 | 2 | 1.0713 | 0.050076 | 0 | 1.0914 | 0 | 0
LDNO HV: Domestic Off Peak (related MPAN) | 115, 121 | 2 | 0.11342 | 0 | 0 | 0 | 0 | 0
LDNO HV: Small Non Domestic Unrestricted | 126 | 3 | 0.77768 | 0 | 0 | 1.7206 | 0 | 0
LDNO HV: Small Non Domestic Two Rate | 129 | 4 | 1.0661 | 0.05136 | 0 | 1.7206 | 0 | 0
LDNO HV: Small Non Domestic Off Peak (related MPAN) | 140, 144 | 4 | 0.11171 | 0 | 0 | 0 | 0 | 0
LDNO HV: LV Medium Non-Domestic | 401 | 5-8 | 0.74643 | 0.039376 | 0 | 9.232 | 0 | 0
LDNO HV: LV HH Metered | 453 | 0 | 4.164 | 0.46138 | 0.026108 | 3.5695 | 1.0186 | 0.13225
LDNO HV: LV Sub HH Metered | 455 | 0 | 5.3986 | 0.39148 | 0.017442 | 2.1253 | 2.9393 | 0.15698
LDNO HV: HV HH Metered | 568 | 0 | 5.0433 | 0.31635 | 0.012478 | 61.2523 | 3.7361 | 0.12992
LDNO HV: NHH UMS | 500 | 1&8 | 1.0606 | 0 | 0 | 0 | 0 | 0
LDNO HV: LV UMS (Pseudo HH Metered) | 520 | 0 | 9.2499 | 1.4107 | 0.22556 | 0 | 0 | 0
LDNO HV: LV Generation NHH | 992 | 8 | -0.676 | 0 | 0 | 0 | 0 | 0
LDNO HV: LV Sub Generation NHH | 993 | 8 | -0.59 | 0 | 0 | 0 | 0 | 0
LDNO HV: LV Generation Intermittent | 1 | 0 | -0.676 | 0 | 0 | 0 | 0 | 0.186
LDNO HV: LV Generation Non-Intermittent | 2 | 0 | -4.946 | -0.987 | -0.068 | 0 | 0 | 0.186
LDNO HV: LV Sub Generation Intermittent | 3 | 0 | -0.59 | 0 | 0 | 0 | 0 | 0.173
LDNO HV: LV Sub Generation Non-Intermittent | 4 | 0 | -4.525 | -0.813 | -0.056 | 0 | 0 | 0.173
LDNO HV: HV Generation Intermittent | 5 | 0 | -0.354 | 0 | 0 | 0 | 0 | 0.147
LDNO HV: HV Generation Non-Intermittent | 6 | 0 | -3.408 | -0.33 | -0.02 | 0 | 0 | 0.147

## HV SM - typical bill
| Y | Y+1 | Y+2 | Y+3 | Y+4
TARIFF | Base Model | Scenario 1 | Scenario 2 | Scenario 3 | Scenario 4
> Domestic Unrestricted
Domestic Unrestricted | 102.7141 | 102.7141 | 102.7141 | 102.7141 | 102.7141
LDNO LV: Domestic Unrestricted | 50.3094 | 50.3094 | 50.3094 | 50.3094 | 50.3094
LDNO HV: Domestic Unrestricted | 33.9773 | 33.9773 | 33.9773 | 33.9773 | 33.9773
> Domestic Two Rate
Domestic Two Rate | 94.3222 | 94.3222 | 94.3222 | 94.3222 | 94.3222
LDNO LV: Domestic Two Rate | 55.1619 | 55.1619 | 55.1619 | 55.1619 | 55.1619
LDNO HV: Domestic Two Rate | 35.7606 | 35.7606 | 35.7606 | 35.7606 | 35.7606
> Domestic Off Peak (related MPAN)
Domestic Off Peak (related MPAN) | 13.1396 | 13.1396 | 13.1396 | 13.1396 | 13.1396
LDNO LV: Domestic Off Peak (related MPAN)
LDNO HV: Domestic Off Peak (related MPAN)
> Small Non Domestic Unrestricted
Small Non Domestic Unrestricted | 285.9035 | 285.9035 | 285.9035 | 285.9035 | 285.9035
LDNO LV: Small Non Domestic Unrestricted | 112.2336 | 112.2336 | 112.2336 | 112.2336 | 112.2336
LDNO HV: Small Non Domestic Unrestricted | 83.7532 | 83.7532 | 83.7532 | 83.7532 | 83.7532
> Small Non Domestic Two Rate
Small Non Domestic Two Rate | 392.6888 | 392.6888 | 392.6888 | 392.6888 | 392.6888
LDNO LV: Small Non Domestic Two Rate | 244.4246 | 244.4246 | 244.4246 | 244.4246 | 244.4246
LDNO HV: Small Non Domestic Two Rate | 37.0285 | 37.0285 | 37.0285 | 37.0285 | 37.0285
> Small Non Domestic Off Peak (related MPAN)
Small Non Domestic Off Peak (related MPAN) | 18.8753 | 18.8753 | 18.8753 | 18.8753 | 18.8753
LDNO LV: Small Non Domestic Off Peak (related MPAN)
LDNO HV: Small Non Domestic Off Peak (related MPAN)
> LV Medium Non-Domestic
LV Medium Non-Domestic | 1843.6716 | 1843.6716 | 1843.6716 | 1843.6716 | 1843.6716
LDNO LV: LV Medium Non-Domestic
LDNO HV: LV Medium Non-Domestic
> LV Sub Medium Non-Domestic
LV Sub Medium Non-Domestic
> HV Medium Non-Domestic
HV Medium Non-Domestic | 2252.8357 | 2252.8357 | 2252.8357 | 2251.7042 | 2265.2457
> LV HH Metered
LV HH Metered | 9081.5362 | 9081.5362 | 9081.5362 | 9081.5362 | 9081.5362
LDNO LV: LV HH Metered
LDNO HV: LV HH Metered
> LV Sub HH Metered
LV Sub HH Metered | 53991.3025 | 53991.3025 | 53991.3025 | 53991.3025 | 53991.3025
LDNO HV: LV Sub HH Metered
> HV HH Metered
HV HH Metered | 46783.3949 | 46783.3949 | 46783.3949 | 46782.2634 | 46795.8414
LDNO HV: HV HH Metered
> HV Sub HH Metered
HV Sub HH Metered
> NHH UMS
NHH UMS | 506.0596 | 506.0596 | 506.0596 | 506.0596 | 506.0596
LDNO LV: NHH UMS
LDNO HV: NHH UMS
> LV UMS (Pseudo HH Metered)
LV UMS (Pseudo HH Metered) | 166231.0637 | 166231.0637 | 166231.0637 | 166231.0637 | 166226.0734
LDNO LV: LV UMS (Pseudo HH Metered)
LDNO HV: LV UMS (Pseudo HH Metered)
> LV Generation NHH
LV Generation NHH | -20.6478 | -20.6478 | -20.6478 | -20.6478 | -20.6478
LDNO LV: LV Generation NHH
LDNO HV: LV Generation NHH
> LV Sub Generation NHH
LV Sub Generation NHH | -20.8291 | -20.8291 | -20.8291 | -20.8291 | -20.8291
LDNO HV: LV Sub Generation NHH
> LV Generation Intermittent
LV Generation Intermittent | -329.0324 | -329.0324 | -329.0324 | -329.0324 | -329.0324
LDNO LV: LV Generation Intermittent
LDNO HV: LV Generation Intermittent
> LV Generation Non-Intermittent
LV Generation Non-Intermittent | -3530.9601 | -3530.9601 | -3530.9601 | -3530.9601 | -3530.9601
LDNO LV: LV Generation Non-Intermittent
LDNO HV: LV Generation Non-Intermittent
> LV Sub Generation Intermittent
LV Sub Generation Intermittent
LDNO HV: LV Sub Generation Intermittent
> LV Sub Generation Non-Intermittent
LV Sub Generation Non-Intermittent
LDNO HV: LV Sub Generation Non-Intermittent
> HV Generation Intermittent
HV Generation Intermittent | -29410.914 | -29410.914 | -29410.914 | -29412.3375 | -29395.511
LDNO HV: HV Generation Intermittent
> HV Generation Non-Intermittent
HV Generation Non-Intermittent | -17983.2025 | -17983.2025 | -17983.2025 | -17984.626 | -17967.7995
LDNO HV: HV Generation Non-Intermittent
> HV Sub Generation Non-Intermittent
HV Sub Generation Non-Intermittent
> HV Sub Generation Intermittent
HV Sub Generation Intermittent | 361.8245 | 361.8245 | 361.8245 | 360.401 | 377.2275