## Inputs
CDCM Input Data
| 2010/11 | 2011/12 |  |  |  | Instructions
RPI | -0.39% | 4.69% | <<< regulatory RPI: average Jul - Dec
Create your base model as year 2012/13 in the ARP
Ensure the future years in the ARP are the same as the base year (including volume forecasts)
1020. Gross asset cost by network level (£) | [5 empty] | Update the ARP data input sheet with table 1020 from this input sheet
Run the macros and copy the tariffs and typical bills from the ARP to the
| Base Model | Scenario 1 | Scenario 2 | Scenario 3 | Scenario 4 | appropriate sheet on this spreadsheet (you will need to unmerge the
Description | 2010/11 data | 2011/12 data | 2012/13 data | Base model + RPI | Scenario 3 + RPI | headings in the APR tariff sheet to enable the data be copy & pasted Change table 1020 back to the base value in the ARP
132kV | 56600000 | 46416228.26 | 49032961.7202 | 56379260 | 59023447.294 | Update the ARP data input sheet with table 1022 from this input sheet
132kV/EHV | 11973000 | 12806551.7 | 13528526.1818 | 11926305.3 | 12485649.0186 | Run the macros and copy the tariffs and typical bills from the ARP to the
EHV | 71940000 | 78041086.4 | 82440683.9053 | 71659434 | 75020261.4546 | appropriate sheet on this spreadsheet.
EHV/HV | 19912000 | 21434936 | 22643339.1028 | 19834343.2 | 20764573.8961 | Change table 1022 back to the base value in the ARP
132kV/HV |  | 0 | 0 | 0 | 0 | Update the ARP data input sheet with table 1023 from this input sheet
HV | 82325000 | 93712922.5 | 98996026.0428 | 82003932.5 | 85849916.9342 | Run the macros and copy the tariffs and typical bills from the ARP to the
HV/LV | 50760000 | 55988280 | 59144641.7112 | 50562036 | 52933395.4884 | appropriate sheet on this spreadsheet.
LV circuits | 64757800 | 63924260.6 | 76460929.4498 | 64505244.58 | 67530540.5508
1022. LV service model asset cost (£)
| Base Model | Scenario 1 | Scenario 2 | Scenario 3 | Scenario 4
Description | 2010/11 data | 2011/12 data | 2012/13 data | Base model + RPI | Scenario 3 + RPI
LV service model 1 | 380 | 782 | 801.55 | 378.518 | 396.2705
LV service model 2 | 708 | 704 | 721.3437 | 705.2388 | 738.3145
LV service model 3 | 3000 | 2669.68 | 2735.6225 | 2988.3 | 3128.4513
LV service model 4 | 8830 | 8830.1434 | 9145 | 8795.563 | 9208.0749
LV service model 5 | 0 | 0 | 0 | 0 | 0
LV service model 6 | 0 | 0 | 0 | 0 | 0
LV service model 7 | 0 | 0 | 0 | 0 | 0
LV service model 8 | 0 | 0 | 0 | 0 | 0
1023. HV service model asset cost (£)
| Base Model | Scenario 1 | Scenario 2 | Scenario 3 | Scenario 4
Description | 2010/11 data | 2011/12 data | 2012/13 data | Base model + RPI | Scenario 3 + RPI
HV service model 1 | 20000 | 21840 | 23253.36 | 19922 | 20856.3418
HV service model 2 | 30000 | 45000 | 45000 | 29883 | 31284.5127
HV service model 3 | 3000 | 30160 | 24580.16 | 2988.3 | 3128.4513
HV service model 4 | 0 | 0 | 0 | 0 | 0
HV service model 5 | 0 | 0 | 0 | 0 | 0

## 500MW - summary
Tariff Comparison
Scenario 1 vs Base | [6 empty] | Scenario 3 vs Base
| Unit rate 1 p/kWh | Unit rate 2 p/kWh | Unit rate 3 p/kWh | Fixed charge p/MPAN/day | Capacity charge p/kVA/day | Reactive power charge p/kVArh |  | Unit rate 1 p/kWh | Unit rate 2 p/kWh | Unit rate 3 p/kWh | Fixed charge p/MPAN/day | Capacity charge p/kVA/day | Reactive power charge p/kVArh
Domestic Unrestricted | 0.4918% |  |  | -2.661% |  |  | Domestic Unrestricted | -0.05464% |  |  | 0%
Domestic Two Rate | 0.3451% | 5.333% |  | -2.661% |  |  | Domestic Two Rate | -0.04314% | 0% |  | 0%
Domestic Off Peak (related MPAN) | 0.9685% | [5 empty] | Domestic Off Peak (related MPAN) | 0%
Small Non Domestic Unrestricted | 0.479% |  |  | -2.657% |  |  | Small Non Domestic Unrestricted | -0.05322% |  |  | 0%
Small Non Domestic Two Rate | 0.4653% | 1.908% |  | -2.657% |  |  | Small Non Domestic Two Rate | -0.0423% | 0% |  | 0%
Small Non Domestic Off Peak (related MPAN) | 0.8197% | [5 empty] | Small Non Domestic Off Peak (related MPAN) | 0%
LV Medium Non-Domestic | 0.4964% | 3.571% |  | -2.942% |  |  | LV Medium Non-Domestic | -0.05516% | -1.786% |  | -0.2942%
LV Sub Medium Non-Domestic | 0.0841% | 2.857% |  | -2.523% |  |  | LV Sub Medium Non-Domestic | -0.0841% | 0% |  | 0.1168%
HV Medium Non-Domestic | -2.662% | 0% |  | 1.773% |  |  | HV Medium Non-Domestic | 0.1267% | 0% |  | -0.2061%
LV HH Metered | -0.5876% | 0.6983% | 4.878% | -2.576% | 4.348% | 0.7092% | LV HH Metered | 0.05466% | -0.2793% | 0% | 0.07806% | -0.8696% | 0%
LV Sub HH Metered | -1.814% | -1.411% | 0% | -2.523% | 12.16% | -0.905% | LV Sub HH Metered | 0.1124% | -0.1764% | 0% | 0.1168% | -0.6757% | 0%
HV HH Metered | -2.604% | -2.982% | 0% | -2.508% | 9.155% | -2.286% | HV HH Metered | 0.1736% | -0.2294% | 0% | 0.1102% | -0.7042% | 0%
HV Sub HH Metered | -4.233% | -6.931% | -10% | -2.507% | 7.658% | -4.651% | HV Sub HH Metered | 0.2558% | 0% | 0% | 0.1139% | -0.9009% | 0%
NHH UMS | 0.3256% | [5 empty] | NHH UMS | -0.05426%
LV UMS (Pseudo HH Metered) | -0.1201% | 1.355% | 4.918% |  |  |  | LV UMS (Pseudo HH Metered) | 0.01567% | -0.2509% | 0%
Scenario 2 vs Base | [6 empty] | Scenario 4 vs Base
| Unit rate 1 p/kWh | Unit rate 2 p/kWh | Unit rate 3 p/kWh | Fixed charge p/MPAN/day | Capacity charge p/kVA/day | Reactive power charge p/kVArh |  | Unit rate 1 p/kWh | Unit rate 2 p/kWh | Unit rate 3 p/kWh | Fixed charge p/MPAN/day | Capacity charge p/kVA/day | Reactive power charge p/kVArh
Domestic Unrestricted | 0.5464% |  |  | -3.769% |  |  | Domestic Unrestricted | 0.2732% |  |  | -1.774%
Domestic Two Rate | 0.2588% | 8% |  | -3.769% |  |  | Domestic Two Rate | 0.1294% | 2.667% |  | -1.774%
Domestic Off Peak (related MPAN) | 1.695% | [5 empty] | Domestic Off Peak (related MPAN) | 0.7264%
Small Non Domestic Unrestricted | 0.5854% |  |  | -3.623% |  |  | Small Non Domestic Unrestricted | 0.2661% |  |  | -1.691%
Small Non Domestic Two Rate | 0.5922% | 3.053% |  | -3.623% |  |  | Small Non Domestic Two Rate | 0.2961% | 1.145% |  | -1.691%
Small Non Domestic Off Peak (related MPAN) | 1.23% | [5 empty] | Small Non Domestic Off Peak (related MPAN) | 0.6148%
LV Medium Non-Domestic | 0.6067% | 7.143% |  | 2.722% |  |  | LV Medium Non-Domestic | 0.3309% | 1.786% |  | -0.1103%
LV Sub Medium Non-Domestic | 0.0841% | 8.571% |  | -6.984% |  |  | LV Sub Medium Non-Domestic | 0.1682% | 2.857% |  | -2.593%
HV Medium Non-Domestic | -3.866% | 3.226% |  | 0.3357% |  |  | HV Medium Non-Domestic | -0.6971% | 3.226% |  | -0.5182%
LV HH Metered | -1.394% | 2.514% | 7.317% | -7.026% | 12.17% | 0.7092% | LV HH Metered | -0.4099% | 1.397% | 2.439% | -2.654% | 2.609% | 0.3546%
LV Sub HH Metered | -3.114% | -0.1764% | 3.333% | -6.984% | 16.22% | -1.357% | LV Sub HH Metered | -0.7544% | 1.235% | 0% | -2.593% | 3.378% | 0%
HV HH Metered | -4.437% | -2.294% | 5% | -6.973% | 13.38% | -3.429% | HV HH Metered | -1.138% | 0.6881% | 5% | -2.582% | 2.817% | -0.5714%
HV Sub HH Metered | -7.093% | -7.921% | -10% | -6.969% | 12.16% | -6.977% | HV Sub HH Metered | -1.884% | -0.33% | 0% | -2.578% | 3.604% | -1.55%
NHH UMS | 0.9767% | [5 empty] | NHH UMS | 0.3256%
LV UMS (Pseudo HH Metered) | -0.2037% | 3.914% | 9.016% |  |  |  | LV UMS (Pseudo HH Metered) | -0.1619% | 1.656% | 2.459%
Scenario 2 vs Scenario 1 | [6 empty] | Scenario 4 vs Scenario 3
| Unit rate 1 p/kWh | Unit rate 2 p/kWh | Unit rate 3 p/kWh | Fixed charge p/MPAN/day | Capacity charge p/kVA/day | Reactive power charge p/kVArh |  | Unit rate 1 p/kWh | Unit rate 2 p/kWh | Unit rate 3 p/kWh | Fixed charge p/MPAN/day | Capacity charge p/kVA/day | Reactive power charge p/kVArh
Domestic Unrestricted | 0.05438% |  |  | -1.139% |  |  | Domestic Unrestricted | 0.328% |  |  | -1.774%
Domestic Two Rate | -0.08598% | 2.532% |  | -1.139% |  |  | Domestic Two Rate | 0.1726% | 2.667% |  | -1.774%
Domestic Off Peak (related MPAN) | 0.7194% | [5 empty] | Domestic Off Peak (related MPAN) | 0.7264%
Small Non Domestic Unrestricted | 0.1059% |  |  | -0.9926% |  |  | Small Non Domestic Unrestricted | 0.3195% |  |  | -1.691%
Small Non Domestic Two Rate | 0.1263% | 1.124% |  | -0.9926% |  |  | Small Non Domestic Two Rate | 0.3386% | 1.145% |  | -1.691%
Small Non Domestic Off Peak (related MPAN) | 0.4065% | [5 empty] | Small Non Domestic Off Peak (related MPAN) | 0.6148%
LV Medium Non-Domestic | 0.1098% | 3.448% |  | 5.836% |  |  | LV Medium Non-Domestic | 0.3863% | 3.636% |  | 0.1844%
LV Sub Medium Non-Domestic | 0% | 5.556% |  | -4.577% |  |  | LV Sub Medium Non-Domestic | 0.2525% | 2.857% |  | -2.706%
HV Medium Non-Domestic | -1.237% | 3.226% |  | -1.412% |  |  | HV Medium Non-Domestic | -0.8228% | 3.226% |  | -0.3128%
LV HH Metered | -0.811% | 1.803% | 2.326% | -4.567% | 7.5% | 0% | LV HH Metered | -0.4644% | 1.681% | 2.439% | -2.73% | 3.509% | 0.3546%
LV Sub HH Metered | -1.324% | 1.252% | 3.333% | -4.577% | 3.614% | -0.4566% | LV Sub HH Metered | -0.8658% | 1.413% | 0% | -2.706% | 4.082% | 0%
HV HH Metered | -1.882% | 0.7092% | 5% | -4.58% | 3.871% | -1.17% | HV HH Metered | -1.309% | 0.9195% | 5% | -2.689% | 3.546% | -0.5714%
HV Sub HH Metered | -2.987% | -1.064% | 0% | -4.577% | 4.184% | -2.439% | HV Sub HH Metered | -2.134% | -0.33% | 0% | -2.689% | 4.545% | -1.55%
NHH UMS | 0.649% | [5 empty] | NHH UMS | 0.38%
LV UMS (Pseudo HH Metered) | -0.08368% | 2.525% | 3.906% |  |  |  | LV UMS (Pseudo HH Metered) | -0.1776% | 1.911% | 2.459%
Typical Bill Comparison
| Percentage Change |  |  | Absolute Change (£) |  |  |  | Percentage Change |  |  | Absolute Change (£)
TARIFF | Scenario 1 vs Base | Scenario 2 vs Base | Scenario 2 vs Scenario 1 | Scenario 1 vs Base | Scenario 2 vs Base | Scenario 2 vs Scenario 1 | TARIFF | Scenario 3 vs Base | Scenario 4 vs Base | Scenario 4 vs Scenario 3 | Scenario 3 vs Base | Scenario 4 vs Base | Scenario 4 vs Scenario 3
> Domestic Unrestricted | [6 empty] | > Domestic Unrestricted
Domestic Unrestricted | -0.1365% | -0.3137% | -0.1774% | -0.11275 | -0.25912 | -0.14636 | Domestic Unrestricted | 0.01085% | -0.1348% | -0.1456% | 0.0089616 | -0.11131 | -0.12027
LDNO LV: Domestic Unrestricted | 0.4553% | 0.4964% | 0.04097% | 4.1296 | 4.5029 | 0.37334 | LDNO LV: Domestic Unrestricted | -0.05083% | 0.2495% | 0.3005% | -0.46112 | 2.2631 | 2.7242
LDNO HV: Domestic Unrestricted | -0.3157% | -0.559% | -0.2441% | -0.077322 | -0.13692 | -0.0596 | LDNO HV: Domestic Unrestricted | 0.02952% | -0.2511% | -0.2805% | 0.0072319 | -0.061505 | -0.068737
> Domestic Two Rate | [6 empty] | > Domestic Two Rate
Domestic Two Rate | -0.06839% | -0.2679% | -0.1996% | -0.06231 | -0.24407 | -0.18176 | Domestic Two Rate | 0.01527% | -0.1485% | -0.1638% | 0.013915 | -0.13534 | -0.14925
LDNO LV: Domestic Two Rate | #VALUE! | #VALUE! | #VALUE! | #VALUE! | #VALUE! | #VALUE! | LDNO LV: Domestic Two Rate | #VALUE! | #VALUE! | #VALUE! | #VALUE! | #VALUE! | #VALUE!
LDNO HV: Domestic Two Rate | -0.114% | -0.3326% | -0.2188% | -0.037602 | -0.10968 | -0.072073 | LDNO HV: Domestic Two Rate | 0.01817% | -0.1753% | -0.1935% | 0.0059921 | -0.057821 | -0.063813
> Domestic Off Peak (related MPAN) | [6 empty] | > Domestic Off Peak (related MPAN)
Domestic Off Peak (related MPAN) | 0.9685% | 1.695% | 0.7194% | 0.16384 | 0.28673 | 0.12288 | Domestic Off Peak (related MPAN) | 0% | 0.7264% | 0.7264% | 0 | 0.12288 | 0.12288
LDNO LV: Domestic Off Peak (related MPAN) | #VALUE! | #VALUE! | #VALUE! | #VALUE! | #VALUE! | #VALUE! | LDNO LV: Domestic Off Peak (related MPAN) | #VALUE! | #VALUE! | #VALUE! | #VALUE! | #VALUE! | #VALUE!
LDNO HV: Domestic Off Peak (related MPAN) | #VALUE! | #VALUE! | #VALUE! | #VALUE! | #VALUE! | #VALUE! | LDNO HV: Domestic Off Peak (related MPAN) | #VALUE! | #VALUE! | #VALUE! | #VALUE! | #VALUE! | #VALUE!
> Small Non Domestic Unrestricted | [6 empty] | > Small Non Domestic Unrestricted
Small Non Domestic Unrestricted | 0.3167% | 0.3677% | 0.05078% | 0.92506 | 1.0739 | 0.14879 | Small Non Domestic Unrestricted | -0.03629% | 0.1649% | 0.2012% | -0.106 | 0.48148 | 0.58747
LDNO LV: Small Non Domestic Unrestricted | 0.186% | 0.1923% | 0.006225% | 0.19223 | 0.19868 | 0.0064449 | LDNO LV: Small Non Domestic Unrestricted | -0.02265% | 0.08329% | 0.106% | -0.023411 | 0.086069 | 0.10948
LDNO HV: Small Non Domestic Unrestricted | 0.3635% | 0.4305% | 0.0667% | 0.56863 | 0.67335 | 0.10472 | LDNO HV: Small Non Domestic Unrestricted | -0.04117% | 0.194% | 0.2353% | -0.064405 | 0.30354 | 0.36795
> Small Non Domestic Two Rate | [6 empty] | > Small Non Domestic Two Rate
Small Non Domestic Two Rate | 0.4604% | 0.622% | 0.1608% | 2.0245 | 2.735 | 0.71048 | Small Non Domestic Two Rate | -0.02843% | 0.2881% | 0.3166% | -0.12502 | 1.2667 | 1.3917
LDNO LV: Small Non Domestic Two Rate | 0.4839% | 0.6335% | 0.1489% | 5.4044 | 7.0754 | 1.671 | LDNO LV: Small Non Domestic Two Rate | -0.03823% | 0.3058% | 0.3441% | -0.42696 | 3.4147 | 3.8416
LDNO HV: Small Non Domestic Two Rate | 0.498% | 0.6804% | 0.1816% | 0.97751 | 1.3358 | 0.35824 | LDNO HV: Small Non Domestic Two Rate | -0.02938% | 0.3109% | 0.3404% | -0.057675 | 0.61033 | 0.668
> Small Non Domestic Off Peak (related MPAN) | [6 empty] | > Small Non Domestic Off Peak (related MPAN)
Small Non Domestic Off Peak (related MPAN) | 0.8197% | 1.23% | 0.4065% | 0.39226 | 0.58839 | 0.19613 | Small Non Domestic Off Peak (related MPAN) | 0% | 0.6148% | 0.6148% | 0 | 0.29419 | 0.29419
LDNO LV: Small Non Domestic Off Peak (related MPAN) | #VALUE! | #VALUE! | #VALUE! | #VALUE! | #VALUE! | #VALUE! | LDNO LV: Small Non Domestic Off Peak (related MPAN) | #VALUE! | #VALUE! | #VALUE! | #VALUE! | #VALUE! | #VALUE!
LDNO HV: Small Non Domestic Off Peak (related MPAN) | #VALUE! | #VALUE! | #VALUE! | #VALUE! | #VALUE! | #VALUE! | LDNO HV: Small Non Domestic Off Peak (related MPAN) | #VALUE! | #VALUE! | #VALUE! | #VALUE! | #VALUE! | #VALUE!
> LV Medium Non-Domestic | [6 empty] | > LV Medium Non-Domestic
LV Medium Non-Domestic | 0.3255% | 0.7677% | 0.4407% | 5.8087 | 13.6981 | 7.8893 | LV Medium Non-Domestic | -0.06473% | 0.316% | 0.381% | -1.1551 | 5.6392 | 6.7943
LDNO LV: LV Medium Non-Domestic | #VALUE! | #VALUE! | #VALUE! | #VALUE! | #VALUE! | #VALUE! | LDNO LV: LV Medium Non-Domestic | #VALUE! | #VALUE! | #VALUE! | #VALUE! | #VALUE! | #VALUE!
LDNO HV: LV Medium Non-Domestic | 0.3588% | 0.7215% | 0.3613% | 3.1415 | 6.3163 | 3.1748 | LDNO HV: LV Medium Non-Domestic | -0.05988% | 0.3171% | 0.3772% | -0.52418 | 2.7759 | 3.3001
> LV Sub Medium Non-Domestic | [6 empty] | > LV Sub Medium Non-Domestic
LV Sub Medium Non-Domestic | #VALUE! | #VALUE! | #VALUE! | #VALUE! | #VALUE! | #VALUE! | LV Sub Medium Non-Domestic | #VALUE! | #VALUE! | #VALUE! | #VALUE! | #VALUE! | #VALUE!
> HV Medium Non-Domestic | [6 empty] | > HV Medium Non-Domestic
HV Medium Non-Domestic | -1.483% | -2.734% | -1.27% | -34.8152 | -64.1925 | -29.3773 | HV Medium Non-Domestic | 0.1106% | -0.637% | -0.7468% | 2.5981 | -14.9592 | -17.5573
> LV HH Metered | [6 empty] | > LV HH Metered
LV HH Metered | 0.47% | 1.479% | 1.004% | 29.3447 | 92.3279 | 62.9832 | LV HH Metered | -0.1079% | 0.4327% | 0.5411% | -6.7333 | 27.0105 | 33.7438
LDNO LV: LV HH Metered | #VALUE! | #VALUE! | #VALUE! | #VALUE! | #VALUE! | #VALUE! | LDNO LV: LV HH Metered | #VALUE! | #VALUE! | #VALUE! | #VALUE! | #VALUE! | #VALUE!
LDNO HV: LV HH Metered | -0.2115% | -0.3802% | -0.1691% | -7.8559 | -14.1235 | -6.2676 | LDNO HV: LV HH Metered | -0.02145% | 0.04092% | 0.06238% | -0.79686 | 1.52 | 2.3168
> LV Sub HH Metered | [6 empty] | > LV Sub HH Metered
LV Sub HH Metered | 1.383% | 1.737% | 0.3493% | 148.8972 | 187.0228 | 38.1256 | LV Sub HH Metered | -0.05201% | 0.507% | 0.5593% | -5.5997 | 54.5945 | 60.1942
LDNO HV: LV Sub HH Metered | #VALUE! | #VALUE! | #VALUE! | #VALUE! | #VALUE! | #VALUE! | LDNO HV: LV Sub HH Metered | #VALUE! | #VALUE! | #VALUE! | #VALUE! | #VALUE! | #VALUE!
> HV HH Metered | [6 empty] | > HV HH Metered
HV HH Metered | -0.4121% | -0.6301% | -0.219% | -135.0222 | -206.4707 | -71.4485 | HV HH Metered | -0.0103% | -0.03118% | -0.02088% | -3.3758 | -10.2181 | -6.8424
LDNO HV: HV HH Metered | #VALUE! | #VALUE! | #VALUE! | #VALUE! | #VALUE! | #VALUE! | LDNO HV: HV HH Metered | #VALUE! | #VALUE! | #VALUE! | #VALUE! | #VALUE! | #VALUE!
> HV Sub HH Metered | [6 empty] | > HV Sub HH Metered
HV Sub HH Metered | -1.059% | -1.505% | -0.4512% | -658.6276 | -936.4206 | -277.7929 | HV Sub HH Metered | -0.05905% | -0.07154% | -0.01249% | -36.7423 | -44.5117 | -7.7693
> NHH UMS | [6 empty] | > NHH UMS
NHH UMS | 0.3256% | 0.9767% | 0.649% | 7.1446 | 21.4338 | 14.2892 | NHH UMS | -0.05426% | 0.3256% | 0.38% | -1.1908 | 7.1446 | 8.3354
LDNO LV: NHH UMS | 0.3256% | 0.9767% | 0.649% | 0.14037 | 0.42111 | 0.28074 | LDNO LV: NHH UMS | -0.05426% | 0.3256% | 0.38% | -0.023395 | 0.14037 | 0.16377
LDNO HV: NHH UMS | 0.3256% | 0.9767% | 0.649% | 0.12003 | 0.36008 | 0.24005 | LDNO HV: NHH UMS | -0.05426% | 0.3256% | 0.38% | -0.020005 | 0.12003 | 0.14003
> LV UMS (Pseudo HH Metered) | [6 empty] | > LV UMS (Pseudo HH Metered)
LV UMS (Pseudo HH Metered) | 0.3925% | 0.9583% | 0.5636% | 1286.5347 | 3141.1637 | 1854.629 | LV UMS (Pseudo HH Metered) | -0.02727% | 0.2705% | 0.2979% | -89.3903 | 886.8232 | 976.2135
LDNO LV: LV UMS (Pseudo HH Metered) | #VALUE! | #VALUE! | #VALUE! | #VALUE! | #VALUE! | #VALUE! | LDNO LV: LV UMS (Pseudo HH Metered) | #VALUE! | #VALUE! | #VALUE! | #VALUE! | #VALUE! | #VALUE!
LDNO HV: LV UMS (Pseudo HH Metered) | #VALUE! | #VALUE! | #VALUE! | #VALUE! | #VALUE! | #VALUE! | LDNO HV: LV UMS (Pseudo HH Metered) | #VALUE! | #VALUE! | #VALUE! | #VALUE! | #VALUE! | #VALUE!
> LV Generation NHH | [6 empty] | > LV Generation NHH
LV Generation NHH | 2.107% | 6.13% | 3.94% | -0.39623 | -1.1527 | -0.75644 | LV Generation NHH | -0.5747% | 3.257% | 3.854% | 0.10806 | -0.61236 | -0.72042
LDNO LV: LV Generation NHH | 2.107% | 6.13% | 3.94% | -0.015498 | -0.045086 | -0.029588 | LDNO LV: LV Generation NHH | -0.5747% | 3.257% | 3.854% | 0.0042268 | -0.023952 | -0.028179
LDNO HV: LV Generation NHH | #VALUE! | #VALUE! | #VALUE! | #VALUE! | #VALUE! | #VALUE! | LDNO HV: LV Generation NHH | #VALUE! | #VALUE! | #VALUE! | #VALUE! | #VALUE! | #VALUE!
> LV Sub Generation NHH | [6 empty] | > LV Sub Generation NHH
LV Sub Generation NHH | #VALUE! | #VALUE! | #VALUE! | #VALUE! | #VALUE! | #VALUE! | LV Sub Generation NHH | #VALUE! | #VALUE! | #VALUE! | #VALUE! | #VALUE! | #VALUE!
LDNO HV: LV Sub Generation NHH | #VALUE! | #VALUE! | #VALUE! | #VALUE! | #VALUE! | #VALUE! | LDNO HV: LV Sub Generation NHH | #VALUE! | #VALUE! | #VALUE! | #VALUE! | #VALUE! | #VALUE!
> LV Generation Intermittent | [6 empty] | > LV Generation Intermittent
LV Generation Intermittent | 2.107% | 6.13% | 3.94% | -144.4213 | -420.1346 | -275.7133 | LV Generation Intermittent | -0.5747% | 3.257% | 3.854% | 39.3876 | -223.1965 | -262.5841
LDNO LV: LV Generation Intermittent | #VALUE! | #VALUE! | #VALUE! | #VALUE! | #VALUE! | #VALUE! | LDNO LV: LV Generation Intermittent | #VALUE! | #VALUE! | #VALUE! | #VALUE! | #VALUE! | #VALUE!
LDNO HV: LV Generation Intermittent | #VALUE! | #VALUE! | #VALUE! | #VALUE! | #VALUE! | #VALUE! | LDNO HV: LV Generation Intermittent | #VALUE! | #VALUE! | #VALUE! | #VALUE! | #VALUE! | #VALUE!
> LV Generation Non-Intermittent | [6 empty] | > LV Generation Non-Intermittent
LV Generation Non-Intermittent | 1.882% | 5.893% | 3.937% | -0.06361 | -0.19915 | -0.13553 | LV Generation Non-Intermittent | -0.4801% | 3.335% | 3.833% | 0.016225 | -0.1127 | -0.12892
LDNO LV: LV Generation Non-Intermittent | #VALUE! | #VALUE! | #VALUE! | #VALUE! | #VALUE! | #VALUE! | LDNO LV: LV Generation Non-Intermittent | #VALUE! | #VALUE! | #VALUE! | #VALUE! | #VALUE! | #VALUE!
LDNO HV: LV Generation Non-Intermittent | #VALUE! | #VALUE! | #VALUE! | #VALUE! | #VALUE! | #VALUE! | LDNO HV: LV Generation Non-Intermittent | #VALUE! | #VALUE! | #VALUE! | #VALUE! | #VALUE! | #VALUE!
> LV Sub Generation Intermittent | [6 empty] | > LV Sub Generation Intermittent
LV Sub Generation Intermittent | [6 empty] | LV Sub Generation Intermittent
LDNO HV: LV Sub Generation Intermittent | #VALUE! | #VALUE! | #VALUE! | #VALUE! | #VALUE! | #VALUE! | LDNO HV: LV Sub Generation Intermittent | #VALUE! | #VALUE! | #VALUE! | #VALUE! | #VALUE! | #VALUE!
> LV Sub Generation Non-Intermittent | [6 empty] | > LV Sub Generation Non-Intermittent
LV Sub Generation Non-Intermittent | #VALUE! | #VALUE! | #VALUE! | #VALUE! | #VALUE! | #VALUE! | LV Sub Generation Non-Intermittent | #VALUE! | #VALUE! | #VALUE! | #VALUE! | #VALUE! | #VALUE!
LDNO HV: LV Sub Generation Non-Intermittent | #VALUE! | #VALUE! | #VALUE! | #VALUE! | #VALUE! | #VALUE! | LDNO HV: LV Sub Generation Non-Intermittent | #VALUE! | #VALUE! | #VALUE! | #VALUE! | #VALUE! | #VALUE!
> HV Generation Intermittent | [6 empty] | > HV Generation Intermittent
HV Generation Intermittent | -2.039% | 2.191% | 4.319% | 534.6468 | -574.4538 | -1109.1007 | HV Generation Intermittent | -0.6004% | 3.309% | 3.933% | 157.3934 | -867.565 | -1024.9584
LDNO HV: HV Generation Intermittent | #VALUE! | #VALUE! | #VALUE! | #VALUE! | #VALUE! | #VALUE! | LDNO HV: HV Generation Intermittent | #VALUE! | #VALUE! | #VALUE! | #VALUE! | #VALUE! | #VALUE!
> HV Generation Non-Intermittent | [6 empty] | > HV Generation Non-Intermittent
HV Generation Non-Intermittent | -2.198% | 1.815% | 4.104% | 475.7544 | -392.8354 | -868.5898 | HV Generation Non-Intermittent | -0.5305% | 3.348% | 3.899% | 114.8106 | -724.5017 | -839.3123
LDNO HV: HV Generation Non-Intermittent | #VALUE! | #VALUE! | #VALUE! | #VALUE! | #VALUE! | #VALUE! | LDNO HV: HV Generation Non-Intermittent | #VALUE! | #VALUE! | #VALUE! | #VALUE! | #VALUE! | #VALUE!
> HV Sub Generation Non-Intermittent | [6 empty] | > HV Sub Generation Non-Intermittent
HV Sub Generation Non-Intermittent | #VALUE! | #VALUE! | #VALUE! | #VALUE! | #VALUE! | #VALUE! | HV Sub Generation Non-Intermittent | #VALUE! | #VALUE! | #VALUE! | #VALUE! | #VALUE! | #VALUE!
> HV Sub Generation Intermittent | [6 empty] | > HV Sub Generation Intermittent
HV Sub Generation Intermittent | -2.903% | 1.157% | 4.182% | 501.6622 | -200.0099 | -701.6722 | HV Sub Generation Intermittent | -0.6681% | 3.356% | 4.052% | 115.451 | -579.9636 | -695.4146

## 500MW model - tariffs
Tariffs for Charging Year: Base Model
| Open LLFCs | PCs | Unit rate 1 p/kWh | Unit rate 2 p/kWh | Unit rate 3 p/kWh | Fixed charge p/MPAN/day | Capacity charge p/kVA/day | Reactive power charge p/kVArh | Closed LLFCs
Domestic Unrestricted | 100 | 1 | 1.83 | 0 | 0 | 4.51 | 0 | 0 | 101, 400, 401, 999
Domestic Two Rate | 120 | 2 | 2.318 | 0.075 | 0 | 4.51 | 0 | 0 | 121, 123, 402, 403, 413
Domestic Off Peak (related MPAN) | 111 | 2 | 0.413 | 0 | 0 | 0 | 0 | 0 | 130, 131, 414, 415, 416
Small Non Domestic Unrestricted | 240 | 3 | 1.879 | 0 | 0 | 4.14 | 0 | 0 | 241, 404, 405
Small Non Domestic Two Rate | 246 | 4 | 2.364 | 0.262 | 0 | 4.14 | 0 | 0 | 249, 250, 275, 406, 407, 417, 418
Small Non Domestic Off Peak (related MPAN) | 214 | 4 | 0.488 | 0 | 0 | 0 | 0 | 0 | 268, 419, 420
LV Medium Non-Domestic | 290 | 5-8 | 1.813 | 0.056 | 0 | 27.19 | 0 | 0 | 280, 287, 408, 409, 421
LV Sub Medium Non-Domestic | - | 5-8 | 1.189 | 0.035 | 0 | 42.81 | 0 | 0 | -
HV Medium Non-Domestic | 580 | 5-8 | 1.578 | 0.031 | 0 | 169.81 | 0 | 0 | 410
LV HH Metered | 281 | 0 | 7.318 | 0.716 | 0.041 | 12.81 | 1.15 | 0.282 | 244, 248, 257, 291, 297
LV Sub HH Metered | 471 | 0 | 6.23 | 0.567 | 0.03 | 42.81 | 1.48 | 0.221 | 472
HV HH Metered | 581 | 0 | 5.184 | 0.436 | 0.02 | 108.85 | 1.42 | 0.175 | 500, 501, 502, 741, 742, 743, 744
HV Sub HH Metered | 685 | 0 | 4.3 | 0.303 | 0.01 | 210.64 | 2.22 | 0.129 | 686
NHH UMS | 812 & 912 | 1&8 | 1.843 | 0 | 0 | 0 | 0 | 0 | -
LV UMS (Pseudo HH Metered) | 813 & 913 | 0 | 19.143 | 1.993 | 0.122 | 0 | 0 | 0 | -
LV Generation NHH | 20 | 8 | -0.522 | 0 | 0 | 0 | 0 | 0 | 17, 18, 21, 411, 412
LV Sub Generation NHH | 30 | 8 | -0.464 | 0 | 0 | 0 | 0 | 0 | -
LV Generation Intermittent | 22 | 0 | -0.522 | 0 | 0 | 0 | 0 | 0.132 | 12, 40
LV Generation Non-Intermittent | 24 | 0 | -3.33 | -0.499 | -0.035 | 0 | 0 | 0.132 | -
LV Sub Generation Intermittent | 23 | 0 | -0.464 | 0 | 0 | 0 | 0 | 0.126 | 14
LV Sub Generation Non-Intermittent | 25 | 0 | -2.972 | -0.44 | -0.031 | 0 | 0 | 0.126 | -
HV Generation Intermittent | 26 | 0 | -0.342 | 0 | 0 | 115.06 | 0 | 0.1 | 15, 41
HV Generation Non-Intermittent | 28 | 0 | -2.237 | -0.315 | -0.02 | 115.06 | 0 | 0.1 | -
HV Sub Generation Non-Intermittent | 29 | 0 | -2.046 | -0.283 | -0.017 | 115.06 | 0 | 0.076 | -
HV Sub Generation Intermittent | 27 | 0 | -0.311 | 0 | 0 | 115.06 | 0 | 0.076 | 16
LDNO LV: Domestic Unrestricted | 150 | 1 | 1.1691 | 0 | 0 | 2.8813 | 0 | 0 | -
LDNO LV: Domestic Two Rate | 151 | 2 | 1.4809 | 0.047915 | 0 | 2.8813 | 0 | 0 | -
LDNO LV: Domestic Off Peak (related MPAN) | 152 | 2 | 0.26385 | 0 | 0 | 0 | 0 | 0 | -
LDNO LV: Small Non Domestic Unrestricted | 153 | 3 | 1.2004 | 0 | 0 | 2.6449 | 0 | 0 | -
LDNO LV: Small Non Domestic Two Rate | 154 | 4 | 1.5103 | 0.16738 | 0 | 2.6449 | 0 | 0 | -
LDNO LV: Small Non Domestic Off Peak (related MPAN) | 155 | 4 | 0.31177 | 0 | 0 | 0 | 0 | 0 | -
LDNO LV: LV Medium Non-Domestic | 156 | 5-8 | 1.1583 | 0.035777 | 0 | 17.3709 | 0 | 0 | -
LDNO LV: LV HH Metered | 157 | 0 | 4.6753 | 0.45743 | 0.026194 | 8.1839 | 0.7347 | 0.18016 | -
LDNO LV: NHH UMS | 169 | 1&8 | 1.1774 | 0 | 0 | 0 | 0 | 0 | -
LDNO LV: LV UMS (Pseudo HH Metered) | 170 | 0 | 12.2299 | 1.2733 | 0.077942 | 0 | 0 | 0 | -
LDNO LV: LV Generation NHH | 172 | 8 | -0.522 | 0 | 0 | 0 | 0 | 0 | -
LDNO LV: LV Generation Intermittent | 173 | 0 | -0.522 | 0 | 0 | 0 | 0 | 0.132 | -
LDNO LV: LV Generation Non-Intermittent | 174 | 0 | -3.33 | -0.499 | -0.035 | 0 | 0 | 0.132 | -
LDNO HV: Domestic Unrestricted | 158 | 1 | 0.69748 | 0 | 0 | 1.7189 | 0 | 0 | -
LDNO HV: Domestic Two Rate | 159 | 2 | 0.88348 | 0.028585 | 0 | 1.7189 | 0 | 0 | -
LDNO HV: Domestic Off Peak (related MPAN) | 160 | 2 | 0.15741 | 0 | 0 | 0 | 0 | 0 | -
LDNO HV: Small Non Domestic Unrestricted | 161 | 3 | 0.71616 | 0 | 0 | 1.5779 | 0 | 0 | -
LDNO HV: Small Non Domestic Two Rate | 162 | 4 | 0.90101 | 0.099858 | 0 | 1.5779 | 0 | 0 | -
LDNO HV: Small Non Domestic Off Peak (related MPAN) | 163 | 4 | 0.186 | 0 | 0 | 0 | 0 | 0 | -
LDNO HV: LV Medium Non-Domestic | 164 | 5-8 | 0.691 | 0.021344 | 0 | 10.3631 | 0 | 0 | -
LDNO HV: LV HH Metered | 165 | 0 | 2.7892 | 0.27289 | 0.015627 | 4.8824 | 0.43831 | 0.10748 | -
LDNO HV: LV Sub HH Metered | 166 | 0 | 3.8097 | 0.34673 | 0.018345 | 26.179 | 0.90504 | 0.13515 | -
LDNO HV: HV HH Metered | 167 | 0 | 3.8978 | 0.32782 | 0.015038 | 81.8425 | 1.0677 | 0.13158 | -
LDNO HV: NHH UMS | 168 | 1&8 | 0.70244 | 0 | 0 | 0 | 0 | 0 | -
LDNO HV: LV UMS (Pseudo HH Metered) | 171 | 0 | 7.2961 | 0.75961 | 0.046499 | 0 | 0 | 0 | -
LDNO HV: LV Generation NHH | 175 | 8 | -0.522 | 0 | 0 | 0 | 0 | 0 | -
LDNO HV: LV Sub Generation NHH | 176 | 8 | -0.464 | 0 | 0 | 0 | 0 | 0 | -
LDNO HV: LV Generation Intermittent | 177 | 0 | -0.522 | 0 | 0 | 0 | 0 | 0.132 | -
LDNO HV: LV Generation Non-Intermittent | 178 | 0 | -3.33 | -0.499 | -0.035 | 0 | 0 | 0.132 | -
LDNO HV: LV Sub Generation Intermittent | 179 | 0 | -0.464 | 0 | 0 | 0 | 0 | 0.126 | -
LDNO HV: LV Sub Generation Non-Intermittent | 180 | 0 | -2.972 | -0.44 | -0.031 | 0 | 0 | 0.126 | -
LDNO HV: HV Generation Intermittent | 181 | 0 | -0.342 | 0 | 0 | 0 | 0 | 0.1 | -
LDNO HV: HV Generation Non-Intermittent | 182 | 0 | -2.237 | -0.315 | -0.02 | 0 | 0 | 0.1 | -
Tariffs for Charging Year: Scenario 1
| Open LLFCs | PCs | Unit rate 1 p/kWh | Unit rate 2 p/kWh | Unit rate 3 p/kWh | Fixed charge p/MPAN/day | Capacity charge p/kVA/day | Reactive power charge p/kVArh | Closed LLFCs
Domestic Unrestricted | 100 | 1 | 1.839 | 0 | 0 | 4.39 | 0 | 0 | 101, 400, 401, 999
Domestic Two Rate | 120 | 2 | 2.326 | 0.079 | 0 | 4.39 | 0 | 0 | 121, 123, 402, 403, 413
Domestic Off Peak (related MPAN) | 111 | 2 | 0.417 | 0 | 0 | 0 | 0 | 0 | 130, 131, 414, 415, 416
Small Non Domestic Unrestricted | 240 | 3 | 1.888 | 0 | 0 | 4.03 | 0 | 0 | 241, 404, 405
Small Non Domestic Two Rate | 246 | 4 | 2.375 | 0.267 | 0 | 4.03 | 0 | 0 | 249, 250, 275, 406, 407, 417, 418
Small Non Domestic Off Peak (related MPAN) | 214 | 4 | 0.492 | 0 | 0 | 0 | 0 | 0 | 268, 419, 420
LV Medium Non-Domestic | 290 | 5-8 | 1.822 | 0.058 | 0 | 26.39 | 0 | 0 | 280, 287, 408, 409, 421
LV Sub Medium Non-Domestic | - | 5-8 | 1.19 | 0.036 | 0 | 41.73 | 0 | 0 | -
HV Medium Non-Domestic | 580 | 5-8 | 1.536 | 0.031 | 0 | 172.82 | 0 | 0 | 410
LV HH Metered | 281 | 0 | 7.275 | 0.721 | 0.043 | 12.48 | 1.2 | 0.284 | 244, 248, 257, 291, 297
LV Sub HH Metered | 471 | 0 | 6.117 | 0.559 | 0.03 | 41.73 | 1.66 | 0.219 | 472
HV HH Metered | 581 | 0 | 5.049 | 0.423 | 0.02 | 106.12 | 1.55 | 0.171 | 500, 501, 502, 741, 742, 743, 744
HV Sub HH Metered | 685 | 0 | 4.118 | 0.282 | 0.009 | 205.36 | 2.39 | 0.123 | 686
NHH UMS | 812 & 912 | 1&8 | 1.849 | 0 | 0 | 0 | 0 | 0 | -
LV UMS (Pseudo HH Metered) | 813 & 913 | 0 | 19.12 | 2.02 | 0.128 | 0 | 0 | 0 | -
LV Generation NHH | 20 | 8 | -0.533 | 0 | 0 | 0 | 0 | 0 | 17, 18, 21, 411, 412
LV Sub Generation NHH | 30 | 8 | -0.471 | 0 | 0 | 0 | 0 | 0 | -
LV Generation Intermittent | 22 | 0 | -0.533 | 0 | 0 | 0 | 0 | 0.136 | 12, 40
LV Generation Non-Intermittent | 24 | 0 | -3.382 | -0.512 | -0.037 | 0 | 0 | 0.136 | -
LV Sub Generation Intermittent | 23 | 0 | -0.471 | 0 | 0 | 0 | 0 | 0.13 | 14
LV Sub Generation Non-Intermittent | 25 | 0 | -3.003 | -0.45 | -0.032 | 0 | 0 | 0.13 | -
HV Generation Intermittent | 26 | 0 | -0.335 | 0 | 0 | 112.17 | 0 | 0.101 | 15, 41
HV Generation Non-Intermittent | 28 | 0 | -2.183 | -0.31 | -0.02 | 112.17 | 0 | 0.101 | -
HV Sub Generation Non-Intermittent | 29 | 0 | -1.981 | -0.276 | -0.017 | 112.17 | 0 | 0.075 | -
HV Sub Generation Intermittent | 27 | 0 | -0.302 | 0 | 0 | 112.17 | 0 | 0.075 | 16
LDNO LV: Domestic Unrestricted | 150 | 1 | 1.1749 | 0 | 0 | 2.8046 | 0 | 0 | -
LDNO LV: Domestic Two Rate | 151 | 2 | 1.486 | 0.050471 | 0 | 2.8046 | 0 | 0 | -
LDNO LV: Domestic Off Peak (related MPAN) | 152 | 2 | 0.26641 | 0 | 0 | 0 | 0 | 0 | -
LDNO LV: Small Non Domestic Unrestricted | 153 | 3 | 1.2062 | 0 | 0 | 2.5747 | 0 | 0 | -
LDNO LV: Small Non Domestic Two Rate | 154 | 4 | 1.5173 | 0.17058 | 0 | 2.5747 | 0 | 0 | -
LDNO LV: Small Non Domestic Off Peak (related MPAN) | 155 | 4 | 0.31432 | 0 | 0 | 0 | 0 | 0 | -
LDNO LV: LV Medium Non-Domestic | 156 | 5-8 | 1.164 | 0.037055 | 0 | 16.8598 | 0 | 0 | -
LDNO LV: LV HH Metered | 157 | 0 | 4.6478 | 0.46063 | 0.027471 | 7.9731 | 0.76665 | 0.18144 | -
LDNO LV: NHH UMS | 169 | 1&8 | 1.1813 | 0 | 0 | 0 | 0 | 0 | -
LDNO LV: LV UMS (Pseudo HH Metered) | 170 | 0 | 12.2152 | 1.2905 | 0.081776 | 0 | 0 | 0 | -
LDNO LV: LV Generation NHH | 172 | 8 | -0.533 | 0 | 0 | 0 | 0 | 0 | -
LDNO LV: LV Generation Intermittent | 173 | 0 | -0.533 | 0 | 0 | 0 | 0 | 0.136 | -
LDNO LV: LV Generation Non-Intermittent | 174 | 0 | -3.382 | -0.512 | -0.037 | 0 | 0 | 0.136 | -
LDNO HV: Domestic Unrestricted | 158 | 1 | 0.70091 | 0 | 0 | 1.6732 | 0 | 0 | -
LDNO HV: Domestic Two Rate | 159 | 2 | 0.88653 | 0.03011 | 0 | 1.6732 | 0 | 0 | -
LDNO HV: Domestic Off Peak (related MPAN) | 160 | 2 | 0.15893 | 0 | 0 | 0 | 0 | 0 | -
LDNO HV: Small Non Domestic Unrestricted | 161 | 3 | 0.71959 | 0 | 0 | 1.536 | 0 | 0 | -
LDNO HV: Small Non Domestic Two Rate | 162 | 4 | 0.9052 | 0.10176 | 0 | 1.536 | 0 | 0 | -
LDNO HV: Small Non Domestic Off Peak (related MPAN) | 163 | 4 | 0.18752 | 0 | 0 | 0 | 0 | 0 | -
LDNO HV: LV Medium Non-Domestic | 164 | 5-8 | 0.69443 | 0.022106 | 0 | 10.0582 | 0 | 0 | -
LDNO HV: LV HH Metered | 165 | 0 | 2.7728 | 0.2748 | 0.016389 | 4.7566 | 0.45737 | 0.10824 | -
LDNO HV: LV Sub HH Metered | 166 | 0 | 3.7406 | 0.34184 | 0.018345 | 25.5186 | 1.0151 | 0.13392 | -
LDNO HV: HV HH Metered | 167 | 0 | 3.7963 | 0.31805 | 0.015038 | 79.7899 | 1.1654 | 0.12857 | -
LDNO HV: NHH UMS | 168 | 1&8 | 0.70472 | 0 | 0 | 0 | 0 | 0 | -
LDNO HV: LV UMS (Pseudo HH Metered) | 171 | 0 | 7.2874 | 0.7699 | 0.048786 | 0 | 0 | 0 | -
LDNO HV: LV Generation NHH | 175 | 8 | -0.533 | 0 | 0 | 0 | 0 | 0 | -
LDNO HV: LV Sub Generation NHH | 176 | 8 | -0.471 | 0 | 0 | 0 | 0 | 0 | -
LDNO HV: LV Generation Intermittent | 177 | 0 | -0.533 | 0 | 0 | 0 | 0 | 0.136 | -
LDNO HV: LV Generation Non-Intermittent | 178 | 0 | -3.382 | -0.512 | -0.037 | 0 | 0 | 0.136 | -
LDNO HV: LV Sub Generation Intermittent | 179 | 0 | -0.471 | 0 | 0 | 0 | 0 | 0.13 | -
LDNO HV: LV Sub Generation Non-Intermittent | 180 | 0 | -3.003 | -0.45 | -0.032 | 0 | 0 | 0.13 | -
LDNO HV: HV Generation Intermittent | 181 | 0 | -0.335 | 0 | 0 | 0 | 0 | 0.101 | -
LDNO HV: HV Generation Non-Intermittent | 182 | 0 | -2.183 | -0.31 | -0.02 | 0 | 0 | 0.101 | -
Tariffs for Charging Year: Scenario 2
| Open LLFCs | PCs | Unit rate 1 p/kWh | Unit rate 2 p/kWh | Unit rate 3 p/kWh | Fixed charge p/MPAN/day | Capacity charge p/kVA/day | Reactive power charge p/kVArh | Closed LLFCs
Domestic Unrestricted | 100 | 1 | 1.84 | 0 | 0 | 4.34 | 0 | 0 | 101, 400, 401, 999
Domestic Two Rate | 120 | 2 | 2.324 | 0.081 | 0 | 4.34 | 0 | 0 | 121, 123, 402, 403, 413
Domestic Off Peak (related MPAN) | 111 | 2 | 0.42 | 0 | 0 | 0 | 0 | 0 | 130, 131, 414, 415, 416
Small Non Domestic Unrestricted | 240 | 3 | 1.89 | 0 | 0 | 3.99 | 0 | 0 | 241, 404, 405
Small Non Domestic Two Rate | 246 | 4 | 2.378 | 0.27 | 0 | 3.99 | 0 | 0 | 249, 250, 275, 406, 407, 417, 418
Small Non Domestic Off Peak (related MPAN) | 214 | 4 | 0.494 | 0 | 0 | 0 | 0 | 0 | 268, 419, 420
LV Medium Non-Domestic | 290 | 5-8 | 1.824 | 0.06 | 0 | 27.93 | 0 | 0 | 280, 287, 408, 409, 421
LV Sub Medium Non-Domestic | - | 5-8 | 1.19 | 0.038 | 0 | 39.82 | 0 | 0 | -
HV Medium Non-Domestic | 580 | 5-8 | 1.517 | 0.032 | 0 | 170.38 | 0 | 0 | 410
LV HH Metered | 281 | 0 | 7.216 | 0.734 | 0.044 | 11.91 | 1.29 | 0.284 | 244, 248, 257, 291, 297
LV Sub HH Metered | 471 | 0 | 6.036 | 0.566 | 0.031 | 39.82 | 1.72 | 0.218 | 472
HV HH Metered | 581 | 0 | 4.954 | 0.426 | 0.021 | 101.26 | 1.61 | 0.169 | 500, 501, 502, 741, 742, 743, 744
HV Sub HH Metered | 685 | 0 | 3.995 | 0.279 | 0.009 | 195.96 | 2.49 | 0.12 | 686
NHH UMS | 812 & 912 | 1&8 | 1.861 | 0 | 0 | 0 | 0 | 0 | -
LV UMS (Pseudo HH Metered) | 813 & 913 | 0 | 19.104 | 2.071 | 0.133 | 0 | 0 | 0 | -
LV Generation NHH | 20 | 8 | -0.554 | 0 | 0 | 0 | 0 | 0 | 17, 18, 21, 411, 412
LV Sub Generation NHH | 30 | 8 | -0.49 | 0 | 0 | 0 | 0 | 0 | -
LV Generation Intermittent | 22 | 0 | -0.554 | 0 | 0 | 0 | 0 | 0.141 | 12, 40
LV Generation Non-Intermittent | 24 | 0 | -3.511 | -0.533 | -0.039 | 0 | 0 | 0.141 | -
LV Sub Generation Intermittent | 23 | 0 | -0.49 | 0 | 0 | 0 | 0 | 0.135 | 14
LV Sub Generation Non-Intermittent | 25 | 0 | -3.121 | -0.469 | -0.034 | 0 | 0 | 0.135 | -
HV Generation Intermittent | 26 | 0 | -0.349 | 0 | 0 | 107.04 | 0 | 0.105 | 15, 41
HV Generation Non-Intermittent | 28 | 0 | -2.267 | -0.323 | -0.021 | 107.04 | 0 | 0.105 | -
HV Sub Generation Non-Intermittent | 29 | 0 | -2.057 | -0.287 | -0.018 | 107.04 | 0 | 0.078 | -
HV Sub Generation Intermittent | 27 | 0 | -0.314 | 0 | 0 | 107.04 | 0 | 0.078 | 16
LDNO LV: Domestic Unrestricted | 150 | 1 | 1.1755 | 0 | 0 | 2.7727 | 0 | 0 | -
LDNO LV: Domestic Two Rate | 151 | 2 | 1.4847 | 0.051749 | 0 | 2.7727 | 0 | 0 | -
LDNO LV: Domestic Off Peak (related MPAN) | 152 | 2 | 0.26833 | 0 | 0 | 0 | 0 | 0 | -
LDNO LV: Small Non Domestic Unrestricted | 153 | 3 | 1.2075 | 0 | 0 | 2.5491 | 0 | 0 | -
LDNO LV: Small Non Domestic Two Rate | 154 | 4 | 1.5192 | 0.1725 | 0 | 2.5491 | 0 | 0 | -
LDNO LV: Small Non Domestic Off Peak (related MPAN) | 155 | 4 | 0.3156 | 0 | 0 | 0 | 0 | 0 | -
LDNO LV: LV Medium Non-Domestic | 156 | 5-8 | 1.1653 | 0.038332 | 0 | 17.8437 | 0 | 0 | -
LDNO LV: LV HH Metered | 157 | 0 | 4.6101 | 0.46893 | 0.02811 | 7.609 | 0.82414 | 0.18144 | -
LDNO LV: NHH UMS | 169 | 1&8 | 1.1889 | 0 | 0 | 0 | 0 | 0 | -
LDNO LV: LV UMS (Pseudo HH Metered) | 170 | 0 | 12.205 | 1.3231 | 0.08497 | 0 | 0 | 0 | -
LDNO LV: LV Generation NHH | 172 | 8 | -0.554 | 0 | 0 | 0 | 0 | 0 | -
LDNO LV: LV Generation Intermittent | 173 | 0 | -0.554 | 0 | 0 | 0 | 0 | 0.141 | -
LDNO LV: LV Generation Non-Intermittent | 174 | 0 | -3.511 | -0.533 | -0.039 | 0 | 0 | 0.141 | -
LDNO HV: Domestic Unrestricted | 158 | 1 | 0.70129 | 0 | 0 | 1.6541 | 0 | 0 | -
LDNO HV: Domestic Two Rate | 159 | 2 | 0.88576 | 0.030872 | 0 | 1.6541 | 0 | 0 | -
LDNO HV: Domestic Off Peak (related MPAN) | 160 | 2 | 0.16008 | 0 | 0 | 0 | 0 | 0 | -
LDNO HV: Small Non Domestic Unrestricted | 161 | 3 | 0.72035 | 0 | 0 | 1.5207 | 0 | 0 | -
LDNO HV: Small Non Domestic Two Rate | 162 | 4 | 0.90635 | 0.10291 | 0 | 1.5207 | 0 | 0 | -
LDNO HV: Small Non Domestic Off Peak (related MPAN) | 163 | 4 | 0.18828 | 0 | 0 | 0 | 0 | 0 | -
LDNO HV: LV Medium Non-Domestic | 164 | 5-8 | 0.6952 | 0.022868 | 0 | 10.6452 | 0 | 0 | -
LDNO HV: LV HH Metered | 165 | 0 | 2.7503 | 0.27976 | 0.01677 | 4.5394 | 0.49167 | 0.10824 | -
LDNO HV: LV Sub HH Metered | 166 | 0 | 3.6911 | 0.34612 | 0.018957 | 24.3506 | 1.0518 | 0.13331 | -
LDNO HV: HV HH Metered | 167 | 0 | 3.7248 | 0.3203 | 0.01579 | 76.1357 | 1.2105 | 0.12707 | -
LDNO HV: NHH UMS | 168 | 1&8 | 0.7093 | 0 | 0 | 0 | 0 | 0 | -
LDNO HV: LV UMS (Pseudo HH Metered) | 171 | 0 | 7.2813 | 0.78934 | 0.050691 | 0 | 0 | 0 | -
LDNO HV: LV Generation NHH | 175 | 8 | -0.554 | 0 | 0 | 0 | 0 | 0 | -
LDNO HV: LV Sub Generation NHH | 176 | 8 | -0.49 | 0 | 0 | 0 | 0 | 0 | -
LDNO HV: LV Generation Intermittent | 177 | 0 | -0.554 | 0 | 0 | 0 | 0 | 0.141 | -
LDNO HV: LV Generation Non-Intermittent | 178 | 0 | -3.511 | -0.533 | -0.039 | 0 | 0 | 0.141 | -
LDNO HV: LV Sub Generation Intermittent | 179 | 0 | -0.49 | 0 | 0 | 0 | 0 | 0.135 | -
LDNO HV: LV Sub Generation Non-Intermittent | 180 | 0 | -3.121 | -0.469 | -0.034 | 0 | 0 | 0.135 | -
LDNO HV: HV Generation Intermittent | 181 | 0 | -0.349 | 0 | 0 | 0 | 0 | 0.105 | -
LDNO HV: HV Generation Non-Intermittent | 182 | 0 | -2.267 | -0.323 | -0.021 | 0 | 0 | 0.105 | -
Tariffs for Charging Year: Scenario 3
| Open LLFCs | PCs | Unit rate 1 p/kWh | Unit rate 2 p/kWh | Unit rate 3 p/kWh | Fixed charge p/MPAN/day | Capacity charge p/kVA/day | Reactive power charge p/kVArh | Closed LLFCs
Domestic Unrestricted | 100 | 1 | 1.829 | 0 | 0 | 4.51 | 0 | 0 | 101, 400, 401, 999
Domestic Two Rate | 120 | 2 | 2.317 | 0.075 | 0 | 4.51 | 0 | 0 | 121, 123, 402, 403, 413
Domestic Off Peak (related MPAN) | 111 | 2 | 0.413 | 0 | 0 | 0 | 0 | 0 | 130, 131, 414, 415, 416
Small Non Domestic Unrestricted | 240 | 3 | 1.878 | 0 | 0 | 4.14 | 0 | 0 | 241, 404, 405
Small Non Domestic Two Rate | 246 | 4 | 2.363 | 0.262 | 0 | 4.14 | 0 | 0 | 249, 250, 275, 406, 407, 417, 418
Small Non Domestic Off Peak (related MPAN) | 214 | 4 | 0.488 | 0 | 0 | 0 | 0 | 0 | 268, 419, 420
LV Medium Non-Domestic | 290 | 5-8 | 1.812 | 0.055 | 0 | 27.11 | 0 | 0 | 280, 287, 408, 409, 421
LV Sub Medium Non-Domestic | - | 5-8 | 1.188 | 0.035 | 0 | 42.86 | 0 | 0 | -
HV Medium Non-Domestic | 580 | 5-8 | 1.58 | 0.031 | 0 | 169.46 | 0 | 0 | 410
LV HH Metered | 281 | 0 | 7.322 | 0.714 | 0.041 | 12.82 | 1.14 | 0.282 | 244, 248, 257, 291, 297
LV Sub HH Metered | 471 | 0 | 6.237 | 0.566 | 0.03 | 42.86 | 1.47 | 0.221 | 472
HV HH Metered | 581 | 0 | 5.193 | 0.435 | 0.02 | 108.97 | 1.41 | 0.175 | 500, 501, 502, 741, 742, 743, 744
HV Sub HH Metered | 685 | 0 | 4.311 | 0.303 | 0.01 | 210.88 | 2.2 | 0.129 | 686
NHH UMS | 812 & 912 | 1&8 | 1.842 | 0 | 0 | 0 | 0 | 0 | -
LV UMS (Pseudo HH Metered) | 813 & 913 | 0 | 19.146 | 1.988 | 0.122 | 0 | 0 | 0 | -
LV Generation NHH | 20 | 8 | -0.519 | 0 | 0 | 0 | 0 | 0 | 17, 18, 21, 411, 412
LV Sub Generation NHH | 30 | 8 | -0.462 | 0 | 0 | 0 | 0 | 0 | -
LV Generation Intermittent | 22 | 0 | -0.519 | 0 | 0 | 0 | 0 | 0.131 | 12, 40
LV Generation Non-Intermittent | 24 | 0 | -3.313 | -0.496 | -0.035 | 0 | 0 | 0.131 | -
LV Sub Generation Intermittent | 23 | 0 | -0.462 | 0 | 0 | 0 | 0 | 0.125 | 14
LV Sub Generation Non-Intermittent | 25 | 0 | -2.957 | -0.438 | -0.03 | 0 | 0 | 0.125 | -
HV Generation Intermittent | 26 | 0 | -0.34 | 0 | 0 | 115.19 | 0 | 0.099 | 15, 41
HV Generation Non-Intermittent | 28 | 0 | -2.226 | -0.313 | -0.02 | 115.19 | 0 | 0.099 | -
HV Sub Generation Non-Intermittent | 29 | 0 | -2.036 | -0.281 | -0.017 | 115.19 | 0 | 0.076 | -
HV Sub Generation Intermittent | 27 | 0 | -0.309 | 0 | 0 | 115.19 | 0 | 0.076 | 16
LDNO LV: Domestic Unrestricted | 150 | 1 | 1.1685 | 0 | 0 | 2.8813 | 0 | 0 | -
LDNO LV: Domestic Two Rate | 151 | 2 | 1.4803 | 0.047915 | 0 | 2.8813 | 0 | 0 | -
LDNO LV: Domestic Off Peak (related MPAN) | 152 | 2 | 0.26385 | 0 | 0 | 0 | 0 | 0 | -
LDNO LV: Small Non Domestic Unrestricted | 153 | 3 | 1.1998 | 0 | 0 | 2.6449 | 0 | 0 | -
LDNO LV: Small Non Domestic Two Rate | 154 | 4 | 1.5097 | 0.16738 | 0 | 2.6449 | 0 | 0 | -
LDNO LV: Small Non Domestic Off Peak (related MPAN) | 155 | 4 | 0.31177 | 0 | 0 | 0 | 0 | 0 | -
LDNO LV: LV Medium Non-Domestic | 156 | 5-8 | 1.1576 | 0.035138 | 0 | 17.3198 | 0 | 0 | -
LDNO LV: LV HH Metered | 157 | 0 | 4.6778 | 0.45615 | 0.026194 | 8.1903 | 0.72831 | 0.18016 | -
LDNO LV: NHH UMS | 169 | 1&8 | 1.1768 | 0 | 0 | 0 | 0 | 0 | -
LDNO LV: LV UMS (Pseudo HH Metered) | 170 | 0 | 12.2318 | 1.2701 | 0.077942 | 0 | 0 | 0 | -
LDNO LV: LV Generation NHH | 172 | 8 | -0.519 | 0 | 0 | 0 | 0 | 0 | -
LDNO LV: LV Generation Intermittent | 173 | 0 | -0.519 | 0 | 0 | 0 | 0 | 0.131 | -
LDNO LV: LV Generation Non-Intermittent | 174 | 0 | -3.313 | -0.496 | -0.035 | 0 | 0 | 0.131 | -
LDNO HV: Domestic Unrestricted | 158 | 1 | 0.6971 | 0 | 0 | 1.7189 | 0 | 0 | -
LDNO HV: Domestic Two Rate | 159 | 2 | 0.8831 | 0.028585 | 0 | 1.7189 | 0 | 0 | -
LDNO HV: Domestic Off Peak (related MPAN) | 160 | 2 | 0.15741 | 0 | 0 | 0 | 0 | 0 | -
LDNO HV: Small Non Domestic Unrestricted | 161 | 3 | 0.71578 | 0 | 0 | 1.5779 | 0 | 0 | -
LDNO HV: Small Non Domestic Two Rate | 162 | 4 | 0.90063 | 0.099858 | 0 | 1.5779 | 0 | 0 | -
LDNO HV: Small Non Domestic Off Peak (related MPAN) | 163 | 4 | 0.186 | 0 | 0 | 0 | 0 | 0 | -
LDNO HV: LV Medium Non-Domestic | 164 | 5-8 | 0.69062 | 0.020963 | 0 | 10.3327 | 0 | 0 | -
LDNO HV: LV HH Metered | 165 | 0 | 2.7907 | 0.27213 | 0.015627 | 4.8862 | 0.4345 | 0.10748 | -
LDNO HV: LV Sub HH Metered | 166 | 0 | 3.814 | 0.34612 | 0.018345 | 26.2096 | 0.89893 | 0.13515 | -
LDNO HV: HV HH Metered | 167 | 0 | 3.9045 | 0.32707 | 0.015038 | 81.9327 | 1.0602 | 0.13158 | -
LDNO HV: NHH UMS | 168 | 1&8 | 0.70206 | 0 | 0 | 0 | 0 | 0 | -
LDNO HV: LV UMS (Pseudo HH Metered) | 171 | 0 | 7.2973 | 0.7577 | 0.046499 | 0 | 0 | 0 | -
LDNO HV: LV Generation NHH | 175 | 8 | -0.519 | 0 | 0 | 0 | 0 | 0 | -
LDNO HV: LV Sub Generation NHH | 176 | 8 | -0.462 | 0 | 0 | 0 | 0 | 0 | -
LDNO HV: LV Generation Intermittent | 177 | 0 | -0.519 | 0 | 0 | 0 | 0 | 0.131 | -
LDNO HV: LV Generation Non-Intermittent | 178 | 0 | -3.313 | -0.496 | -0.035 | 0 | 0 | 0.131 | -
LDNO HV: LV Sub Generation Intermittent | 179 | 0 | -0.462 | 0 | 0 | 0 | 0 | 0.125 | -
LDNO HV: LV Sub Generation Non-Intermittent | 180 | 0 | -2.957 | -0.438 | -0.03 | 0 | 0 | 0.125 | -
LDNO HV: HV Generation Intermittent | 181 | 0 | -0.34 | 0 | 0 | 0 | 0 | 0.099 | -
LDNO HV: HV Generation Non-Intermittent | 182 | 0 | -2.226 | -0.313 | -0.02 | 0 | 0 | 0.099 | -
Tariffs for Charging Year: Scenario 4
| Open LLFCs | PCs | Unit rate 1 p/kWh | Unit rate 2 p/kWh | Unit rate 3 p/kWh | Fixed charge p/MPAN/day | Capacity charge p/kVA/day | Reactive power charge p/kVArh | Closed LLFCs
Domestic Unrestricted | 100 | 1 | 1.835 | 0 | 0 | 4.43 | 0 | 0 | 101, 400, 401, 999
Domestic Two Rate | 120 | 2 | 2.321 | 0.077 | 0 | 4.43 | 0 | 0 | 121, 123, 402, 403, 413
Domestic Off Peak (related MPAN) | 111 | 2 | 0.416 | 0 | 0 | 0 | 0 | 0 | 130, 131, 414, 415, 416
Small Non Domestic Unrestricted | 240 | 3 | 1.884 | 0 | 0 | 4.07 | 0 | 0 | 241, 404, 405
Small Non Domestic Two Rate | 246 | 4 | 2.371 | 0.265 | 0 | 4.07 | 0 | 0 | 249, 250, 275, 406, 407, 417, 418
Small Non Domestic Off Peak (related MPAN) | 214 | 4 | 0.491 | 0 | 0 | 0 | 0 | 0 | 268, 419, 420
LV Medium Non-Domestic | 290 | 5-8 | 1.819 | 0.057 | 0 | 27.16 | 0 | 0 | 280, 287, 408, 409, 421
LV Sub Medium Non-Domestic | - | 5-8 | 1.191 | 0.036 | 0 | 41.7 | 0 | 0 | -
HV Medium Non-Domestic | 580 | 5-8 | 1.567 | 0.032 | 0 | 168.93 | 0 | 0 | 410
LV HH Metered | 281 | 0 | 7.288 | 0.726 | 0.042 | 12.47 | 1.18 | 0.283 | 244, 248, 257, 291, 297
LV Sub HH Metered | 471 | 0 | 6.183 | 0.574 | 0.03 | 41.7 | 1.53 | 0.221 | 472
HV HH Metered | 581 | 0 | 5.125 | 0.439 | 0.021 | 106.04 | 1.46 | 0.174 | 500, 501, 502, 741, 742, 743, 744
HV Sub HH Metered | 685 | 0 | 4.219 | 0.302 | 0.01 | 205.21 | 2.3 | 0.127 | 686
NHH UMS | 812 & 912 | 1&8 | 1.849 | 0 | 0 | 0 | 0 | 0 | -
LV UMS (Pseudo HH Metered) | 813 & 913 | 0 | 19.112 | 2.026 | 0.125 | 0 | 0 | 0 | -
LV Generation NHH | 20 | 8 | -0.539 | 0 | 0 | 0 | 0 | 0 | 17, 18, 21, 411, 412
LV Sub Generation NHH | 30 | 8 | -0.479 | 0 | 0 | 0 | 0 | 0 | -
LV Generation Intermittent | 22 | 0 | -0.539 | 0 | 0 | 0 | 0 | 0.136 | 12, 40
LV Generation Non-Intermittent | 24 | 0 | -3.435 | -0.516 | -0.037 | 0 | 0 | 0.136 | -
LV Sub Generation Intermittent | 23 | 0 | -0.479 | 0 | 0 | 0 | 0 | 0.13 | 14
LV Sub Generation Non-Intermittent | 25 | 0 | -3.067 | -0.456 | -0.032 | 0 | 0 | 0.13 | -
HV Generation Intermittent | 26 | 0 | -0.353 | 0 | 0 | 112.09 | 0 | 0.103 | 15, 41
HV Generation Non-Intermittent | 28 | 0 | -2.307 | -0.326 | -0.021 | 112.09 | 0 | 0.103 | -
HV Sub Generation Non-Intermittent | 29 | 0 | -2.109 | -0.292 | -0.018 | 112.09 | 0 | 0.079 | -
HV Sub Generation Intermittent | 27 | 0 | -0.321 | 0 | 0 | 112.09 | 0 | 0.079 | 16
LDNO LV: Domestic Unrestricted | 150 | 1 | 1.1723 | 0 | 0 | 2.8302 | 0 | 0 | -
LDNO LV: Domestic Two Rate | 151 | 2 | 1.4828 | 0.049193 | 0 | 2.8302 | 0 | 0 | -
LDNO LV: Domestic Off Peak (related MPAN) | 152 | 2 | 0.26577 | 0 | 0 | 0 | 0 | 0 | -
LDNO LV: Small Non Domestic Unrestricted | 153 | 3 | 1.2036 | 0 | 0 | 2.6002 | 0 | 0 | -
LDNO LV: Small Non Domestic Two Rate | 154 | 4 | 1.5148 | 0.1693 | 0 | 2.6002 | 0 | 0 | -
LDNO LV: Small Non Domestic Off Peak (related MPAN) | 155 | 4 | 0.31369 | 0 | 0 | 0 | 0 | 0 | -
LDNO LV: LV Medium Non-Domestic | 156 | 5-8 | 1.1621 | 0.036416 | 0 | 17.3518 | 0 | 0 | -
LDNO LV: LV HH Metered | 157 | 0 | 4.6561 | 0.46382 | 0.026833 | 7.9667 | 0.75387 | 0.1808 | -
LDNO LV: NHH UMS | 169 | 1&8 | 1.1813 | 0 | 0 | 0 | 0 | 0 | -
LDNO LV: LV UMS (Pseudo HH Metered) | 170 | 0 | 12.2101 | 1.2944 | 0.079859 | 0 | 0 | 0 | -
LDNO LV: LV Generation NHH | 172 | 8 | -0.539 | 0 | 0 | 0 | 0 | 0 | -
LDNO LV: LV Generation Intermittent | 173 | 0 | -0.539 | 0 | 0 | 0 | 0 | 0.136 | -
LDNO LV: LV Generation Non-Intermittent | 174 | 0 | -3.435 | -0.516 | -0.037 | 0 | 0 | 0.136 | -
LDNO HV: Domestic Unrestricted | 158 | 1 | 0.69939 | 0 | 0 | 1.6884 | 0 | 0 | -
LDNO HV: Domestic Two Rate | 159 | 2 | 0.88462 | 0.029348 | 0 | 1.6884 | 0 | 0 | -
LDNO HV: Domestic Off Peak (related MPAN) | 160 | 2 | 0.15855 | 0 | 0 | 0 | 0 | 0 | -
LDNO HV: Small Non Domestic Unrestricted | 161 | 3 | 0.71806 | 0 | 0 | 1.5512 | 0 | 0 | -
LDNO HV: Small Non Domestic Two Rate | 162 | 4 | 0.90368 | 0.101 | 0 | 1.5512 | 0 | 0 | -
LDNO HV: Small Non Domestic Off Peak (related MPAN) | 163 | 4 | 0.18714 | 0 | 0 | 0 | 0 | 0 | -
LDNO HV: LV Medium Non-Domestic | 164 | 5-8 | 0.69329 | 0.021725 | 0 | 10.3517 | 0 | 0 | -
LDNO HV: LV HH Metered | 165 | 0 | 2.7777 | 0.27671 | 0.016008 | 4.7528 | 0.44974 | 0.10786 | -
LDNO HV: LV Sub HH Metered | 166 | 0 | 3.781 | 0.35101 | 0.018345 | 25.5002 | 0.93562 | 0.13515 | -
LDNO HV: HV HH Metered | 167 | 0 | 3.8534 | 0.33008 | 0.01579 | 79.7297 | 1.0977 | 0.13083 | -
LDNO HV: NHH UMS | 168 | 1&8 | 0.70472 | 0 | 0 | 0 | 0 | 0 | -
LDNO HV: LV UMS (Pseudo HH Metered) | 171 | 0 | 7.2843 | 0.77219 | 0.047642 | 0 | 0 | 0 | -
LDNO HV: LV Generation NHH | 175 | 8 | -0.539 | 0 | 0 | 0 | 0 | 0 | -
LDNO HV: LV Sub Generation NHH | 176 | 8 | -0.479 | 0 | 0 | 0 | 0 | 0 | -
LDNO HV: LV Generation Intermittent | 177 | 0 | -0.539 | 0 | 0 | 0 | 0 | 0.136 | -
LDNO HV: LV Generation Non-Intermittent | 178 | 0 | -3.435 | -0.516 | -0.037 | 0 | 0 | 0.136 | -
LDNO HV: LV Sub Generation Intermittent | 179 | 0 | -0.479 | 0 | 0 | 0 | 0 | 0.13 | -
LDNO HV: LV Sub Generation Non-Intermittent | 180 | 0 | -3.067 | -0.456 | -0.032 | 0 | 0 | 0.13 | -
LDNO HV: HV Generation Intermittent | 181 | 0 | -0.353 | 0 | 0 | 0 | 0 | 0.103 | -
LDNO HV: HV Generation Non-Intermittent | 182 | 0 | -2.307 | -0.326 | -0.021 | 0 | 0 | 0.103 | -

## 500MW model - typical bill
| Y | Y+1 | Y+2 | Y+3 | Y+4
TARIFF | Base Model | Scenario 1 | Scenario 2 | Scenario 3 | Scenario 4
> Domestic Unrestricted
Domestic Unrestricted | 82.5948 | 82.482 | 82.3357 | 82.6038 | 82.4835
LDNO LV: Domestic Unrestricted | 907.0955 | 911.225 | 911.5984 | 906.6343 | 909.3586
LDNO HV: Domestic Unrestricted | 24.4961 | 24.4188 | 24.3592 | 24.5033 | 24.4346
> Domestic Two Rate
Domestic Two Rate | 91.1143 | 91.052 | 90.8703 | 91.1283 | 90.979
LDNO LV: Domestic Two Rate
LDNO HV: Domestic Two Rate | 32.9748 | 32.9372 | 32.8652 | 32.9808 | 32.917
> Domestic Off Peak (related MPAN)
Domestic Off Peak (related MPAN) | 16.9169 | 17.0807 | 17.2036 | 16.9169 | 17.0398
LDNO LV: Domestic Off Peak (related MPAN)
LDNO HV: Domestic Off Peak (related MPAN)
> Small Non Domestic Unrestricted
Small Non Domestic Unrestricted | 292.0673 | 292.9923 | 293.1411 | 291.9613 | 292.5487
LDNO LV: Small Non Domestic Unrestricted | 103.3411 | 103.5334 | 103.5398 | 103.3177 | 103.4272
LDNO HV: Small Non Domestic Unrestricted | 156.4254 | 156.994 | 157.0987 | 156.361 | 156.7289
> Small Non Domestic Two Rate
Small Non Domestic Two Rate | 439.7226 | 441.747 | 442.4575 | 439.5975 | 440.9892
LDNO LV: Small Non Domestic Two Rate | 1116.7963 | 1122.2007 | 1123.8717 | 1116.3694 | 1120.211
LDNO HV: Small Non Domestic Two Rate | 196.3065 | 197.284 | 197.6422 | 196.2488 | 196.9168
> Small Non Domestic Off Peak (related MPAN)
Small Non Domestic Off Peak (related MPAN) | 47.8557 | 48.248 | 48.4441 | 47.8557 | 48.1499
LDNO LV: Small Non Domestic Off Peak (related MPAN)
LDNO HV: Small Non Domestic Off Peak (related MPAN)
> LV Medium Non-Domestic
LV Medium Non-Domestic | 1784.3134 | 1790.1221 | 1798.0115 | 1783.1584 | 1789.9527
LDNO LV: LV Medium Non-Domestic
LDNO HV: LV Medium Non-Domestic | 875.456 | 878.5975 | 881.7723 | 874.9318 | 878.2319
> LV Sub Medium Non-Domestic
LV Sub Medium Non-Domestic
> HV Medium Non-Domestic
HV Medium Non-Domestic | 2348.3427 | 2313.5275 | 2284.1502 | 2350.9408 | 2333.3834
> LV HH Metered
LV HH Metered | 6242.9178 | 6272.2625 | 6335.2456 | 6236.1844 | 6269.9283
LDNO LV: LV HH Metered
LDNO HV: LV HH Metered | 3714.6886 | 3706.8328 | 3700.5652 | 3713.8918 | 3716.2086
> LV Sub HH Metered
LV Sub HH Metered | 10767.0907 | 10915.9879 | 10954.1135 | 10761.491 | 10821.6852
LDNO HV: LV Sub HH Metered
> HV HH Metered
HV HH Metered | 32766.3781 | 32631.3559 | 32559.9074 | 32763.0023 | 32756.1599
LDNO HV: HV HH Metered
> HV Sub HH Metered
HV Sub HH Metered | 62220.0209 | 61561.3933 | 61283.6004 | 62183.2786 | 62175.5092
> NHH UMS
NHH UMS | 2194.5817 | 2201.7263 | 2216.0155 | 2193.3909 | 2201.7263
LDNO LV: NHH UMS | 43.1174 | 43.2578 | 43.5385 | 43.094 | 43.2578
LDNO HV: NHH UMS | 36.8683 | 36.9883 | 37.2284 | 36.8483 | 36.9883
> LV UMS (Pseudo HH Metered)
LV UMS (Pseudo HH Metered) | 327801.8435 | 329088.3783 | 330943.0073 | 327712.4533 | 328688.6668
LDNO LV: LV UMS (Pseudo HH Metered)
LDNO HV: LV UMS (Pseudo HH Metered)
> LV Generation NHH
LV Generation NHH | -18.803 | -19.1993 | -19.9557 | -18.695 | -19.4154
LDNO LV: LV Generation NHH | -0.73547 | -0.75097 | -0.78056 | -0.73124 | -0.75942
LDNO HV: LV Generation NHH
> LV Sub Generation NHH
LV Sub Generation NHH
LDNO HV: LV Sub Generation NHH
> LV Generation Intermittent
LV Generation Intermittent | -6853.4453 | -6997.8666 | -7273.5799 | -6814.0577 | -7076.6418
LDNO LV: LV Generation Intermittent
LDNO HV: LV Generation Intermittent
> LV Generation Non-Intermittent
LV Generation Non-Intermittent | -3.3793 | -3.4429 | -3.5784 | -3.3631 | -3.492
LDNO LV: LV Generation Non-Intermittent
LDNO HV: LV Generation Non-Intermittent
> LV Sub Generation Intermittent
LV Sub Generation Intermittent | 0 | 0 | 0 | 0 | 0
LDNO HV: LV Sub Generation Intermittent
> LV Sub Generation Non-Intermittent
LV Sub Generation Non-Intermittent
LDNO HV: LV Sub Generation Non-Intermittent
> HV Generation Intermittent
HV Generation Intermittent | -26216.3574 | -25681.7105 | -26790.8112 | -26058.964 | -27083.9224
LDNO HV: HV Generation Intermittent
> HV Generation Non-Intermittent
HV Generation Non-Intermittent | -21642.7567 | -21167.0023 | -22035.5921 | -21527.9461 | -22367.2584
LDNO HV: HV Generation Non-Intermittent
> HV Sub Generation Non-Intermittent
HV Sub Generation Non-Intermittent
> HV Sub Generation Intermittent
HV Sub Generation Intermittent | -17279.7579 | -16778.0956 | -17479.7678 | -17164.3068 | -17859.7214

## LV SM - summary
Tariff Comparison
Scenario 1 vs Base | [6 empty] | Scenario 3 vs Base
| Unit rate 1 p/kWh | Unit rate 2 p/kWh | Unit rate 3 p/kWh | Fixed charge p/MPAN/day | Capacity charge p/kVA/day | Reactive power charge p/kVArh |  | Unit rate 1 p/kWh | Unit rate 2 p/kWh | Unit rate 3 p/kWh | Fixed charge p/MPAN/day | Capacity charge p/kVA/day | Reactive power charge p/kVArh
Domestic Unrestricted | -2.795% |  |  | 43.96% |  |  | Domestic Unrestricted | 0% |  |  | -0.6711%
Domestic Two Rate | -2.717% | -4.706% |  | 43.96% |  |  | Domestic Two Rate | 0% | 0% |  | -0.6711%
Domestic Off Peak (related MPAN) | -2.995% | [5 empty] | Domestic Off Peak (related MPAN) | 0%
Small Non Domestic Unrestricted | -2.825% |  |  | -15.78% |  |  | Small Non Domestic Unrestricted | 0% |  |  | -0.4264%
Small Non Domestic Two Rate | -2.856% | -3.571% |  | -15.78% |  |  | Small Non Domestic Two Rate | -0.0408% | -0.3571% |  | -0.4264%
Small Non Domestic Off Peak (related MPAN) | -2.941% | [5 empty] | Small Non Domestic Off Peak (related MPAN) | 0%
LV Medium Non-Domestic | -2.819% | -4.762% |  | -18.9% |  |  | LV Medium Non-Domestic | 0% | 0% |  | -0.4077%
LV Sub Medium Non-Domestic | -2.455% | -2.564% |  | -16.08% |  |  | LV Sub Medium Non-Domestic | 0% | 0% |  | -0.4112%
HV Medium Non-Domestic | -1.556% | -3.03% |  | -12.71% |  |  | HV Medium Non-Domestic | 0.06485% | 0% |  | -0.168%
LV HH Metered | -1.995% | -3.162% | -4.348% | -25.35% | -10.96% | -2.74% | LV HH Metered | 0.02714% | -0.1318% | 0% | -0.3822% | 0% | 0%
LV Sub HH Metered | -1.516% | -2.577% | -3.125% | -16.08% | -7.027% | -1.802% | LV Sub HH Metered | 0.04891% | 0% | 0% | -0.4112% | 0% | 0%
HV HH Metered | -1.294% | -2.294% | 0% | -16.07% | -7.471% | -1.744% | HV HH Metered | 0.07965% | 0% | 0% | 0% | 0% | 0%
HV Sub HH Metered | -0.7696% | -1.761% | 0% | -16.07% | -4.215% | -0.8264% | HV Sub HH Metered | 0.149% | 0% | 0% | -0.004247% | 0% | 0%
NHH UMS | -3.32% | [5 empty] | NHH UMS | 0%
LV UMS (Pseudo HH Metered) | -2.894% | -4.422% | -5.674% |  |  |  | LV UMS (Pseudo HH Metered) | 0.01523% | -0.09212% | -0.7092%
Scenario 2 vs Base | [6 empty] | Scenario 4 vs Base
| Unit rate 1 p/kWh | Unit rate 2 p/kWh | Unit rate 3 p/kWh | Fixed charge p/MPAN/day | Capacity charge p/kVA/day | Reactive power charge p/kVArh |  | Unit rate 1 p/kWh | Unit rate 2 p/kWh | Unit rate 3 p/kWh | Fixed charge p/MPAN/day | Capacity charge p/kVA/day | Reactive power charge p/kVArh
Domestic Unrestricted | -2.954% |  |  | 45.64% |  |  | Domestic Unrestricted | -0.1582% |  |  | 1.678%
Domestic Two Rate | -2.843% | -4.706% |  | 45.64% |  |  | Domestic Two Rate | -0.1672% | 0% |  | 1.678%
Domestic Off Peak (related MPAN) | -3.226% | [5 empty] | Domestic Off Peak (related MPAN) | 0%
Small Non Domestic Unrestricted | -2.928% |  |  | -14.93% |  |  | Small Non Domestic Unrestricted | -0.1541% |  |  | 2.559%
Small Non Domestic Two Rate | -2.978% | -3.571% |  | -14.93% |  |  | Small Non Domestic Two Rate | -0.1632% | -0.3571% |  | 2.559%
Small Non Domestic Off Peak (related MPAN) | -3.137% | [5 empty] | Small Non Domestic Off Peak (related MPAN) | -0.1961%
LV Medium Non-Domestic | -2.979% | -4.762% |  | -18.67% |  |  | LV Medium Non-Domestic | -0.1596% | 0% |  | 1.107%
LV Sub Medium Non-Domestic | -2.619% | -2.564% |  | -13.83% |  |  | LV Sub Medium Non-Domestic | -0.1637% | 0% |  | 3.333%
HV Medium Non-Domestic | -1.621% | -3.03% |  | -13.27% |  |  | HV Medium Non-Domestic | -0.06485% | 0% |  | -0.7229%
LV HH Metered | -2.076% | -3.294% | -4.348% | -24.14% | -11.64% | -2.74% | LV HH Metered | -0.1086% | -0.2635% | 0% | 3.312% | -0.6849% | -0.3425%
LV Sub HH Metered | -1.598% | -2.749% | -3.125% | -13.83% | -7.027% | -1.802% | LV Sub HH Metered | -0.08151% | -0.1718% | 0% | 3.333% | 0% | 0%
HV HH Metered | -1.354% | -2.294% | 0% | -16.78% | -7.471% | -1.744% | HV HH Metered | -0.05974% | 0% | 0% | -0.904% | -0.5747% | 0%
HV Sub HH Metered | -0.8193% | -1.761% | 0% | -16.78% | -4.598% | -0.8264% | HV Sub HH Metered | -0.04965% | -0.3521% | 0% | -0.9088% | 0% | 0%
NHH UMS | -3.475% | [5 empty] | NHH UMS | -0.2075%
LV UMS (Pseudo HH Metered) | -3.02% | -4.606% | -5.674% |  |  |  | LV UMS (Pseudo HH Metered) | -0.1624% | -0.2764% | -0.7092%
Scenario 2 vs Scenario 1 | [6 empty] | Scenario 4 vs Scenario 3
| Unit rate 1 p/kWh | Unit rate 2 p/kWh | Unit rate 3 p/kWh | Fixed charge p/MPAN/day | Capacity charge p/kVA/day | Reactive power charge p/kVArh |  | Unit rate 1 p/kWh | Unit rate 2 p/kWh | Unit rate 3 p/kWh | Fixed charge p/MPAN/day | Capacity charge p/kVA/day | Reactive power charge p/kVArh
Domestic Unrestricted | -0.1628% |  |  | 1.166% |  |  | Domestic Unrestricted | -0.1582% |  |  | 2.365%
Domestic Two Rate | -0.1289% | 0% |  | 1.166% |  |  | Domestic Two Rate | -0.1672% | 0% |  | 2.365%
Domestic Off Peak (related MPAN) | -0.2375% | [5 empty] | Domestic Off Peak (related MPAN) | 0%
Small Non Domestic Unrestricted | -0.1057% |  |  | 1.013% |  |  | Small Non Domestic Unrestricted | -0.1541% |  |  | 2.998%
Small Non Domestic Two Rate | -0.126% | 0% |  | 1.013% |  |  | Small Non Domestic Two Rate | -0.1224% | 0% |  | 2.998%
Small Non Domestic Off Peak (related MPAN) | -0.202% | [5 empty] | Small Non Domestic Off Peak (related MPAN) | -0.1961%
LV Medium Non-Domestic | -0.1642% | 0% |  | 0.2873% |  |  | LV Medium Non-Domestic | -0.1596% | 0% |  | 1.52%
LV Sub Medium Non-Domestic | -0.1678% | 0% |  | 2.682% |  |  | LV Sub Medium Non-Domestic | -0.1637% | 0% |  | 3.759%
HV Medium Non-Domestic | -0.06588% | 0% |  | -0.6415% |  |  | HV Medium Non-Domestic | -0.1296% | 0% |  | -0.5558%
LV HH Metered | -0.08308% | -0.1361% | 0% | 1.621% | -0.7692% | 0% | LV HH Metered | -0.1357% | -0.1319% | 0% | 3.708% | -0.6849% | -0.3425%
LV Sub HH Metered | -0.08277% | -0.1764% | 0% | 2.682% | 0% | 0% | LV Sub HH Metered | -0.1304% | -0.1718% | 0% | 3.759% | 0% | 0%
HV HH Metered | -0.06052% | 0% | 0% | -0.8421% | 0% | 0% | HV HH Metered | -0.1393% | 0% | 0% | -0.904% | -0.5747% | 0%
HV Sub HH Metered | -0.05004% | 0% | 0% | -0.845% | -0.4% | 0% | HV Sub HH Metered | -0.1983% | -0.3521% | 0% | -0.9046% | 0% | 0%
NHH UMS | -0.1609% | [5 empty] | NHH UMS | -0.2075%
LV UMS (Pseudo HH Metered) | -0.1307% | -0.1928% | 0% |  |  |  | LV UMS (Pseudo HH Metered) | -0.1776% | -0.1844% | 0%
Typical Bill Comparison
| Percentage Change |  |  | Absolute Change (£) |  |  |  | Percentage Change |  |  | Absolute Change (£)
TARIFF | Scenario 1 vs Base | Scenario 2 vs Base | Scenario 2 vs Scenario 1 | Scenario 1 vs Base | Scenario 2 vs Base | Scenario 2 vs Scenario 1 | TARIFF | Scenario 3 vs Base | Scenario 4 vs Base | Scenario 4 vs Scenario 3 | Scenario 3 vs Base | Scenario 4 vs Base | Scenario 4 vs Scenario 3
> Domestic Unrestricted | [6 empty] | > Domestic Unrestricted
Domestic Unrestricted | 3.61% | 3.703% | 0.09006% | 2.8662 | 2.9402 | 0.074085 | Domestic Unrestricted | -0.05466% | 0.09331% | 0.1481% | -0.0434 | 0.074085 | 0.11748
LDNO LV: Domestic Unrestricted | -2.448% | -2.593% | -0.1482% | -22.9117 | -24.2649 | -1.3532 | LDNO LV: Domestic Unrestricted | -0.002963% | -0.1446% | -0.1416% | -0.027727 | -1.3532 | -1.3255
LDNO HV: Domestic Unrestricted | 5.623% | 5.795% | 0.1632% | 1.2947 | 1.3344 | 0.039686 | LDNO HV: Domestic Unrestricted | -0.07184% | 0.1724% | 0.2444% | -0.016541 | 0.039686 | 0.056227
> Domestic Two Rate | [6 empty] | > Domestic Two Rate
Domestic Two Rate | 2.981% | 3.082% | 0.09798% | 2.6283 | 2.7172 | 0.088946 | Domestic Two Rate | -0.04923% | 0.06552% | 0.1148% | -0.0434 | 0.057761 | 0.10116
LDNO LV: Domestic Two Rate | #VALUE! | #VALUE! | #VALUE! | #VALUE! | #VALUE! | #VALUE! | LDNO LV: Domestic Two Rate | #VALUE! | #VALUE! | #VALUE! | #VALUE! | #VALUE! | #VALUE!
LDNO HV: Domestic Two Rate | 3.32% | 3.433% | 0.1096% | 1.0548 | 1.0908 | 0.035966 | LDNO HV: Domestic Two Rate | -0.05206% | 0.07795% | 0.1301% | -0.016541 | 0.024769 | 0.04131
> Domestic Off Peak (related MPAN) | [6 empty] | > Domestic Off Peak (related MPAN)
Domestic Off Peak (related MPAN) | -2.995% | -3.226% | -0.2375% | -0.53249 | -0.57345 | -0.040961 | Domestic Off Peak (related MPAN) | 0% | 0% | 0% | 0 | 0 | 0
LDNO LV: Domestic Off Peak (related MPAN) | #VALUE! | #VALUE! | #VALUE! | #VALUE! | #VALUE! | #VALUE! | LDNO LV: Domestic Off Peak (related MPAN) | #VALUE! | #VALUE! | #VALUE! | #VALUE! | #VALUE! | #VALUE!
LDNO HV: Domestic Off Peak (related MPAN) | #VALUE! | #VALUE! | #VALUE! | #VALUE! | #VALUE! | #VALUE! | LDNO HV: Domestic Off Peak (related MPAN) | #VALUE! | #VALUE! | #VALUE! | #VALUE! | #VALUE! | #VALUE!
> Small Non Domestic Unrestricted | [6 empty] | > Small Non Domestic Unrestricted
Small Non Domestic Unrestricted | -3.554% | -3.603% | -0.05073% | -10.8078 | -10.9565 | -0.14879 | Small Non Domestic Unrestricted | -0.008649% | -0.001377% | 0.007272% | -0.0263 | -0.0041867 | 0.022113
LDNO LV: Small Non Domestic Unrestricted | -4.136% | -4.142% | -0.006224% | -4.4679 | -4.4743 | -0.0064449 | LDNO LV: Small Non Domestic Unrestricted | -0.01556% | 0.1206% | 0.1362% | -0.016802 | 0.13025 | 0.14705
LDNO HV: Small Non Domestic Unrestricted | -3.344% | -3.409% | -0.06662% | -5.4396 | -5.5443 | -0.10472 | LDNO HV: Small Non Domestic Unrestricted | -0.006163% | -0.04526% | -0.0391% | -0.010024 | -0.073614 | -0.06359
> Small Non Domestic Two Rate | [6 empty] | > Small Non Domestic Two Rate
Small Non Domestic Two Rate | -3.391% | -3.468% | -0.07978% | -15.5411 | -15.8943 | -0.35326 | Small Non Domestic Two Rate | -0.06802% | -0.07565% | -0.007632% | -0.31179 | -0.34675 | -0.034957
LDNO LV: Small Non Domestic Two Rate | -3.001% | -3.11% | -0.1126% | -34.8109 | -36.0779 | -1.2669 | LDNO LV: Small Non Domestic Two Rate | -0.05215% | -0.1438% | -0.09174% | -0.60489 | -1.6685 | -1.0636
LDNO HV: Small Non Domestic Two Rate | -3.331% | -3.412% | -0.08327% | -6.8163 | -6.9811 | -0.16472 | LDNO HV: Small Non Domestic Two Rate | -0.07232% | -0.09353% | -0.02123% | -0.14799 | -0.19139 | -0.0434
> Small Non Domestic Off Peak (related MPAN) | [6 empty] | > Small Non Domestic Off Peak (related MPAN)
Small Non Domestic Off Peak (related MPAN) | -2.941% | -3.137% | -0.202% | -1.471 | -1.569 | -0.098065 | Small Non Domestic Off Peak (related MPAN) | 0% | -0.1961% | -0.1961% | 0 | -0.098065 | -0.098065
LDNO LV: Small Non Domestic Off Peak (related MPAN) | #VALUE! | #VALUE! | #VALUE! | #VALUE! | #VALUE! | #VALUE! | LDNO LV: Small Non Domestic Off Peak (related MPAN) | #VALUE! | #VALUE! | #VALUE! | #VALUE! | #VALUE! | #VALUE!
LDNO HV: Small Non Domestic Off Peak (related MPAN) | #VALUE! | #VALUE! | #VALUE! | #VALUE! | #VALUE! | #VALUE! | LDNO HV: Small Non Domestic Off Peak (related MPAN) | #VALUE! | #VALUE! | #VALUE! | #VALUE! | #VALUE! | #VALUE!
> LV Medium Non-Domestic | [6 empty] | > LV Medium Non-Domestic
LV Medium Non-Domestic | -3.909% | -4.041% | -0.1376% | -73.2366 | -75.7133 | -2.4767 | LV Medium Non-Domestic | -0.009019% | -0.07374% | -0.06473% | -0.169 | -1.3817 | -1.2127
LDNO LV: LV Medium Non-Domestic | #VALUE! | #VALUE! | #VALUE! | #VALUE! | #VALUE! | #VALUE! | LDNO LV: LV Medium Non-Domestic | #VALUE! | #VALUE! | #VALUE! | #VALUE! | #VALUE! | #VALUE!
LDNO HV: LV Medium Non-Domestic | -3.665% | -3.803% | -0.1438% | -33.5915 | -34.8611 | -1.2696 | LDNO HV: LV Medium Non-Domestic | -0.007027% | -0.09297% | -0.08595% | -0.064412 | -0.85222 | -0.78781
> LV Sub Medium Non-Domestic | [6 empty] | > LV Sub Medium Non-Domestic
LV Sub Medium Non-Domestic | #VALUE! | #VALUE! | #VALUE! | #VALUE! | #VALUE! | #VALUE! | LV Sub Medium Non-Domestic | #VALUE! | #VALUE! | #VALUE! | #VALUE! | #VALUE! | #VALUE!
> HV Medium Non-Domestic | [6 empty] | > HV Medium Non-Domestic
HV Medium Non-Domestic | -4.883% | -5.095% | -0.223% | -117.5248 | -122.6304 | -5.1055 | HV Medium Non-Domestic | 0.07675% | -0.2607% | -0.3371% | 1.8471 | -6.2735 | -8.1206
> LV HH Metered | [6 empty] | > LV HH Metered
LV HH Metered | -4.033% | -4.215% | -0.1897% | -266.7352 | -278.7774 | -12.0422 | LV HH Metered | 0.0349% | -0.2138% | -0.2487% | 2.3083 | -14.1434 | -16.4518
LDNO LV: LV HH Metered | #VALUE! | #VALUE! | #VALUE! | #VALUE! | #VALUE! | #VALUE! | LDNO LV: LV HH Metered | #VALUE! | #VALUE! | #VALUE! | #VALUE! | #VALUE! | #VALUE!
LDNO HV: LV HH Metered | -2.45% | -2.534% | -0.08647% | -93.0171 | -96.2198 | -3.2027 | LDNO HV: LV HH Metered | -0.01195% | -0.1242% | -0.1123% | -0.45368 | -4.7171 | -4.2635
> LV Sub HH Metered | [6 empty] | > LV Sub HH Metered
LV Sub HH Metered | -3.389% | -3.428% | -0.04025% | -384.4121 | -388.8224 | -4.4103 | LV Sub HH Metered | 0.09577% | -0.02279% | -0.1184% | 10.8629 | -2.5853 | -13.4482
LDNO HV: LV Sub HH Metered | #VALUE! | #VALUE! | #VALUE! | #VALUE! | #VALUE! | #VALUE! | LDNO HV: LV Sub HH Metered | #VALUE! | #VALUE! | #VALUE! | #VALUE! | #VALUE! | #VALUE!
> HV HH Metered | [6 empty] | > HV HH Metered
HV HH Metered | -3.04% | -3.084% | -0.04476% | -1021.4063 | -1035.9854 | -14.5791 | HV HH Metered | 0.1109% | -0.1757% | -0.2862% | 37.243 | -59.0301 | -96.2731
LDNO HV: HV HH Metered | #VALUE! | #VALUE! | #VALUE! | #VALUE! | #VALUE! | #VALUE! | LDNO HV: HV HH Metered | #VALUE! | #VALUE! | #VALUE! | #VALUE! | #VALUE! | #VALUE!
> HV Sub HH Metered | [6 empty] | > HV Sub HH Metered
HV Sub HH Metered | -2.256% | -2.419% | -0.1669% | -1416.7295 | -1519.1559 | -102.4263 | HV Sub HH Metered | 0.1634% | -0.06722% | -0.2303% | 102.6307 | -42.2172 | -144.8479
> NHH UMS | [6 empty] | > NHH UMS
NHH UMS | -3.32% | -3.475% | -0.1609% | -76.209 | -79.7813 | -3.5723 | NHH UMS | 0% | -0.2075% | -0.2075% | 0 | -4.7631 | -4.7631
LDNO LV: NHH UMS | -3.32% | -3.475% | -0.1609% | -1.4973 | -1.5675 | -0.070186 | LDNO LV: NHH UMS | 0% | -0.2075% | -0.2075% | 0 | -0.093581 | -0.093581
LDNO HV: NHH UMS | -3.32% | -3.475% | -0.1609% | -1.2803 | -1.3403 | -0.060014 | LDNO HV: NHH UMS | 0% | -0.2075% | -0.2075% | 0 | -0.080018 | -0.080018
> LV UMS (Pseudo HH Metered) | [6 empty] | > LV UMS (Pseudo HH Metered)
LV UMS (Pseudo HH Metered) | -3.316% | -3.444% | -0.133% | -11363.9723 | -11804.563 | -440.5906 | LV UMS (Pseudo HH Metered) | -0.0469% | -0.2147% | -0.1679% | -160.7473 | -736.0381 | -575.2908
LDNO LV: LV UMS (Pseudo HH Metered) | #VALUE! | #VALUE! | #VALUE! | #VALUE! | #VALUE! | #VALUE! | LDNO LV: LV UMS (Pseudo HH Metered) | #VALUE! | #VALUE! | #VALUE! | #VALUE! | #VALUE! | #VALUE!
LDNO HV: LV UMS (Pseudo HH Metered) | #VALUE! | #VALUE! | #VALUE! | #VALUE! | #VALUE! | #VALUE! | LDNO HV: LV UMS (Pseudo HH Metered) | #VALUE! | #VALUE! | #VALUE! | #VALUE! | #VALUE! | #VALUE!
> LV Generation NHH | [6 empty] | > LV Generation NHH
LV Generation NHH | -4.639% | -4.811% | -0.1802% | 0.97257 | 1.0086 | 0.036021 | LV Generation NHH | -0.1718% | -0.3436% | -0.1721% | 0.036021 | 0.072042 | 0.036021
LDNO LV: LV Generation NHH | -4.639% | -4.811% | -0.1802% | 0.038042 | 0.039451 | 0.0014089 | LDNO LV: LV Generation NHH | -0.1718% | -0.3436% | -0.1721% | 0.0014089 | 0.0028179 | 0.0014089
LDNO HV: LV Generation NHH | #VALUE! | #VALUE! | #VALUE! | #VALUE! | #VALUE! | #VALUE! | LDNO HV: LV Generation NHH | #VALUE! | #VALUE! | #VALUE! | #VALUE! | #VALUE! | #VALUE!
> LV Sub Generation NHH | [6 empty] | > LV Sub Generation NHH
LV Sub Generation NHH | #VALUE! | #VALUE! | #VALUE! | #VALUE! | #VALUE! | #VALUE! | LV Sub Generation NHH | #VALUE! | #VALUE! | #VALUE! | #VALUE! | #VALUE! | #VALUE!
LDNO HV: LV Sub Generation NHH | #VALUE! | #VALUE! | #VALUE! | #VALUE! | #VALUE! | #VALUE! | LDNO HV: LV Sub Generation NHH | #VALUE! | #VALUE! | #VALUE! | #VALUE! | #VALUE! | #VALUE!
> LV Generation Intermittent | [6 empty] | > LV Generation Intermittent
LV Generation Intermittent | -4.639% | -4.811% | -0.1802% | 354.4885 | 367.6178 | 13.1292 | LV Generation Intermittent | -0.1718% | -0.3436% | -0.1721% | 13.1292 | 26.2584 | 13.1292
LDNO LV: LV Generation Intermittent | #VALUE! | #VALUE! | #VALUE! | #VALUE! | #VALUE! | #VALUE! | LDNO LV: LV Generation Intermittent | #VALUE! | #VALUE! | #VALUE! | #VALUE! | #VALUE! | #VALUE!
LDNO HV: LV Generation Intermittent | #VALUE! | #VALUE! | #VALUE! | #VALUE! | #VALUE! | #VALUE! | LDNO HV: LV Generation Intermittent | #VALUE! | #VALUE! | #VALUE! | #VALUE! | #VALUE! | #VALUE!
> LV Generation Non-Intermittent | [6 empty] | > LV Generation Non-Intermittent
LV Generation Non-Intermittent | -4.475% | -4.682% | -0.2175% | 0.16798 | 0.17578 | 0.0078 | LV Generation Non-Intermittent | -0.1521% | -0.2319% | -0.0799% | 0.00571 | 0.008705 | 0.002995
LDNO LV: LV Generation Non-Intermittent | #VALUE! | #VALUE! | #VALUE! | #VALUE! | #VALUE! | #VALUE! | LDNO LV: LV Generation Non-Intermittent | #VALUE! | #VALUE! | #VALUE! | #VALUE! | #VALUE! | #VALUE!
LDNO HV: LV Generation Non-Intermittent | #VALUE! | #VALUE! | #VALUE! | #VALUE! | #VALUE! | #VALUE! | LDNO HV: LV Generation Non-Intermittent | #VALUE! | #VALUE! | #VALUE! | #VALUE! | #VALUE! | #VALUE!
> LV Sub Generation Intermittent | [6 empty] | > LV Sub Generation Intermittent
LV Sub Generation Intermittent | [6 empty] | LV Sub Generation Intermittent
LDNO HV: LV Sub Generation Intermittent | #VALUE! | #VALUE! | #VALUE! | #VALUE! | #VALUE! | #VALUE! | LDNO HV: LV Sub Generation Intermittent | #VALUE! | #VALUE! | #VALUE! | #VALUE! | #VALUE! | #VALUE!
> LV Sub Generation Non-Intermittent | [6 empty] | > LV Sub Generation Non-Intermittent
LV Sub Generation Non-Intermittent | #VALUE! | #VALUE! | #VALUE! | #VALUE! | #VALUE! | #VALUE! | LV Sub Generation Non-Intermittent | #VALUE! | #VALUE! | #VALUE! | #VALUE! | #VALUE! | #VALUE!
LDNO HV: LV Sub Generation Non-Intermittent | #VALUE! | #VALUE! | #VALUE! | #VALUE! | #VALUE! | #VALUE! | LDNO HV: LV Sub Generation Non-Intermittent | #VALUE! | #VALUE! | #VALUE! | #VALUE! | #VALUE! | #VALUE!
> HV Generation Intermittent | [6 empty] | > HV Generation Intermittent
HV Generation Intermittent | -3.38% | -3.368% | 0.0124% | 937.007 | 933.6855 | -3.3215 | HV Generation Intermittent | -0.2854% | -0.2654% | 0.0201% | 79.1344 | 73.5777 | -5.5567
LDNO HV: HV Generation Intermittent | #VALUE! | #VALUE! | #VALUE! | #VALUE! | #VALUE! | #VALUE! | LDNO HV: HV Generation Intermittent | #VALUE! | #VALUE! | #VALUE! | #VALUE! | #VALUE! | #VALUE!
> HV Generation Non-Intermittent | [6 empty] | > HV Generation Non-Intermittent
HV Generation Non-Intermittent | -3.291% | -3.474% | -0.1892% | 751.3634 | 793.1241 | 41.7606 | HV Generation Non-Intermittent | -0.2366% | -0.2122% | 0.0244% | 54.0051 | 48.4484 | -5.5567
LDNO HV: HV Generation Non-Intermittent | #VALUE! | #VALUE! | #VALUE! | #VALUE! | #VALUE! | #VALUE! | LDNO HV: HV Generation Non-Intermittent | #VALUE! | #VALUE! | #VALUE! | #VALUE! | #VALUE! | #VALUE!
> HV Sub Generation Non-Intermittent | [6 empty] | > HV Sub Generation Non-Intermittent
HV Sub Generation Non-Intermittent | #VALUE! | #VALUE! | #VALUE! | #VALUE! | #VALUE! | #VALUE! | HV Sub Generation Non-Intermittent | #VALUE! | #VALUE! | #VALUE! | #VALUE! | #VALUE! | #VALUE!
> HV Sub Generation Intermittent | [6 empty] | > HV Sub Generation Intermittent
HV Sub Generation Intermittent | -3.054% | -3.036% | 0.01901% | 550.5534 | 547.2319 | -3.3215 | HV Sub Generation Intermittent | -0.006932% | 0.02389% | 0.03083% | 1.2497 | -4.307 | -5.5567

## LV SM - tariffs
Tariffs for Charging Year: Base Model
| Open LLFCs | PCs | Unit rate 1 p/kWh | Unit rate 2 p/kWh | Unit rate 3 p/kWh | Fixed charge p/MPAN/day | Capacity charge p/kVA/day | Reactive power charge p/kVArh | Closed LLFCs
Domestic Unrestricted | 100 | 1 | 1.896 | 0 | 0 | 2.98 | 0 | 0 | 101, 400, 401, 999
Domestic Two Rate | 120 | 2 | 2.392 | 0.085 | 0 | 2.98 | 0 | 0 | 121, 123, 402, 403, 413
Domestic Off Peak (related MPAN) | 111 | 2 | 0.434 | 0 | 0 | 0 | 0 | 0 | 130, 131, 414, 415, 416
Small Non Domestic Unrestricted | 240 | 3 | 1.947 | 0 | 0 | 4.69 | 0 | 0 | 241, 404, 405
Small Non Domestic Two Rate | 246 | 4 | 2.451 | 0.28 | 0 | 4.69 | 0 | 0 | 249, 250, 275, 406, 407, 417, 418
Small Non Domestic Off Peak (related MPAN) | 214 | 4 | 0.51 | 0 | 0 | 0 | 0 | 0 | 268, 419, 420
LV Medium Non-Domestic | 290 | 5-8 | 1.88 | 0.063 | 0 | 34.34 | 0 | 0 | 280, 287, 408, 409, 421
LV Sub Medium Non-Domestic | - | 5-8 | 1.222 | 0.039 | 0 | 46.21 | 0 | 0 | -
HV Medium Non-Domestic | 580 | 5-8 | 1.542 | 0.033 | 0 | 196.44 | 0 | 0 | 410
LV HH Metered | 281 | 0 | 7.369 | 0.759 | 0.046 | 15.7 | 1.46 | 0.292 | 244, 248, 257, 291, 297
LV Sub HH Metered | 471 | 0 | 6.134 | 0.582 | 0.032 | 46.21 | 1.85 | 0.222 | 472
HV HH Metered | 581 | 0 | 5.022 | 0.436 | 0.021 | 121.68 | 1.74 | 0.172 | 500, 501, 502, 741, 742, 743, 744
HV Sub HH Metered | 685 | 0 | 4.028 | 0.284 | 0.009 | 235.48 | 2.61 | 0.121 | 686
NHH UMS | 812 & 912 | 1&8 | 1.928 | 0 | 0 | 0 | 0 | 0 | -
LV UMS (Pseudo HH Metered) | 813 & 913 | 0 | 19.699 | 2.171 | 0.141 | 0 | 0 | 0 | -
LV Generation NHH | 20 | 8 | -0.582 | 0 | 0 | 0 | 0 | 0 | 17, 18, 21, 411, 412
LV Sub Generation NHH | 30 | 8 | -0.512 | 0 | 0 | 0 | 0 | 0 | -
LV Generation Intermittent | 22 | 0 | -0.582 | 0 | 0 | 0 | 0 | 0.148 | 12, 40
LV Generation Non-Intermittent | 24 | 0 | -3.682 | -0.562 | -0.041 | 0 | 0 | 0.148 | -
LV Sub Generation Intermittent | 23 | 0 | -0.512 | 0 | 0 | 0 | 0 | 0.142 | 14
LV Sub Generation Non-Intermittent | 25 | 0 | -3.255 | -0.491 | -0.035 | 0 | 0 | 0.142 | -
HV Generation Intermittent | 26 | 0 | -0.362 | 0 | 0 | 128.63 | 0 | 0.11 | 15, 41
HV Generation Non-Intermittent | 28 | 0 | -2.352 | -0.337 | -0.022 | 128.63 | 0 | 0.11 | -
HV Sub Generation Non-Intermittent | 29 | 0 | -2.129 | -0.299 | -0.019 | 128.63 | 0 | 0.081 | -
HV Sub Generation Intermittent | 27 | 0 | -0.325 | 0 | 0 | 128.63 | 0 | 0.081 | 16
LDNO LV: Domestic Unrestricted | 150 | 1 | 1.2113 | 0 | 0 | 1.9038 | 0 | 0 | -
LDNO LV: Domestic Two Rate | 151 | 2 | 1.5282 | 0.054304 | 0 | 1.9038 | 0 | 0 | -
LDNO LV: Domestic Off Peak (related MPAN) | 152 | 2 | 0.27727 | 0 | 0 | 0 | 0 | 0 | -
LDNO LV: Small Non Domestic Unrestricted | 153 | 3 | 1.2439 | 0 | 0 | 2.9963 | 0 | 0 | -
LDNO LV: Small Non Domestic Two Rate | 154 | 4 | 1.5659 | 0.17888 | 0 | 2.9963 | 0 | 0 | -
LDNO LV: Small Non Domestic Off Peak (related MPAN) | 155 | 4 | 0.32582 | 0 | 0 | 0 | 0 | 0 | -
LDNO LV: LV Medium Non-Domestic | 156 | 5-8 | 1.2011 | 0.040249 | 0 | 21.9389 | 0 | 0 | -
LDNO LV: LV HH Metered | 157 | 0 | 4.7078 | 0.4849 | 0.029388 | 10.0303 | 0.93275 | 0.18655 | -
LDNO LV: NHH UMS | 169 | 1&8 | 1.2317 | 0 | 0 | 0 | 0 | 0 | -
LDNO LV: LV UMS (Pseudo HH Metered) | 170 | 0 | 12.5851 | 1.387 | 0.090081 | 0 | 0 | 0 | -
LDNO LV: LV Generation NHH | 172 | 8 | -0.582 | 0 | 0 | 0 | 0 | 0 | -
LDNO LV: LV Generation Intermittent | 173 | 0 | -0.582 | 0 | 0 | 0 | 0 | 0.148 | -
LDNO LV: LV Generation Non-Intermittent | 174 | 0 | -3.682 | -0.562 | -0.041 | 0 | 0 | 0.148 | -
LDNO HV: Domestic Unrestricted | 158 | 1 | 0.72264 | 0 | 0 | 1.1358 | 0 | 0 | -
LDNO HV: Domestic Two Rate | 159 | 2 | 0.91168 | 0.032397 | 0 | 1.1358 | 0 | 0 | -
LDNO HV: Domestic Off Peak (related MPAN) | 160 | 2 | 0.16541 | 0 | 0 | 0 | 0 | 0 | -
LDNO HV: Small Non Domestic Unrestricted | 161 | 3 | 0.74208 | 0 | 0 | 1.7875 | 0 | 0 | -
LDNO HV: Small Non Domestic Two Rate | 162 | 4 | 0.93417 | 0.10672 | 0 | 1.7875 | 0 | 0 | -
LDNO HV: Small Non Domestic Off Peak (related MPAN) | 163 | 4 | 0.19438 | 0 | 0 | 0 | 0 | 0 | -
LDNO HV: LV Medium Non-Domestic | 164 | 5-8 | 0.71654 | 0.024012 | 0 | 13.0883 | 0 | 0 | -
LDNO HV: LV HH Metered | 165 | 0 | 2.8086 | 0.28928 | 0.017532 | 5.9839 | 0.55646 | 0.11129 | -
LDNO HV: LV Sub HH Metered | 166 | 0 | 3.751 | 0.3559 | 0.019569 | 28.2582 | 1.1313 | 0.13576 | -
LDNO HV: HV HH Metered | 167 | 0 | 3.776 | 0.32782 | 0.01579 | 91.4892 | 1.3083 | 0.12932 | -
LDNO HV: NHH UMS | 168 | 1&8 | 0.73483 | 0 | 0 | 0 | 0 | 0 | -
LDNO HV: LV UMS (Pseudo HH Metered) | 171 | 0 | 7.508 | 0.82745 | 0.05374 | 0 | 0 | 0 | -
LDNO HV: LV Generation NHH | 175 | 8 | -0.582 | 0 | 0 | 0 | 0 | 0 | -
LDNO HV: LV Sub Generation NHH | 176 | 8 | -0.512 | 0 | 0 | 0 | 0 | 0 | -
LDNO HV: LV Generation Intermittent | 177 | 0 | -0.582 | 0 | 0 | 0 | 0 | 0.148 | -
LDNO HV: LV Generation Non-Intermittent | 178 | 0 | -3.682 | -0.562 | -0.041 | 0 | 0 | 0.148 | -
LDNO HV: LV Sub Generation Intermittent | 179 | 0 | -0.512 | 0 | 0 | 0 | 0 | 0.142 | -
LDNO HV: LV Sub Generation Non-Intermittent | 180 | 0 | -3.255 | -0.491 | -0.035 | 0 | 0 | 0.142 | -
LDNO HV: HV Generation Intermittent | 181 | 0 | -0.362 | 0 | 0 | 0 | 0 | 0.11 | -
LDNO HV: HV Generation Non-Intermittent | 182 | 0 | -2.352 | -0.337 | -0.022 | 0 | 0 | 0.11 | -
Tariffs for Charging Year: Scenario 1
| Open LLFCs | PCs | Unit rate 1 p/kWh | Unit rate 2 p/kWh | Unit rate 3 p/kWh | Fixed charge p/MPAN/day | Capacity charge p/kVA/day | Reactive power charge p/kVArh | Closed LLFCs
Domestic Unrestricted | 100 | 1 | 1.843 | 0 | 0 | 4.29 | 0 | 0 | 101, 400, 401, 999
Domestic Two Rate | 120 | 2 | 2.327 | 0.081 | 0 | 4.29 | 0 | 0 | 121, 123, 402, 403, 413
Domestic Off Peak (related MPAN) | 111 | 2 | 0.421 | 0 | 0 | 0 | 0 | 0 | 130, 131, 414, 415, 416
Small Non Domestic Unrestricted | 240 | 3 | 1.892 | 0 | 0 | 3.95 | 0 | 0 | 241, 404, 405
Small Non Domestic Two Rate | 246 | 4 | 2.381 | 0.27 | 0 | 3.95 | 0 | 0 | 249, 250, 275, 406, 407, 417, 418
Small Non Domestic Off Peak (related MPAN) | 214 | 4 | 0.495 | 0 | 0 | 0 | 0 | 0 | 268, 419, 420
LV Medium Non-Domestic | 290 | 5-8 | 1.827 | 0.06 | 0 | 27.85 | 0 | 0 | 280, 287, 408, 409, 421
LV Sub Medium Non-Domestic | - | 5-8 | 1.192 | 0.038 | 0 | 38.78 | 0 | 0 | -
HV Medium Non-Domestic | 580 | 5-8 | 1.518 | 0.032 | 0 | 171.48 | 0 | 0 | 410
LV HH Metered | 281 | 0 | 7.222 | 0.735 | 0.044 | 11.72 | 1.3 | 0.284 | 244, 248, 257, 291, 297
LV Sub HH Metered | 471 | 0 | 6.041 | 0.567 | 0.031 | 38.78 | 1.72 | 0.218 | 472
HV HH Metered | 581 | 0 | 4.957 | 0.426 | 0.021 | 102.12 | 1.61 | 0.169 | 500, 501, 502, 741, 742, 743, 744
HV Sub HH Metered | 685 | 0 | 3.997 | 0.279 | 0.009 | 197.63 | 2.5 | 0.12 | 686
NHH UMS | 812 & 912 | 1&8 | 1.864 | 0 | 0 | 0 | 0 | 0 | -
LV UMS (Pseudo HH Metered) | 813 & 913 | 0 | 19.129 | 2.075 | 0.133 | 0 | 0 | 0 | -
LV Generation NHH | 20 | 8 | -0.555 | 0 | 0 | 0 | 0 | 0 | 17, 18, 21, 411, 412
LV Sub Generation NHH | 30 | 8 | -0.491 | 0 | 0 | 0 | 0 | 0 | -
LV Generation Intermittent | 22 | 0 | -0.555 | 0 | 0 | 0 | 0 | 0.141 | 12, 40
LV Generation Non-Intermittent | 24 | 0 | -3.519 | -0.535 | -0.039 | 0 | 0 | 0.141 | -
LV Sub Generation Intermittent | 23 | 0 | -0.491 | 0 | 0 | 0 | 0 | 0.135 | 14
LV Sub Generation Non-Intermittent | 25 | 0 | -3.127 | -0.47 | -0.034 | 0 | 0 | 0.135 | -
HV Generation Intermittent | 26 | 0 | -0.349 | 0 | 0 | 107.95 | 0 | 0.105 | 15, 41
HV Generation Non-Intermittent | 28 | 0 | -2.271 | -0.324 | -0.021 | 107.95 | 0 | 0.105 | -
HV Sub Generation Non-Intermittent | 29 | 0 | -2.06 | -0.288 | -0.018 | 107.95 | 0 | 0.078 | -
HV Sub Generation Intermittent | 27 | 0 | -0.314 | 0 | 0 | 107.95 | 0 | 0.078 | 16
LDNO LV: Domestic Unrestricted | 150 | 1 | 1.1774 | 0 | 0 | 2.7408 | 0 | 0 | -
LDNO LV: Domestic Two Rate | 151 | 2 | 1.4867 | 0.051749 | 0 | 2.7408 | 0 | 0 | -
LDNO LV: Domestic Off Peak (related MPAN) | 152 | 2 | 0.26897 | 0 | 0 | 0 | 0 | 0 | -
LDNO LV: Small Non Domestic Unrestricted | 153 | 3 | 1.2087 | 0 | 0 | 2.5235 | 0 | 0 | -
LDNO LV: Small Non Domestic Two Rate | 154 | 4 | 1.5212 | 0.1725 | 0 | 2.5235 | 0 | 0 | -
LDNO LV: Small Non Domestic Off Peak (related MPAN) | 155 | 4 | 0.31624 | 0 | 0 | 0 | 0 | 0 | -
LDNO LV: LV Medium Non-Domestic | 156 | 5-8 | 1.1672 | 0.038332 | 0 | 17.7926 | 0 | 0 | -
LDNO LV: LV HH Metered | 157 | 0 | 4.6139 | 0.46957 | 0.02811 | 7.4876 | 0.83053 | 0.18144 | -
LDNO LV: NHH UMS | 169 | 1&8 | 1.1909 | 0 | 0 | 0 | 0 | 0 | -
LDNO LV: LV UMS (Pseudo HH Metered) | 170 | 0 | 12.221 | 1.3257 | 0.08497 | 0 | 0 | 0 | -
LDNO LV: LV Generation NHH | 172 | 8 | -0.555 | 0 | 0 | 0 | 0 | 0 | -
LDNO LV: LV Generation Intermittent | 173 | 0 | -0.555 | 0 | 0 | 0 | 0 | 0.141 | -
LDNO LV: LV Generation Non-Intermittent | 174 | 0 | -3.519 | -0.535 | -0.039 | 0 | 0 | 0.141 | -
LDNO HV: Domestic Unrestricted | 158 | 1 | 0.70244 | 0 | 0 | 1.6351 | 0 | 0 | -
LDNO HV: Domestic Two Rate | 159 | 2 | 0.88691 | 0.030872 | 0 | 1.6351 | 0 | 0 | -
LDNO HV: Domestic Off Peak (related MPAN) | 160 | 2 | 0.16046 | 0 | 0 | 0 | 0 | 0 | -
LDNO HV: Small Non Domestic Unrestricted | 161 | 3 | 0.72111 | 0 | 0 | 1.5055 | 0 | 0 | -
LDNO HV: Small Non Domestic Two Rate | 162 | 4 | 0.90749 | 0.10291 | 0 | 1.5055 | 0 | 0 | -
LDNO HV: Small Non Domestic Off Peak (related MPAN) | 163 | 4 | 0.18866 | 0 | 0 | 0 | 0 | 0 | -
LDNO HV: LV Medium Non-Domestic | 164 | 5-8 | 0.69634 | 0.022868 | 0 | 10.6147 | 0 | 0 | -
LDNO HV: LV HH Metered | 165 | 0 | 2.7526 | 0.28014 | 0.01677 | 4.4669 | 0.49548 | 0.10824 | -
LDNO HV: LV Sub HH Metered | 166 | 0 | 3.6942 | 0.34673 | 0.018957 | 23.7146 | 1.0518 | 0.13331 | -
LDNO HV: HV HH Metered | 167 | 0 | 3.7271 | 0.3203 | 0.01579 | 76.7823 | 1.2105 | 0.12707 | -
LDNO HV: NHH UMS | 168 | 1&8 | 0.71044 | 0 | 0 | 0 | 0 | 0 | -
LDNO HV: LV UMS (Pseudo HH Metered) | 171 | 0 | 7.2908 | 0.79086 | 0.050691 | 0 | 0 | 0 | -
LDNO HV: LV Generation NHH | 175 | 8 | -0.555 | 0 | 0 | 0 | 0 | 0 | -
LDNO HV: LV Sub Generation NHH | 176 | 8 | -0.491 | 0 | 0 | 0 | 0 | 0 | -
LDNO HV: LV Generation Intermittent | 177 | 0 | -0.555 | 0 | 0 | 0 | 0 | 0.141 | -
LDNO HV: LV Generation Non-Intermittent | 178 | 0 | -3.519 | -0.535 | -0.039 | 0 | 0 | 0.141 | -
LDNO HV: LV Sub Generation Intermittent | 179 | 0 | -0.491 | 0 | 0 | 0 | 0 | 0.135 | -
LDNO HV: LV Sub Generation Non-Intermittent | 180 | 0 | -3.127 | -0.47 | -0.034 | 0 | 0 | 0.135 | -
LDNO HV: HV Generation Intermittent | 181 | 0 | -0.349 | 0 | 0 | 0 | 0 | 0.105 | -
LDNO HV: HV Generation Non-Intermittent | 182 | 0 | -2.271 | -0.324 | -0.021 | 0 | 0 | 0.105 | -
Tariffs for Charging Year: Scenario 2
| Open LLFCs | PCs | Unit rate 1 p/kWh | Unit rate 2 p/kWh | Unit rate 3 p/kWh | Fixed charge p/MPAN/day | Capacity charge p/kVA/day | Reactive power charge p/kVArh | Closed LLFCs
Domestic Unrestricted | 100 | 1 | 1.84 | 0 | 0 | 4.34 | 0 | 0 | 101, 400, 401, 999
Domestic Two Rate | 120 | 2 | 2.324 | 0.081 | 0 | 4.34 | 0 | 0 | 121, 123, 402, 403, 413
Domestic Off Peak (related MPAN) | 111 | 2 | 0.42 | 0 | 0 | 0 | 0 | 0 | 130, 131, 414, 415, 416
Small Non Domestic Unrestricted | 240 | 3 | 1.89 | 0 | 0 | 3.99 | 0 | 0 | 241, 404, 405
Small Non Domestic Two Rate | 246 | 4 | 2.378 | 0.27 | 0 | 3.99 | 0 | 0 | 249, 250, 275, 406, 407, 417, 418
Small Non Domestic Off Peak (related MPAN) | 214 | 4 | 0.494 | 0 | 0 | 0 | 0 | 0 | 268, 419, 420
LV Medium Non-Domestic | 290 | 5-8 | 1.824 | 0.06 | 0 | 27.93 | 0 | 0 | 280, 287, 408, 409, 421
LV Sub Medium Non-Domestic | - | 5-8 | 1.19 | 0.038 | 0 | 39.82 | 0 | 0 | -
HV Medium Non-Domestic | 580 | 5-8 | 1.517 | 0.032 | 0 | 170.38 | 0 | 0 | 410
LV HH Metered | 281 | 0 | 7.216 | 0.734 | 0.044 | 11.91 | 1.29 | 0.284 | 244, 248, 257, 291, 297
LV Sub HH Metered | 471 | 0 | 6.036 | 0.566 | 0.031 | 39.82 | 1.72 | 0.218 | 472
HV HH Metered | 581 | 0 | 4.954 | 0.426 | 0.021 | 101.26 | 1.61 | 0.169 | 500, 501, 502, 741, 742, 743, 744
HV Sub HH Metered | 685 | 0 | 3.995 | 0.279 | 0.009 | 195.96 | 2.49 | 0.12 | 686
NHH UMS | 812 & 912 | 1&8 | 1.861 | 0 | 0 | 0 | 0 | 0 | -
LV UMS (Pseudo HH Metered) | 813 & 913 | 0 | 19.104 | 2.071 | 0.133 | 0 | 0 | 0 | -
LV Generation NHH | 20 | 8 | -0.554 | 0 | 0 | 0 | 0 | 0 | 17, 18, 21, 411, 412
LV Sub Generation NHH | 30 | 8 | -0.49 | 0 | 0 | 0 | 0 | 0 | -
LV Generation Intermittent | 22 | 0 | -0.554 | 0 | 0 | 0 | 0 | 0.141 | 12, 40
LV Generation Non-Intermittent | 24 | 0 | -3.511 | -0.533 | -0.039 | 0 | 0 | 0.141 | -
LV Sub Generation Intermittent | 23 | 0 | -0.49 | 0 | 0 | 0 | 0 | 0.135 | 14
LV Sub Generation Non-Intermittent | 25 | 0 | -3.121 | -0.469 | -0.034 | 0 | 0 | 0.135 | -
HV Generation Intermittent | 26 | 0 | -0.349 | 0 | 0 | 107.04 | 0 | 0.105 | 15, 41
HV Generation Non-Intermittent | 28 | 0 | -2.267 | -0.323 | -0.021 | 107.04 | 0 | 0.105 | -
HV Sub Generation Non-Intermittent | 29 | 0 | -2.057 | -0.287 | -0.018 | 107.04 | 0 | 0.078 | -
HV Sub Generation Intermittent | 27 | 0 | -0.314 | 0 | 0 | 107.04 | 0 | 0.078 | 16
LDNO LV: Domestic Unrestricted | 150 | 1 | 1.1755 | 0 | 0 | 2.7727 | 0 | 0 | -
LDNO LV: Domestic Two Rate | 151 | 2 | 1.4847 | 0.051749 | 0 | 2.7727 | 0 | 0 | -
LDNO LV: Domestic Off Peak (related MPAN) | 152 | 2 | 0.26833 | 0 | 0 | 0 | 0 | 0 | -
LDNO LV: Small Non Domestic Unrestricted | 153 | 3 | 1.2075 | 0 | 0 | 2.5491 | 0 | 0 | -
LDNO LV: Small Non Domestic Two Rate | 154 | 4 | 1.5192 | 0.1725 | 0 | 2.5491 | 0 | 0 | -
LDNO LV: Small Non Domestic Off Peak (related MPAN) | 155 | 4 | 0.3156 | 0 | 0 | 0 | 0 | 0 | -
LDNO LV: LV Medium Non-Domestic | 156 | 5-8 | 1.1653 | 0.038332 | 0 | 17.8437 | 0 | 0 | -
LDNO LV: LV HH Metered | 157 | 0 | 4.6101 | 0.46893 | 0.02811 | 7.609 | 0.82414 | 0.18144 | -
LDNO LV: NHH UMS | 169 | 1&8 | 1.1889 | 0 | 0 | 0 | 0 | 0 | -
LDNO LV: LV UMS (Pseudo HH Metered) | 170 | 0 | 12.205 | 1.3231 | 0.08497 | 0 | 0 | 0 | -
LDNO LV: LV Generation NHH | 172 | 8 | -0.554 | 0 | 0 | 0 | 0 | 0 | -
LDNO LV: LV Generation Intermittent | 173 | 0 | -0.554 | 0 | 0 | 0 | 0 | 0.141 | -
LDNO LV: LV Generation Non-Intermittent | 174 | 0 | -3.511 | -0.533 | -0.039 | 0 | 0 | 0.141 | -
LDNO HV: Domestic Unrestricted | 158 | 1 | 0.70129 | 0 | 0 | 1.6541 | 0 | 0 | -
LDNO HV: Domestic Two Rate | 159 | 2 | 0.88576 | 0.030872 | 0 | 1.6541 | 0 | 0 | -
LDNO HV: Domestic Off Peak (related MPAN) | 160 | 2 | 0.16008 | 0 | 0 | 0 | 0 | 0 | -
LDNO HV: Small Non Domestic Unrestricted | 161 | 3 | 0.72035 | 0 | 0 | 1.5207 | 0 | 0 | -
LDNO HV: Small Non Domestic Two Rate | 162 | 4 | 0.90635 | 0.10291 | 0 | 1.5207 | 0 | 0 | -
LDNO HV: Small Non Domestic Off Peak (related MPAN) | 163 | 4 | 0.18828 | 0 | 0 | 0 | 0 | 0 | -
LDNO HV: LV Medium Non-Domestic | 164 | 5-8 | 0.6952 | 0.022868 | 0 | 10.6452 | 0 | 0 | -
LDNO HV: LV HH Metered | 165 | 0 | 2.7503 | 0.27976 | 0.01677 | 4.5394 | 0.49167 | 0.10824 | -
LDNO HV: LV Sub HH Metered | 166 | 0 | 3.6911 | 0.34612 | 0.018957 | 24.3506 | 1.0518 | 0.13331 | -
LDNO HV: HV HH Metered | 167 | 0 | 3.7248 | 0.3203 | 0.01579 | 76.1357 | 1.2105 | 0.12707 | -
LDNO HV: NHH UMS | 168 | 1&8 | 0.7093 | 0 | 0 | 0 | 0 | 0 | -
LDNO HV: LV UMS (Pseudo HH Metered) | 171 | 0 | 7.2813 | 0.78934 | 0.050691 | 0 | 0 | 0 | -
LDNO HV: LV Generation NHH | 175 | 8 | -0.554 | 0 | 0 | 0 | 0 | 0 | -
LDNO HV: LV Sub Generation NHH | 176 | 8 | -0.49 | 0 | 0 | 0 | 0 | 0 | -
LDNO HV: LV Generation Intermittent | 177 | 0 | -0.554 | 0 | 0 | 0 | 0 | 0.141 | -
LDNO HV: LV Generation Non-Intermittent | 178 | 0 | -3.511 | -0.533 | -0.039 | 0 | 0 | 0.141 | -
LDNO HV: LV Sub Generation Intermittent | 179 | 0 | -0.49 | 0 | 0 | 0 | 0 | 0.135 | -
LDNO HV: LV Sub Generation Non-Intermittent | 180 | 0 | -3.121 | -0.469 | -0.034 | 0 | 0 | 0.135 | -
LDNO HV: HV Generation Intermittent | 181 | 0 | -0.349 | 0 | 0 | 0 | 0 | 0.105 | -
LDNO HV: HV Generation Non-Intermittent | 182 | 0 | -2.267 | -0.323 | -0.021 | 0 | 0 | 0.105 | -
Tariffs for Charging Year: Scenario 3
| Open LLFCs | PCs | Unit rate 1 p/kWh | Unit rate 2 p/kWh | Unit rate 3 p/kWh | Fixed charge p/MPAN/day | Capacity charge p/kVA/day | Reactive power charge p/kVArh | Closed LLFCs
Domestic Unrestricted | 100 | 1 | 1.896 | 0 | 0 | 2.96 | 0 | 0 | 101, 400, 401, 999
Domestic Two Rate | 120 | 2 | 2.392 | 0.085 | 0 | 2.96 | 0 | 0 | 121, 123, 402, 403, 413
Domestic Off Peak (related MPAN) | 111 | 2 | 0.434 | 0 | 0 | 0 | 0 | 0 | 130, 131, 414, 415, 416
Small Non Domestic Unrestricted | 240 | 3 | 1.947 | 0 | 0 | 4.67 | 0 | 0 | 241, 404, 405
Small Non Domestic Two Rate | 246 | 4 | 2.45 | 0.279 | 0 | 4.67 | 0 | 0 | 249, 250, 275, 406, 407, 417, 418
Small Non Domestic Off Peak (related MPAN) | 214 | 4 | 0.51 | 0 | 0 | 0 | 0 | 0 | 268, 419, 420
LV Medium Non-Domestic | 290 | 5-8 | 1.88 | 0.063 | 0 | 34.2 | 0 | 0 | 280, 287, 408, 409, 421
LV Sub Medium Non-Domestic | - | 5-8 | 1.222 | 0.039 | 0 | 46.02 | 0 | 0 | -
HV Medium Non-Domestic | 580 | 5-8 | 1.543 | 0.033 | 0 | 196.11 | 0 | 0 | 410
LV HH Metered | 281 | 0 | 7.371 | 0.758 | 0.046 | 15.64 | 1.46 | 0.292 | 244, 248, 257, 291, 297
LV Sub HH Metered | 471 | 0 | 6.137 | 0.582 | 0.032 | 46.02 | 1.85 | 0.222 | 472
HV HH Metered | 581 | 0 | 5.026 | 0.436 | 0.021 | 121.68 | 1.74 | 0.172 | 500, 501, 502, 741, 742, 743, 744
HV Sub HH Metered | 685 | 0 | 4.034 | 0.284 | 0.009 | 235.47 | 2.61 | 0.121 | 686
NHH UMS | 812 & 912 | 1&8 | 1.928 | 0 | 0 | 0 | 0 | 0 | -
LV UMS (Pseudo HH Metered) | 813 & 913 | 0 | 19.702 | 2.169 | 0.14 | 0 | 0 | 0 | -
LV Generation NHH | 20 | 8 | -0.581 | 0 | 0 | 0 | 0 | 0 | 17, 18, 21, 411, 412
LV Sub Generation NHH | 30 | 8 | -0.511 | 0 | 0 | 0 | 0 | 0 | -
LV Generation Intermittent | 22 | 0 | -0.581 | 0 | 0 | 0 | 0 | 0.148 | 12, 40
LV Generation Non-Intermittent | 24 | 0 | -3.676 | -0.561 | -0.041 | 0 | 0 | 0.148 | -
LV Sub Generation Intermittent | 23 | 0 | -0.511 | 0 | 0 | 0 | 0 | 0.142 | 14
LV Sub Generation Non-Intermittent | 25 | 0 | -3.25 | -0.49 | -0.035 | 0 | 0 | 0.142 | -
HV Generation Intermittent | 26 | 0 | -0.361 | 0 | 0 | 128.62 | 0 | 0.11 | 15, 41
HV Generation Non-Intermittent | 28 | 0 | -2.347 | -0.336 | -0.022 | 128.62 | 0 | 0.11 | -
HV Sub Generation Non-Intermittent | 29 | 0 | -2.126 | -0.298 | -0.019 | 128.62 | 0 | 0.081 | -
HV Sub Generation Intermittent | 27 | 0 | -0.325 | 0 | 0 | 128.62 | 0 | 0.081 | 16
LDNO LV: Domestic Unrestricted | 150 | 1 | 1.2113 | 0 | 0 | 1.8911 | 0 | 0 | -
LDNO LV: Domestic Two Rate | 151 | 2 | 1.5282 | 0.054304 | 0 | 1.8911 | 0 | 0 | -
LDNO LV: Domestic Off Peak (related MPAN) | 152 | 2 | 0.27727 | 0 | 0 | 0 | 0 | 0 | -
LDNO LV: Small Non Domestic Unrestricted | 153 | 3 | 1.2439 | 0 | 0 | 2.9835 | 0 | 0 | -
LDNO LV: Small Non Domestic Two Rate | 154 | 4 | 1.5652 | 0.17825 | 0 | 2.9835 | 0 | 0 | -
LDNO LV: Small Non Domestic Off Peak (related MPAN) | 155 | 4 | 0.32582 | 0 | 0 | 0 | 0 | 0 | -
LDNO LV: LV Medium Non-Domestic | 156 | 5-8 | 1.2011 | 0.040249 | 0 | 21.8494 | 0 | 0 | -
LDNO LV: LV HH Metered | 157 | 0 | 4.7091 | 0.48426 | 0.029388 | 9.992 | 0.93275 | 0.18655 | -
LDNO LV: NHH UMS | 169 | 1&8 | 1.2317 | 0 | 0 | 0 | 0 | 0 | -
LDNO LV: LV UMS (Pseudo HH Metered) | 170 | 0 | 12.5871 | 1.3857 | 0.089442 | 0 | 0 | 0 | -
LDNO LV: LV Generation NHH | 172 | 8 | -0.581 | 0 | 0 | 0 | 0 | 0 | -
LDNO LV: LV Generation Intermittent | 173 | 0 | -0.581 | 0 | 0 | 0 | 0 | 0.148 | -
LDNO LV: LV Generation Non-Intermittent | 174 | 0 | -3.676 | -0.561 | -0.041 | 0 | 0 | 0.148 | -
LDNO HV: Domestic Unrestricted | 158 | 1 | 0.72264 | 0 | 0 | 1.1282 | 0 | 0 | -
LDNO HV: Domestic Two Rate | 159 | 2 | 0.91168 | 0.032397 | 0 | 1.1282 | 0 | 0 | -
LDNO HV: Domestic Off Peak (related MPAN) | 160 | 2 | 0.16541 | 0 | 0 | 0 | 0 | 0 | -
LDNO HV: Small Non Domestic Unrestricted | 161 | 3 | 0.74208 | 0 | 0 | 1.7799 | 0 | 0 | -
LDNO HV: Small Non Domestic Two Rate | 162 | 4 | 0.93379 | 0.10634 | 0 | 1.7799 | 0 | 0 | -
LDNO HV: Small Non Domestic Off Peak (related MPAN) | 163 | 4 | 0.19438 | 0 | 0 | 0 | 0 | 0 | -
LDNO HV: LV Medium Non-Domestic | 164 | 5-8 | 0.71654 | 0.024012 | 0 | 13.0349 | 0 | 0 | -
LDNO HV: LV HH Metered | 165 | 0 | 2.8094 | 0.2889 | 0.017532 | 5.961 | 0.55646 | 0.11129 | -
LDNO HV: LV Sub HH Metered | 166 | 0 | 3.7529 | 0.3559 | 0.019569 | 28.142 | 1.1313 | 0.13576 | -
LDNO HV: HV HH Metered | 167 | 0 | 3.779 | 0.32782 | 0.01579 | 91.4892 | 1.3083 | 0.12932 | -
LDNO HV: NHH UMS | 168 | 1&8 | 0.73483 | 0 | 0 | 0 | 0 | 0 | -
LDNO HV: LV UMS (Pseudo HH Metered) | 171 | 0 | 7.5092 | 0.82669 | 0.053359 | 0 | 0 | 0 | -
LDNO HV: LV Generation NHH | 175 | 8 | -0.581 | 0 | 0 | 0 | 0 | 0 | -
LDNO HV: LV Sub Generation NHH | 176 | 8 | -0.511 | 0 | 0 | 0 | 0 | 0 | -
LDNO HV: LV Generation Intermittent | 177 | 0 | -0.581 | 0 | 0 | 0 | 0 | 0.148 | -
LDNO HV: LV Generation Non-Intermittent | 178 | 0 | -3.676 | -0.561 | -0.041 | 0 | 0 | 0.148 | -
LDNO HV: LV Sub Generation Intermittent | 179 | 0 | -0.511 | 0 | 0 | 0 | 0 | 0.142 | -
LDNO HV: LV Sub Generation Non-Intermittent | 180 | 0 | -3.25 | -0.49 | -0.035 | 0 | 0 | 0.142 | -
LDNO HV: HV Generation Intermittent | 181 | 0 | -0.361 | 0 | 0 | 0 | 0 | 0.11 | -
LDNO HV: HV Generation Non-Intermittent | 182 | 0 | -2.347 | -0.336 | -0.022 | 0 | 0 | 0.11 | -
Tariffs for Charging Year: Scenario 4
| Open LLFCs | PCs | Unit rate 1 p/kWh | Unit rate 2 p/kWh | Unit rate 3 p/kWh | Fixed charge p/MPAN/day | Capacity charge p/kVA/day | Reactive power charge p/kVArh | Closed LLFCs
Domestic Unrestricted | 100 | 1 | 1.893 | 0 | 0 | 3.03 | 0 | 0 | 101, 400, 401, 999
Domestic Two Rate | 120 | 2 | 2.388 | 0.085 | 0 | 3.03 | 0 | 0 | 121, 123, 402, 403, 413
Domestic Off Peak (related MPAN) | 111 | 2 | 0.434 | 0 | 0 | 0 | 0 | 0 | 130, 131, 414, 415, 416
Small Non Domestic Unrestricted | 240 | 3 | 1.944 | 0 | 0 | 4.81 | 0 | 0 | 241, 404, 405
Small Non Domestic Two Rate | 246 | 4 | 2.447 | 0.279 | 0 | 4.81 | 0 | 0 | 249, 250, 275, 406, 407, 417, 418
Small Non Domestic Off Peak (related MPAN) | 214 | 4 | 0.509 | 0 | 0 | 0 | 0 | 0 | 268, 419, 420
LV Medium Non-Domestic | 290 | 5-8 | 1.877 | 0.063 | 0 | 34.72 | 0 | 0 | 280, 287, 408, 409, 421
LV Sub Medium Non-Domestic | - | 5-8 | 1.22 | 0.039 | 0 | 47.75 | 0 | 0 | -
HV Medium Non-Domestic | 580 | 5-8 | 1.541 | 0.033 | 0 | 195.02 | 0 | 0 | 410
LV HH Metered | 281 | 0 | 7.361 | 0.757 | 0.046 | 16.22 | 1.45 | 0.291 | 244, 248, 257, 291, 297
LV Sub HH Metered | 471 | 0 | 6.129 | 0.581 | 0.032 | 47.75 | 1.85 | 0.222 | 472
HV HH Metered | 581 | 0 | 5.019 | 0.436 | 0.021 | 120.58 | 1.73 | 0.172 | 500, 501, 502, 741, 742, 743, 744
HV Sub HH Metered | 685 | 0 | 4.026 | 0.283 | 0.009 | 233.34 | 2.61 | 0.121 | 686
NHH UMS | 812 & 912 | 1&8 | 1.924 | 0 | 0 | 0 | 0 | 0 | -
LV UMS (Pseudo HH Metered) | 813 & 913 | 0 | 19.667 | 2.165 | 0.14 | 0 | 0 | 0 | -
LV Generation NHH | 20 | 8 | -0.58 | 0 | 0 | 0 | 0 | 0 | 17, 18, 21, 411, 412
LV Sub Generation NHH | 30 | 8 | -0.511 | 0 | 0 | 0 | 0 | 0 | -
LV Generation Intermittent | 22 | 0 | -0.58 | 0 | 0 | 0 | 0 | 0.148 | 12, 40
LV Generation Non-Intermittent | 24 | 0 | -3.673 | -0.56 | -0.041 | 0 | 0 | 0.148 | -
LV Sub Generation Intermittent | 23 | 0 | -0.511 | 0 | 0 | 0 | 0 | 0.142 | 14
LV Sub Generation Non-Intermittent | 25 | 0 | -3.248 | -0.49 | -0.035 | 0 | 0 | 0.142 | -
HV Generation Intermittent | 26 | 0 | -0.361 | 0 | 0 | 127.45 | 0 | 0.11 | 15, 41
HV Generation Non-Intermittent | 28 | 0 | -2.347 | -0.336 | -0.022 | 127.45 | 0 | 0.11 | -
HV Sub Generation Non-Intermittent | 29 | 0 | -2.125 | -0.298 | -0.019 | 127.45 | 0 | 0.081 | -
HV Sub Generation Intermittent | 27 | 0 | -0.325 | 0 | 0 | 127.45 | 0 | 0.081 | 16
LDNO LV: Domestic Unrestricted | 150 | 1 | 1.2094 | 0 | 0 | 1.9358 | 0 | 0 | -
LDNO LV: Domestic Two Rate | 151 | 2 | 1.5256 | 0.054304 | 0 | 1.9358 | 0 | 0 | -
LDNO LV: Domestic Off Peak (related MPAN) | 152 | 2 | 0.27727 | 0 | 0 | 0 | 0 | 0 | -
LDNO LV: Small Non Domestic Unrestricted | 153 | 3 | 1.242 | 0 | 0 | 3.073 | 0 | 0 | -
LDNO LV: Small Non Domestic Two Rate | 154 | 4 | 1.5633 | 0.17825 | 0 | 3.073 | 0 | 0 | -
LDNO LV: Small Non Domestic Off Peak (related MPAN) | 155 | 4 | 0.32519 | 0 | 0 | 0 | 0 | 0 | -
LDNO LV: LV Medium Non-Domestic | 156 | 5-8 | 1.1992 | 0.040249 | 0 | 22.1816 | 0 | 0 | -
LDNO LV: LV HH Metered | 157 | 0 | 4.7027 | 0.48363 | 0.029388 | 10.3625 | 0.92636 | 0.18591 | -
LDNO LV: NHH UMS | 169 | 1&8 | 1.2292 | 0 | 0 | 0 | 0 | 0 | -
LDNO LV: LV UMS (Pseudo HH Metered) | 170 | 0 | 12.5647 | 1.3832 | 0.089442 | 0 | 0 | 0 | -
LDNO LV: LV Generation NHH | 172 | 8 | -0.58 | 0 | 0 | 0 | 0 | 0 | -
LDNO LV: LV Generation Intermittent | 173 | 0 | -0.58 | 0 | 0 | 0 | 0 | 0.148 | -
LDNO LV: LV Generation Non-Intermittent | 174 | 0 | -3.673 | -0.56 | -0.041 | 0 | 0 | 0.148 | -
LDNO HV: Domestic Unrestricted | 158 | 1 | 0.72149 | 0 | 0 | 1.1548 | 0 | 0 | -
LDNO HV: Domestic Two Rate | 159 | 2 | 0.91016 | 0.032397 | 0 | 1.1548 | 0 | 0 | -
LDNO HV: Domestic Off Peak (related MPAN) | 160 | 2 | 0.16541 | 0 | 0 | 0 | 0 | 0 | -
LDNO HV: Small Non Domestic Unrestricted | 161 | 3 | 0.74093 | 0 | 0 | 1.8333 | 0 | 0 | -
LDNO HV: Small Non Domestic Two Rate | 162 | 4 | 0.93264 | 0.10634 | 0 | 1.8333 | 0 | 0 | -
LDNO HV: Small Non Domestic Off Peak (related MPAN) | 163 | 4 | 0.194 | 0 | 0 | 0 | 0 | 0 | -
LDNO HV: LV Medium Non-Domestic | 164 | 5-8 | 0.7154 | 0.024012 | 0 | 13.2331 | 0 | 0 | -
LDNO HV: LV HH Metered | 165 | 0 | 2.8056 | 0.28852 | 0.017532 | 6.1821 | 0.55265 | 0.11091 | -
LDNO HV: LV Sub HH Metered | 166 | 0 | 3.748 | 0.35529 | 0.019569 | 29.1999 | 1.1313 | 0.13576 | -
LDNO HV: HV HH Metered | 167 | 0 | 3.7737 | 0.32782 | 0.01579 | 90.6621 | 1.3008 | 0.12932 | -
LDNO HV: NHH UMS | 168 | 1&8 | 0.73331 | 0 | 0 | 0 | 0 | 0 | -
LDNO HV: LV UMS (Pseudo HH Metered) | 171 | 0 | 7.4958 | 0.82516 | 0.053359 | 0 | 0 | 0 | -
LDNO HV: LV Generation NHH | 175 | 8 | -0.58 | 0 | 0 | 0 | 0 | 0 | -
LDNO HV: LV Sub Generation NHH | 176 | 8 | -0.511 | 0 | 0 | 0 | 0 | 0 | -
LDNO HV: LV Generation Intermittent | 177 | 0 | -0.58 | 0 | 0 | 0 | 0 | 0.148 | -
LDNO HV: LV Generation Non-Intermittent | 178 | 0 | -3.673 | -0.56 | -0.041 | 0 | 0 | 0.148 | -
LDNO HV: LV Sub Generation Intermittent | 179 | 0 | -0.511 | 0 | 0 | 0 | 0 | 0.142 | -
LDNO HV: LV Sub Generation Non-Intermittent | 180 | 0 | -3.248 | -0.49 | -0.035 | 0 | 0 | 0.142 | -
LDNO HV: HV Generation Intermittent | 181 | 0 | -0.361 | 0 | 0 | 0 | 0 | 0.11 | -
LDNO HV: HV Generation Non-Intermittent | 182 | 0 | -2.347 | -0.336 | -0.022 | 0 | 0 | 0.11 | -

## LV SM - typical bill
| Y | Y+1 | Y+2 | Y+3 | Y+4
TARIFF | Base Model | Scenario 1 | Scenario 2 | Scenario 3 | Scenario 4
> Domestic Unrestricted
Domestic Unrestricted | 79.3954 | 82.2616 | 82.3357 | 79.352 | 79.4695
LDNO LV: Domestic Unrestricted | 935.8633 | 912.9516 | 911.5984 | 935.8356 | 934.5101
LDNO HV: Domestic Unrestricted | 23.0248 | 24.3195 | 24.3592 | 23.0083 | 23.0645
> Domestic Two Rate
Domestic Two Rate | 88.1531 | 90.7813 | 90.8703 | 88.1097 | 88.2108
LDNO LV: Domestic Two Rate
LDNO HV: Domestic Two Rate | 31.7744 | 32.8292 | 32.8652 | 31.7578 | 31.7991
> Domestic Off Peak (related MPAN)
Domestic Off Peak (related MPAN) | 17.7771 | 17.2446 | 17.2036 | 17.7771 | 17.7771
LDNO LV: Domestic Off Peak (related MPAN)
LDNO HV: Domestic Off Peak (related MPAN)
> Small Non Domestic Unrestricted
Small Non Domestic Unrestricted | 304.0977 | 293.2899 | 293.1411 | 304.0714 | 304.0935
LDNO LV: Small Non Domestic Unrestricted | 108.0142 | 103.5463 | 103.5398 | 107.9974 | 108.1444
LDNO HV: Small Non Domestic Unrestricted | 162.6431 | 157.2035 | 157.0987 | 162.633 | 162.5694
> Small Non Domestic Two Rate
Small Non Domestic Two Rate | 458.3518 | 442.8108 | 442.4575 | 458.04 | 458.0051
LDNO LV: Small Non Domestic Two Rate | 1159.9496 | 1125.1386 | 1123.8717 | 1159.3447 | 1158.2811
LDNO HV: Small Non Domestic Two Rate | 204.6233 | 197.807 | 197.6422 | 204.4753 | 204.4319
> Small Non Domestic Off Peak (related MPAN)
Small Non Domestic Off Peak (related MPAN) | 50.0131 | 48.5422 | 48.4441 | 50.0131 | 49.9151
LDNO LV: Small Non Domestic Off Peak (related MPAN)
LDNO HV: Small Non Domestic Off Peak (related MPAN)
> LV Medium Non-Domestic
LV Medium Non-Domestic | 1873.7248 | 1800.4882 | 1798.0115 | 1873.5558 | 1872.3431
LDNO LV: LV Medium Non-Domestic
LDNO HV: LV Medium Non-Domestic | 916.6334 | 883.0418 | 881.7723 | 916.5689 | 915.7811
> LV Sub Medium Non-Domestic
LV Sub Medium Non-Domestic
> HV Medium Non-Domestic
HV Medium Non-Domestic | 2406.7805 | 2289.2557 | 2284.1502 | 2408.6276 | 2400.507
> LV HH Metered
LV HH Metered | 6614.023 | 6347.2879 | 6335.2456 | 6616.3314 | 6599.8796
LDNO LV: LV HH Metered
LDNO HV: LV HH Metered | 3796.7849 | 3703.7678 | 3700.5652 | 3796.3312 | 3792.0678
> LV Sub HH Metered
LV Sub HH Metered | 11342.9359 | 10958.5238 | 10954.1135 | 11353.7988 | 11340.3506
LDNO HV: LV Sub HH Metered
> HV HH Metered
HV HH Metered | 33595.8928 | 32574.4865 | 32559.9074 | 33633.1358 | 33536.8627
LDNO HV: HV HH Metered
> HV Sub HH Metered
HV Sub HH Metered | 62802.7562 | 61386.0267 | 61283.6004 | 62905.3869 | 62760.539
> NHH UMS
NHH UMS | 2295.7968 | 2219.5878 | 2216.0155 | 2295.7968 | 2291.0337
LDNO LV: NHH UMS | 45.106 | 43.6087 | 43.5385 | 45.106 | 45.0124
LDNO HV: NHH UMS | 38.5687 | 37.2884 | 37.2284 | 38.5687 | 38.4887
> LV UMS (Pseudo HH Metered)
LV UMS (Pseudo HH Metered) | 342747.5702 | 331383.5979 | 330943.0073 | 342586.8229 | 342011.5322
LDNO LV: LV UMS (Pseudo HH Metered)
LDNO HV: LV UMS (Pseudo HH Metered)
> LV Generation NHH
LV Generation NHH | -20.9643 | -19.9917 | -19.9557 | -20.9283 | -20.8923
LDNO LV: LV Generation NHH | -0.82001 | -0.78197 | -0.78056 | -0.8186 | -0.81719
LDNO HV: LV Generation NHH
> LV Sub Generation NHH
LV Sub Generation NHH
LDNO HV: LV Sub Generation NHH
> LV Generation Intermittent
LV Generation Intermittent | -7641.1976 | -7286.7091 | -7273.5799 | -7628.0684 | -7614.9392
LDNO LV: LV Generation Intermittent
LDNO HV: LV Generation Intermittent
> LV Generation Non-Intermittent
LV Generation Non-Intermittent | -3.7542 | -3.5862 | -3.5784 | -3.7485 | -3.7455
LDNO LV: LV Generation Non-Intermittent
LDNO HV: LV Generation Non-Intermittent
> LV Sub Generation Intermittent
LV Sub Generation Intermittent | 0 | 0 | 0 | 0 | 0
LDNO HV: LV Sub Generation Intermittent
> LV Sub Generation Non-Intermittent
LV Sub Generation Non-Intermittent
LDNO HV: LV Sub Generation Non-Intermittent
> HV Generation Intermittent
HV Generation Intermittent | -27724.4967 | -26787.4897 | -26790.8112 | -27645.3623 | -27650.919
LDNO HV: HV Generation Intermittent
> HV Generation Non-Intermittent
HV Generation Non-Intermittent | -22828.7162 | -22077.3528 | -22035.5921 | -22774.711 | -22780.2677
LDNO HV: HV Generation Non-Intermittent
> HV Sub Generation Non-Intermittent
HV Sub Generation Non-Intermittent
> HV Sub Generation Intermittent
HV Sub Generation Intermittent | -18026.9996 | -17476.4463 | -17479.7678 | -18025.7499 | -18031.3066

## HV SM - summary
Tariff Comparison
Scenario 1 vs Base | [6 empty] | Scenario 3 vs Base
| Unit rate 1 p/kWh | Unit rate 2 p/kWh | Unit rate 3 p/kWh | Fixed charge p/MPAN/day | Capacity charge p/kVA/day | Reactive power charge p/kVArh |  | Unit rate 1 p/kWh | Unit rate 2 p/kWh | Unit rate 3 p/kWh | Fixed charge p/MPAN/day | Capacity charge p/kVA/day | Reactive power charge p/kVArh
Domestic Unrestricted | -0.05432% |  |  | 0% |  |  | Domestic Unrestricted | -0.05432% |  |  | 0%
Domestic Two Rate | 0% | 0% |  | 0% |  |  | Domestic Two Rate | 0% | 0% |  | 0%
Domestic Off Peak (related MPAN) | 0% | [5 empty] | Domestic Off Peak (related MPAN) | 0%
Small Non Domestic Unrestricted | 0% |  |  | 0% |  |  | Small Non Domestic Unrestricted | 0% |  |  | 0%
Small Non Domestic Two Rate | 0% | 0% |  | 0% |  |  | Small Non Domestic Two Rate | 0% | -0.3704% |  | 0%
Small Non Domestic Off Peak (related MPAN) | 0% | [5 empty] | Small Non Domestic Off Peak (related MPAN) | 0%
LV Medium Non-Domestic | -0.05479% | 0% |  | -0.07153% |  |  | LV Medium Non-Domestic | -0.05479% | 0% |  | -0.3219%
LV Sub Medium Non-Domestic | 0% | 0% |  | -0.1003% |  |  | LV Sub Medium Non-Domestic | -0.08396% | 0% |  | -0.1003%
HV Medium Non-Domestic | 0% | 0% |  | 5.039% |  |  | HV Medium Non-Domestic | 0.06592% | 0% |  | -0.4924%
LV HH Metered | -0.01386% | 0% | 0% | -0.08382% | -0.7692% | 0% | LV HH Metered | 0.01386% | -0.1362% | 0% | -0.08382% | -0.7692% | 0%
LV Sub HH Metered | 0% | -0.1764% | 0% | -0.1003% | 0% | 0% | LV Sub HH Metered | 0.04969% | -0.1764% | 0% | -0.1003% | -0.5814% | 0%
HV HH Metered | -0.02018% | 0% | 0% | 9.068% | 0% | 0% | HV HH Metered | 0.06054% | -0.2347% | 0% | -0.5159% | 0% | 0%
HV Sub HH Metered | -0.02503% | 0% | 0% | 49.82% | 0% | 0% | HV Sub HH Metered | 0.1251% | 0% | 0% | -0.5044% | 0% | 0%
NHH UMS | 0% | [5 empty] | NHH UMS | 0%
LV UMS (Pseudo HH Metered) | -0.02093% | -0.04826% | 0% |  |  |  | LV UMS (Pseudo HH Metered) | -0.005233% | -0.1448% | 0%
Scenario 2 vs Base | [6 empty] | Scenario 4 vs Base
| Unit rate 1 p/kWh | Unit rate 2 p/kWh | Unit rate 3 p/kWh | Fixed charge p/MPAN/day | Capacity charge p/kVA/day | Reactive power charge p/kVArh |  | Unit rate 1 p/kWh | Unit rate 2 p/kWh | Unit rate 3 p/kWh | Fixed charge p/MPAN/day | Capacity charge p/kVA/day | Reactive power charge p/kVArh
Domestic Unrestricted | -0.05432% |  |  | 0% |  |  | Domestic Unrestricted | 0% |  |  | 0%
Domestic Two Rate | 0% | 0% |  | 0% |  |  | Domestic Two Rate | 0% | 0% |  | 0%
Domestic Off Peak (related MPAN) | 0% | [5 empty] | Domestic Off Peak (related MPAN) | 0%
Small Non Domestic Unrestricted | 0% |  |  | 0% |  |  | Small Non Domestic Unrestricted | 0% |  |  | 0%
Small Non Domestic Two Rate | 0% | 0% |  | 0% |  |  | Small Non Domestic Two Rate | 0% | 0% |  | 0%
Small Non Domestic Off Peak (related MPAN) | 0% | [5 empty] | Small Non Domestic Off Peak (related MPAN) | 0%
LV Medium Non-Domestic | -0.05479% | 0% |  | -0.1073% |  |  | LV Medium Non-Domestic | 0% | 0% |  | 0%
LV Sub Medium Non-Domestic | -0.08396% | 0% |  | -0.1505% |  |  | LV Sub Medium Non-Domestic | 0% | 0% |  | -0.02508%
HV Medium Non-Domestic | 0% | 0% |  | 8.946% |  |  | HV Medium Non-Domestic | 0% | 0% |  | 2.366%
LV HH Metered | -0.01386% | 0% | 0% | -0.1676% | -0.7692% | 0% | LV HH Metered | 0% | 0% | 0% | 0% | 0% | 0%
LV Sub HH Metered | -0.01656% | -0.1764% | 0% | -0.1505% | 0% | 0% | LV Sub HH Metered | 0% | 0% | 0% | -0.02508% | 0% | 0%
HV HH Metered | -0.02018% | 0% | 0% | 16.08% | 0% | 0% | HV HH Metered | -0.02018% | 0% | 0% | 4.242% | 0% | 0%
HV Sub HH Metered | -0.02503% | 0% | 0% | 49.77% | 0% | 0% | HV Sub HH Metered | -0.02503% | 0% | 0% | 4.249% | 0% | 0%
NHH UMS | 0% | [5 empty] | NHH UMS | 0%
LV UMS (Pseudo HH Metered) | -0.02617% | -0.04826% | 0% |  |  |  | LV UMS (Pseudo HH Metered) | -0.005233% | 0% | 0%
Scenario 2 vs Scenario 1 | [6 empty] | Scenario 4 vs Scenario 3
| Unit rate 1 p/kWh | Unit rate 2 p/kWh | Unit rate 3 p/kWh | Fixed charge p/MPAN/day | Capacity charge p/kVA/day | Reactive power charge p/kVArh |  | Unit rate 1 p/kWh | Unit rate 2 p/kWh | Unit rate 3 p/kWh | Fixed charge p/MPAN/day | Capacity charge p/kVA/day | Reactive power charge p/kVArh
Domestic Unrestricted | 0% |  |  | 0% |  |  | Domestic Unrestricted | 0.05435% |  |  | 0%
Domestic Two Rate | 0% | 0% |  | 0% |  |  | Domestic Two Rate | 0% | 0% |  | 0%
Domestic Off Peak (related MPAN) | 0% | [5 empty] | Domestic Off Peak (related MPAN) | 0%
Small Non Domestic Unrestricted | 0% |  |  | 0% |  |  | Small Non Domestic Unrestricted | 0% |  |  | 0%
Small Non Domestic Two Rate | 0% | 0% |  | 0% |  |  | Small Non Domestic Two Rate | 0% | 0.3717% |  | 0%
Small Non Domestic Off Peak (related MPAN) | 0% | [5 empty] | Small Non Domestic Off Peak (related MPAN) | 0%
LV Medium Non-Domestic | 0% | 0% |  | -0.03579% |  |  | LV Medium Non-Domestic | 0.05482% | 0% |  | 0.3229%
LV Sub Medium Non-Domestic | -0.08396% | 0% |  | -0.0502% |  |  | LV Sub Medium Non-Domestic | 0.08403% | 0% |  | 0.0753%
HV Medium Non-Domestic | 0% | 0% |  | 3.719% |  |  | HV Medium Non-Domestic | -0.06588% | 0% |  | 2.872%
LV HH Metered | 0% | 0% | 0% | -0.08389% | 0% | 0% | LV HH Metered | -0.01385% | 0.1364% | 0% | 0.08389% | 0.7752% | 0%
LV Sub HH Metered | -0.01656% | 0% | 0% | -0.0502% | 0% | 0% | LV Sub HH Metered | -0.04967% | 0.1767% | 0% | 0.0753% | 0.5848% | 0%
HV HH Metered | 0% | 0% | 0% | 6.433% | 0% | 0% | HV HH Metered | -0.08068% | 0.2353% | 0% | 4.782% | 0% | 0%
HV Sub HH Metered | 0% | 0% | 0% | -0.03571% | 0% | 0% | HV Sub HH Metered | -0.15% | 0% | 0% | 4.778% | 0% | 0%
NHH UMS | 0% | [5 empty] | NHH UMS | 0%
LV UMS (Pseudo HH Metered) | -0.005234% | 0% | 0% |  |  |  | LV UMS (Pseudo HH Metered) | 0% | 0.145% | 0%
Typical Bill Comparison
| Percentage Change |  |  | Absolute Change (£) |  |  |  | Percentage Change |  |  | Absolute Change (£)
TARIFF | Scenario 1 vs Base | Scenario 2 vs Base | Scenario 2 vs Scenario 1 | Scenario 1 vs Base | Scenario 2 vs Base | Scenario 2 vs Scenario 1 | TARIFF | Scenario 3 vs Base | Scenario 4 vs Base | Scenario 4 vs Scenario 3 | Scenario 3 vs Base | Scenario 4 vs Base | Scenario 4 vs Scenario 3
> Domestic Unrestricted | [6 empty] | > Domestic Unrestricted
Domestic Unrestricted | -0.04387% | -0.04387% | 0% | -0.036138 | -0.036138 | 0 | Domestic Unrestricted | 0.008816% | 0% | -0.008815% | 0.0072616 | 0 | -0.0072616
LDNO LV: Domestic Unrestricted | -0.05372% | -0.05372% | 0% | -0.48993 | -0.48993 | 0 | LDNO LV: Domestic Unrestricted | -0.05068% | 0% | 0.0507% | -0.46221 | 0 | 0.46221
LDNO HV: Domestic Unrestricted | -0.04086% | -0.04086% | 0% | -0.0099574 | -0.0099574 | 0 | LDNO HV: Domestic Unrestricted | 0.02702% | 0% | -0.02701% | 0.006584 | 0 | -0.006584
> Domestic Two Rate | [6 empty] | > Domestic Two Rate
Domestic Two Rate | 0% | 0% | 0% | 0 | 0 | 0 | Domestic Two Rate | 0.04776% | 0% | -0.04774% | 0.0434 | 0 | -0.0434
LDNO LV: Domestic Two Rate | #VALUE! | #VALUE! | #VALUE! | #VALUE! | #VALUE! | #VALUE! | LDNO LV: Domestic Two Rate | #VALUE! | #VALUE! | #VALUE! | #VALUE! | #VALUE! | #VALUE!
LDNO HV: Domestic Two Rate | 0% | 0% | 0% | 0 | 0 | 0 | LDNO HV: Domestic Two Rate | 0.05033% | 0% | -0.05031% | 0.016541 | 0 | -0.016541
> Domestic Off Peak (related MPAN) | [6 empty] | > Domestic Off Peak (related MPAN)
Domestic Off Peak (related MPAN) | 0% | 0% | 0% | 0 | 0 | 0 | Domestic Off Peak (related MPAN) | 0% | 0% | 0% | 0 | 0 | 0
LDNO LV: Domestic Off Peak (related MPAN) | #VALUE! | #VALUE! | #VALUE! | #VALUE! | #VALUE! | #VALUE! | LDNO LV: Domestic Off Peak (related MPAN) | #VALUE! | #VALUE! | #VALUE! | #VALUE! | #VALUE! | #VALUE!
LDNO HV: Domestic Off Peak (related MPAN) | #VALUE! | #VALUE! | #VALUE! | #VALUE! | #VALUE! | #VALUE! | LDNO HV: Domestic Off Peak (related MPAN) | #VALUE! | #VALUE! | #VALUE! | #VALUE! | #VALUE! | #VALUE!
> Small Non Domestic Unrestricted | [6 empty] | > Small Non Domestic Unrestricted
Small Non Domestic Unrestricted | 0% | 0% | 0% | 0 | 0 | 0 | Small Non Domestic Unrestricted | 0.01361% | 0% | -0.01361% | 0.0399 | 0 | -0.0399
LDNO LV: Small Non Domestic Unrestricted | 0% | 0% | 0% | 0 | 0 | 0 | LDNO LV: Small Non Domestic Unrestricted | 0.02462% | 0% | -0.02461% | 0.025491 | 0 | -0.025491
LDNO HV: Small Non Domestic Unrestricted | 0% | 0% | 0% | 0 | 0 | 0 | LDNO HV: Small Non Domestic Unrestricted | 0.00968% | 0% | -0.009679% | 0.015207 | 0 | -0.015207
> Small Non Domestic Two Rate | [6 empty] | > Small Non Domestic Two Rate
Small Non Domestic Two Rate | 0% | 0% | 0% | 0 | 0 | 0 | Small Non Domestic Two Rate | -0.01789% | 0% | 0.0179% | -0.079173 | 0 | 0.079173
LDNO LV: Small Non Domestic Two Rate | 0% | 0% | 0% | 0 | 0 | 0 | LDNO LV: Small Non Domestic Two Rate | -0.009715% | 0% | 0.009716% | -0.10919 | 0 | 0.10919
LDNO HV: Small Non Domestic Two Rate | 0% | 0% | 0% | 0 | 0 | 0 | LDNO HV: Small Non Domestic Two Rate | -0.02494% | 0% | 0.02495% | -0.049302 | 0 | 0.049302
> Small Non Domestic Off Peak (related MPAN) | [6 empty] | > Small Non Domestic Off Peak (related MPAN)
Small Non Domestic Off Peak (related MPAN) | 0% | 0% | 0% | 0 | 0 | 0 | Small Non Domestic Off Peak (related MPAN) | 0% | 0% | 0% | 0 | 0 | 0
LDNO LV: Small Non Domestic Off Peak (related MPAN) | #VALUE! | #VALUE! | #VALUE! | #VALUE! | #VALUE! | #VALUE! | LDNO LV: Small Non Domestic Off Peak (related MPAN) | #VALUE! | #VALUE! | #VALUE! | #VALUE! | #VALUE! | #VALUE!
LDNO HV: Small Non Domestic Off Peak (related MPAN) | #VALUE! | #VALUE! | #VALUE! | #VALUE! | #VALUE! | #VALUE! | LDNO HV: Small Non Domestic Off Peak (related MPAN) | #VALUE! | #VALUE! | #VALUE! | #VALUE! | #VALUE! | #VALUE!
> LV Medium Non-Domestic | [6 empty] | > LV Medium Non-Domestic
LV Medium Non-Domestic | -0.05536% | -0.05739% | -0.00203% | -0.99591 | -1.0324 | -0.0365 | LV Medium Non-Domestic | -0.05407% | 0% | 0.0541% | -0.97271 | 0 | 0.97271
LDNO LV: LV Medium Non-Domestic | #VALUE! | #VALUE! | #VALUE! | #VALUE! | #VALUE! | #VALUE! | LDNO LV: LV Medium Non-Domestic | #VALUE! | #VALUE! | #VALUE! | #VALUE! | #VALUE! | #VALUE!
LDNO HV: LV Medium Non-Domestic | -0.05532% | -0.0569% | -0.001578% | -0.48811 | -0.50202 | -0.013912 | LDNO HV: LV Medium Non-Domestic | -0.05432% | 0% | 0.05435% | -0.47927 | 0 | 0.47927
> LV Sub Medium Non-Domestic | [6 empty] | > LV Sub Medium Non-Domestic
LV Sub Medium Non-Domestic | #VALUE! | #VALUE! | #VALUE! | #VALUE! | #VALUE! | #VALUE! | LV Sub Medium Non-Domestic | #VALUE! | #VALUE! | #VALUE! | #VALUE! | #VALUE! | #VALUE!
> HV Medium Non-Domestic | [6 empty] | > HV Medium Non-Domestic
HV Medium Non-Domestic | 1.288% | 2.287% | 0.986% | 28.762 | 51.0635 | 22.3015 | HV Medium Non-Domestic | -0.007334% | 0.6048% | 0.6121% | -0.16378 | 13.505 | 13.6688
> LV HH Metered | [6 empty] | > LV HH Metered
LV HH Metered | -0.1321% | -0.1327% | -0.0005761% | -8.3798 | -8.4163 | -0.0365 | LV HH Metered | -0.09859% | 0% | 0.09869% | -6.2541 | 0 | 6.2541
LDNO LV: LV HH Metered | #VALUE! | #VALUE! | #VALUE! | #VALUE! | #VALUE! | #VALUE! | LDNO LV: LV HH Metered | #VALUE! | #VALUE! | #VALUE! | #VALUE! | #VALUE! | #VALUE!
LDNO HV: LV HH Metered | -0.01063% | -0.01101% | -0.0003759% | -0.39356 | -0.40747 | -0.013912 | LDNO HV: LV HH Metered | -0.02102% | 0% | 0.02102% | -0.77794 | 0 | 0.77794
> LV Sub HH Metered | [6 empty] | > LV Sub HH Metered
LV Sub HH Metered | -0.03195% | -0.04147% | -0.009522% | -3.5017 | -4.5448 | -1.0431 | LV Sub HH Metered | -0.08009% | -0.0003331% | 0.07982% | -8.777 | -0.0365 | 8.7405
LDNO HV: LV Sub HH Metered | #VALUE! | #VALUE! | #VALUE! | #VALUE! | #VALUE! | #VALUE! | LDNO HV: LV Sub HH Metered | #VALUE! | #VALUE! | #VALUE! | #VALUE! | #VALUE! | #VALUE!
> HV HH Metered | [6 empty] | > HV HH Metered
HV HH Metered | 0.07707% | 0.1458% | 0.06865% | 25.0581 | 47.3961 | 22.338 | HV HH Metered | 0.05353% | 0.02981% | -0.02371% | 17.4045 | 9.6916 | -7.7128
LDNO HV: HV HH Metered | #VALUE! | #VALUE! | #VALUE! | #VALUE! | #VALUE! | #VALUE! | LDNO HV: HV HH Metered | #VALUE! | #VALUE! | #VALUE! | #VALUE! | #VALUE! | #VALUE!
> HV Sub HH Metered | [6 empty] | > HV Sub HH Metered
HV Sub HH Metered | 0.3785% | 0.3781% | -0.0004169% | 231.066 | 230.8105 | -0.2555 | HV Sub HH Metered | 0.1468% | 0.02198% | -0.1246% | 89.6129 | 13.4165 | -76.1965
> NHH UMS | [6 empty] | > NHH UMS
NHH UMS | 0% | 0% | 0% | 0 | 0 | 0 | NHH UMS | 0% | 0% | 0% | 0 | 0 | 0
LDNO LV: NHH UMS | 0% | 0% | 0% | 0 | 0 | 0 | LDNO LV: NHH UMS | 0% | 0% | 0% | 0 | 0 | 0
LDNO HV: NHH UMS | 0% | 0% | 0% | 0 | 0 | 0 | LDNO HV: NHH UMS | 0% | 0% | 0% | 0 | 0 | 0
> LV UMS (Pseudo HH Metered) | [6 empty] | > LV UMS (Pseudo HH Metered)
LV UMS (Pseudo HH Metered) | -0.02412% | -0.02819% | -0.00407% | -79.8401 | -93.3101 | -13.47 | LV UMS (Pseudo HH Metered) | -0.0276% | -0.004069% | 0.02353% | -91.3502 | -13.47 | 77.8802
LDNO LV: LV UMS (Pseudo HH Metered) | #VALUE! | #VALUE! | #VALUE! | #VALUE! | #VALUE! | #VALUE! | LDNO LV: LV UMS (Pseudo HH Metered) | #VALUE! | #VALUE! | #VALUE! | #VALUE! | #VALUE! | #VALUE!
LDNO HV: LV UMS (Pseudo HH Metered) | #VALUE! | #VALUE! | #VALUE! | #VALUE! | #VALUE! | #VALUE! | LDNO HV: LV UMS (Pseudo HH Metered) | #VALUE! | #VALUE! | #VALUE! | #VALUE! | #VALUE! | #VALUE!
> LV Generation NHH | [6 empty] | > LV Generation NHH
LV Generation NHH | 0% | 0% | 0% | 0 | 0 | 0 | LV Generation NHH | -0.1805% | 0% | 0.1808% | 0.036021 | 0 | -0.036021
LDNO LV: LV Generation NHH | 0% | 0% | 0% | 0 | 0 | 0 | LDNO LV: LV Generation NHH | -0.1805% | 0% | 0.1808% | 0.0014089 | 0 | -0.0014089
LDNO HV: LV Generation NHH | #VALUE! | #VALUE! | #VALUE! | #VALUE! | #VALUE! | #VALUE! | LDNO HV: LV Generation NHH | #VALUE! | #VALUE! | #VALUE! | #VALUE! | #VALUE! | #VALUE!
> LV Sub Generation NHH | [6 empty] | > LV Sub Generation NHH
LV Sub Generation NHH | #VALUE! | #VALUE! | #VALUE! | #VALUE! | #VALUE! | #VALUE! | LV Sub Generation NHH | #VALUE! | #VALUE! | #VALUE! | #VALUE! | #VALUE! | #VALUE!
LDNO HV: LV Sub Generation NHH | #VALUE! | #VALUE! | #VALUE! | #VALUE! | #VALUE! | #VALUE! | LDNO HV: LV Sub Generation NHH | #VALUE! | #VALUE! | #VALUE! | #VALUE! | #VALUE! | #VALUE!
> LV Generation Intermittent | [6 empty] | > LV Generation Intermittent
LV Generation Intermittent | 0% | 0% | 0% | 0 | 0 | 0 | LV Generation Intermittent | -0.1805% | 0% | 0.1808% | 13.1292 | 0 | -13.1292
LDNO LV: LV Generation Intermittent | #VALUE! | #VALUE! | #VALUE! | #VALUE! | #VALUE! | #VALUE! | LDNO LV: LV Generation Intermittent | #VALUE! | #VALUE! | #VALUE! | #VALUE! | #VALUE! | #VALUE!
LDNO HV: LV Generation Intermittent | #VALUE! | #VALUE! | #VALUE! | #VALUE! | #VALUE! | #VALUE! | LDNO HV: LV Generation Intermittent | #VALUE! | #VALUE! | #VALUE! | #VALUE! | #VALUE! | #VALUE!
> LV Generation Non-Intermittent | [6 empty] | > LV Generation Non-Intermittent
LV Generation Non-Intermittent | -0.02528% | -0.05837% | -0.0331% | 0.000905 | 0.00209 | 0.001185 | LV Generation Non-Intermittent | -0.2178% | -0.02528% | 0.193% | 0.0078 | 0.000905 | -0.006895
LDNO LV: LV Generation Non-Intermittent | #VALUE! | #VALUE! | #VALUE! | #VALUE! | #VALUE! | #VALUE! | LDNO LV: LV Generation Non-Intermittent | #VALUE! | #VALUE! | #VALUE! | #VALUE! | #VALUE! | #VALUE!
LDNO HV: LV Generation Non-Intermittent | #VALUE! | #VALUE! | #VALUE! | #VALUE! | #VALUE! | #VALUE! | LDNO HV: LV Generation Non-Intermittent | #VALUE! | #VALUE! | #VALUE! | #VALUE! | #VALUE! | #VALUE!
> LV Sub Generation Intermittent | [6 empty] | > LV Sub Generation Intermittent
LV Sub Generation Intermittent | [6 empty] | LV Sub Generation Intermittent
LDNO HV: LV Sub Generation Intermittent | #VALUE! | #VALUE! | #VALUE! | #VALUE! | #VALUE! | #VALUE! | LDNO HV: LV Sub Generation Intermittent | #VALUE! | #VALUE! | #VALUE! | #VALUE! | #VALUE! | #VALUE!
> LV Sub Generation Non-Intermittent | [6 empty] | > LV Sub Generation Non-Intermittent
LV Sub Generation Non-Intermittent | #VALUE! | #VALUE! | #VALUE! | #VALUE! | #VALUE! | #VALUE! | LV Sub Generation Non-Intermittent | #VALUE! | #VALUE! | #VALUE! | #VALUE! | #VALUE! | #VALUE!
LDNO HV: LV Sub Generation Non-Intermittent | #VALUE! | #VALUE! | #VALUE! | #VALUE! | #VALUE! | #VALUE! | LDNO HV: LV Sub Generation Non-Intermittent | #VALUE! | #VALUE! | #VALUE! | #VALUE! | #VALUE! | #VALUE!
> HV Generation Intermittent | [6 empty] | > HV Generation Intermittent
HV Generation Intermittent | -1.591% | -1.264% | 0.3327% | 431.795 | 342.954 | -88.841 | HV Generation Intermittent | -0.2867% | -0.007533% | 0.28% | 77.7935 | 2.044 | -75.7495
LDNO HV: HV Generation Intermittent | #VALUE! | #VALUE! | #VALUE! | #VALUE! | #VALUE! | #VALUE! | LDNO HV: HV Generation Intermittent | #VALUE! | #VALUE! | #VALUE! | #VALUE! | #VALUE! | #VALUE!
> HV Generation Non-Intermittent | [6 empty] | > HV Generation Non-Intermittent
HV Generation Non-Intermittent | -1.963% | -1.566% | 0.4048% | 439.4683 | 350.6273 | -88.841 | HV Generation Non-Intermittent | -0.2353% | -0.009131% | 0.2267% | 52.6666 | 2.044 | -50.6226
LDNO HV: HV Generation Non-Intermittent | #VALUE! | #VALUE! | #VALUE! | #VALUE! | #VALUE! | #VALUE! | LDNO HV: HV Generation Non-Intermittent | #VALUE! | #VALUE! | #VALUE! | #VALUE! | #VALUE! | #VALUE!
> HV Sub Generation Non-Intermittent | [6 empty] | > HV Sub Generation Non-Intermittent
HV Sub Generation Non-Intermittent | #VALUE! | #VALUE! | #VALUE! | #VALUE! | #VALUE! | #VALUE! | HV Sub Generation Non-Intermittent | #VALUE! | #VALUE! | #VALUE! | #VALUE! | #VALUE! | #VALUE!
> HV Sub Generation Intermittent | [6 empty] | > HV Sub Generation Intermittent
HV Sub Generation Intermittent | -2.423% | -1.924% | 0.5108% | 431.795 | 342.954 | -88.841 | HV Sub Generation Intermittent | -0.3188% | -0.01147% | 0.3083% | 56.8235 | 2.044 | -54.7795

## HV SM - tariffs
Tariffs for Charging Year: Base Model
| Open LLFCs | PCs | Unit rate 1 p/kWh | Unit rate 2 p/kWh | Unit rate 3 p/kWh | Fixed charge p/MPAN/day | Capacity charge p/kVA/day | Reactive power charge p/kVArh | Closed LLFCs
Domestic Unrestricted | 100 | 1 | 1.841 | 0 | 0 | 4.34 | 0 | 0 | 101, 400, 401, 999
Domestic Two Rate | 120 | 2 | 2.324 | 0.081 | 0 | 4.34 | 0 | 0 | 121, 123, 402, 403, 413
Domestic Off Peak (related MPAN) | 111 | 2 | 0.42 | 0 | 0 | 0 | 0 | 0 | 130, 131, 414, 415, 416
Small Non Domestic Unrestricted | 240 | 3 | 1.89 | 0 | 0 | 3.99 | 0 | 0 | 241, 404, 405
Small Non Domestic Two Rate | 246 | 4 | 2.378 | 0.27 | 0 | 3.99 | 0 | 0 | 249, 250, 275, 406, 407, 417, 418
Small Non Domestic Off Peak (related MPAN) | 214 | 4 | 0.494 | 0 | 0 | 0 | 0 | 0 | 268, 419, 420
LV Medium Non-Domestic | 290 | 5-8 | 1.825 | 0.06 | 0 | 27.96 | 0 | 0 | 280, 287, 408, 409, 421
LV Sub Medium Non-Domestic | - | 5-8 | 1.191 | 0.038 | 0 | 39.88 | 0 | 0 | -
HV Medium Non-Domestic | 580 | 5-8 | 1.517 | 0.032 | 0 | 156.39 | 0 | 0 | 410
LV HH Metered | 281 | 0 | 7.217 | 0.734 | 0.044 | 11.93 | 1.3 | 0.284 | 244, 248, 257, 291, 297
LV Sub HH Metered | 471 | 0 | 6.037 | 0.567 | 0.031 | 39.88 | 1.72 | 0.218 | 472
HV HH Metered | 581 | 0 | 4.955 | 0.426 | 0.021 | 87.23 | 1.61 | 0.169 | 500, 501, 502, 741, 742, 743, 744
HV Sub HH Metered | 685 | 0 | 3.996 | 0.279 | 0.009 | 130.84 | 2.49 | 0.12 | 686
NHH UMS | 812 & 912 | 1&8 | 1.861 | 0 | 0 | 0 | 0 | 0 | -
LV UMS (Pseudo HH Metered) | 813 & 913 | 0 | 19.109 | 2.072 | 0.133 | 0 | 0 | 0 | -
LV Generation NHH | 20 | 8 | -0.554 | 0 | 0 | 0 | 0 | 0 | 17, 18, 21, 411, 412
LV Sub Generation NHH | 30 | 8 | -0.49 | 0 | 0 | 0 | 0 | 0 | -
LV Generation Intermittent | 22 | 0 | -0.554 | 0 | 0 | 0 | 0 | 0.141 | 12, 40
LV Generation Non-Intermittent | 24 | 0 | -3.513 | -0.534 | -0.039 | 0 | 0 | 0.141 | -
LV Sub Generation Intermittent | 23 | 0 | -0.49 | 0 | 0 | 0 | 0 | 0.135 | 14
LV Sub Generation Non-Intermittent | 25 | 0 | -3.122 | -0.469 | -0.034 | 0 | 0 | 0.135 | -
HV Generation Intermittent | 26 | 0 | -0.349 | 0 | 0 | 13.08 | 0 | 0.105 | 15, 41
HV Generation Non-Intermittent | 28 | 0 | -2.268 | -0.323 | -0.021 | 13.08 | 0 | 0.105 | -
HV Sub Generation Non-Intermittent | 29 | 0 | -2.057 | -0.288 | -0.018 | 13.08 | 0 | 0.078 | -
HV Sub Generation Intermittent | 27 | 0 | -0.314 | 0 | 0 | 13.08 | 0 | 0.078 | 16
LDNO LV: Domestic Unrestricted | 150 | 1 | 1.1762 | 0 | 0 | 2.7727 | 0 | 0 | -
LDNO LV: Domestic Two Rate | 151 | 2 | 1.4847 | 0.051749 | 0 | 2.7727 | 0 | 0 | -
LDNO LV: Domestic Off Peak (related MPAN) | 152 | 2 | 0.26833 | 0 | 0 | 0 | 0 | 0 | -
LDNO LV: Small Non Domestic Unrestricted | 153 | 3 | 1.2075 | 0 | 0 | 2.5491 | 0 | 0 | -
LDNO LV: Small Non Domestic Two Rate | 154 | 4 | 1.5192 | 0.1725 | 0 | 2.5491 | 0 | 0 | -
LDNO LV: Small Non Domestic Off Peak (related MPAN) | 155 | 4 | 0.3156 | 0 | 0 | 0 | 0 | 0 | -
LDNO LV: LV Medium Non-Domestic | 156 | 5-8 | 1.1659 | 0.038332 | 0 | 17.8629 | 0 | 0 | -
LDNO LV: LV HH Metered | 157 | 0 | 4.6107 | 0.46893 | 0.02811 | 7.6217 | 0.83053 | 0.18144 | -
LDNO LV: NHH UMS | 169 | 1&8 | 1.1889 | 0 | 0 | 0 | 0 | 0 | -
LDNO LV: LV UMS (Pseudo HH Metered) | 170 | 0 | 12.2082 | 1.3237 | 0.08497 | 0 | 0 | 0 | -
LDNO LV: LV Generation NHH | 172 | 8 | -0.554 | 0 | 0 | 0 | 0 | 0 | -
LDNO LV: LV Generation Intermittent | 173 | 0 | -0.554 | 0 | 0 | 0 | 0 | 0.141 | -
LDNO LV: LV Generation Non-Intermittent | 174 | 0 | -3.513 | -0.534 | -0.039 | 0 | 0 | 0.141 | -
LDNO HV: Domestic Unrestricted | 158 | 1 | 0.70168 | 0 | 0 | 1.6541 | 0 | 0 | -
LDNO HV: Domestic Two Rate | 159 | 2 | 0.88576 | 0.030872 | 0 | 1.6541 | 0 | 0 | -
LDNO HV: Domestic Off Peak (related MPAN) | 160 | 2 | 0.16008 | 0 | 0 | 0 | 0 | 0 | -
LDNO HV: Small Non Domestic Unrestricted | 161 | 3 | 0.72035 | 0 | 0 | 1.5207 | 0 | 0 | -
LDNO HV: Small Non Domestic Two Rate | 162 | 4 | 0.90635 | 0.10291 | 0 | 1.5207 | 0 | 0 | -
LDNO HV: Small Non Domestic Off Peak (related MPAN) | 163 | 4 | 0.18828 | 0 | 0 | 0 | 0 | 0 | -
LDNO HV: LV Medium Non-Domestic | 164 | 5-8 | 0.69558 | 0.022868 | 0 | 10.6566 | 0 | 0 | -
LDNO HV: LV HH Metered | 165 | 0 | 2.7507 | 0.27976 | 0.01677 | 4.547 | 0.49548 | 0.10824 | -
LDNO HV: LV Sub HH Metered | 166 | 0 | 3.6917 | 0.34673 | 0.018957 | 24.3873 | 1.0518 | 0.13331 | -
LDNO HV: HV HH Metered | 167 | 0 | 3.7256 | 0.3203 | 0.01579 | 65.5868 | 1.2105 | 0.12707 | -
LDNO HV: NHH UMS | 168 | 1&8 | 0.7093 | 0 | 0 | 0 | 0 | 0 | -
LDNO HV: LV UMS (Pseudo HH Metered) | 171 | 0 | 7.2832 | 0.78972 | 0.050691 | 0 | 0 | 0 | -
LDNO HV: LV Generation NHH | 175 | 8 | -0.554 | 0 | 0 | 0 | 0 | 0 | -
LDNO HV: LV Sub Generation NHH | 176 | 8 | -0.49 | 0 | 0 | 0 | 0 | 0 | -
LDNO HV: LV Generation Intermittent | 177 | 0 | -0.554 | 0 | 0 | 0 | 0 | 0.141 | -
LDNO HV: LV Generation Non-Intermittent | 178 | 0 | -3.513 | -0.534 | -0.039 | 0 | 0 | 0.141 | -
LDNO HV: LV Sub Generation Intermittent | 179 | 0 | -0.49 | 0 | 0 | 0 | 0 | 0.135 | -
LDNO HV: LV Sub Generation Non-Intermittent | 180 | 0 | -3.122 | -0.469 | -0.034 | 0 | 0 | 0.135 | -
LDNO HV: HV Generation Intermittent | 181 | 0 | -0.349 | 0 | 0 | 0 | 0 | 0.105 | -
LDNO HV: HV Generation Non-Intermittent | 182 | 0 | -2.268 | -0.323 | -0.021 | 0 | 0 | 0.105 | -
Tariffs for Charging Year: Scenario 1
| Open LLFCs | PCs | Unit rate 1 p/kWh | Unit rate 2 p/kWh | Unit rate 3 p/kWh | Fixed charge p/MPAN/day | Capacity charge p/kVA/day | Reactive power charge p/kVArh | Closed LLFCs
Domestic Unrestricted | 100 | 1 | 1.84 | 0 | 0 | 4.34 | 0 | 0 | 101, 400, 401, 999
Domestic Two Rate | 120 | 2 | 2.324 | 0.081 | 0 | 4.34 | 0 | 0 | 121, 123, 402, 403, 413
Domestic Off Peak (related MPAN) | 111 | 2 | 0.42 | 0 | 0 | 0 | 0 | 0 | 130, 131, 414, 415, 416
Small Non Domestic Unrestricted | 240 | 3 | 1.89 | 0 | 0 | 3.99 | 0 | 0 | 241, 404, 405
Small Non Domestic Two Rate | 246 | 4 | 2.378 | 0.27 | 0 | 3.99 | 0 | 0 | 249, 250, 275, 406, 407, 417, 418
Small Non Domestic Off Peak (related MPAN) | 214 | 4 | 0.494 | 0 | 0 | 0 | 0 | 0 | 268, 419, 420
LV Medium Non-Domestic | 290 | 5-8 | 1.824 | 0.06 | 0 | 27.94 | 0 | 0 | 280, 287, 408, 409, 421
LV Sub Medium Non-Domestic | - | 5-8 | 1.191 | 0.038 | 0 | 39.84 | 0 | 0 | -
HV Medium Non-Domestic | 580 | 5-8 | 1.517 | 0.032 | 0 | 164.27 | 0 | 0 | 410
LV HH Metered | 281 | 0 | 7.216 | 0.734 | 0.044 | 11.92 | 1.29 | 0.284 | 244, 248, 257, 291, 297
LV Sub HH Metered | 471 | 0 | 6.037 | 0.566 | 0.031 | 39.84 | 1.72 | 0.218 | 472
HV HH Metered | 581 | 0 | 4.954 | 0.426 | 0.021 | 95.14 | 1.61 | 0.169 | 500, 501, 502, 741, 742, 743, 744
HV Sub HH Metered | 685 | 0 | 3.995 | 0.279 | 0.009 | 196.03 | 2.49 | 0.12 | 686
NHH UMS | 812 & 912 | 1&8 | 1.861 | 0 | 0 | 0 | 0 | 0 | -
LV UMS (Pseudo HH Metered) | 813 & 913 | 0 | 19.105 | 2.071 | 0.133 | 0 | 0 | 0 | -
LV Generation NHH | 20 | 8 | -0.554 | 0 | 0 | 0 | 0 | 0 | 17, 18, 21, 411, 412
LV Sub Generation NHH | 30 | 8 | -0.49 | 0 | 0 | 0 | 0 | 0 | -
LV Generation Intermittent | 22 | 0 | -0.554 | 0 | 0 | 0 | 0 | 0.141 | 12, 40
LV Generation Non-Intermittent | 24 | 0 | -3.512 | -0.534 | -0.039 | 0 | 0 | 0.141 | -
LV Sub Generation Intermittent | 23 | 0 | -0.49 | 0 | 0 | 0 | 0 | 0.135 | 14
LV Sub Generation Non-Intermittent | 25 | 0 | -3.122 | -0.469 | -0.034 | 0 | 0 | 0.135 | -
HV Generation Intermittent | 26 | 0 | -0.349 | 0 | 0 | 131.38 | 0 | 0.105 | 15, 41
HV Generation Non-Intermittent | 28 | 0 | -2.267 | -0.323 | -0.021 | 131.38 | 0 | 0.105 | -
HV Sub Generation Non-Intermittent | 29 | 0 | -2.057 | -0.287 | -0.018 | 131.38 | 0 | 0.078 | -
HV Sub Generation Intermittent | 27 | 0 | -0.314 | 0 | 0 | 131.38 | 0 | 0.078 | 16
LDNO LV: Domestic Unrestricted | 150 | 1 | 1.1755 | 0 | 0 | 2.7727 | 0 | 0 | -
LDNO LV: Domestic Two Rate | 151 | 2 | 1.4847 | 0.051749 | 0 | 2.7727 | 0 | 0 | -
LDNO LV: Domestic Off Peak (related MPAN) | 152 | 2 | 0.26833 | 0 | 0 | 0 | 0 | 0 | -
LDNO LV: Small Non Domestic Unrestricted | 153 | 3 | 1.2075 | 0 | 0 | 2.5491 | 0 | 0 | -
LDNO LV: Small Non Domestic Two Rate | 154 | 4 | 1.5192 | 0.1725 | 0 | 2.5491 | 0 | 0 | -
LDNO LV: Small Non Domestic Off Peak (related MPAN) | 155 | 4 | 0.3156 | 0 | 0 | 0 | 0 | 0 | -
LDNO LV: LV Medium Non-Domestic | 156 | 5-8 | 1.1653 | 0.038332 | 0 | 17.8501 | 0 | 0 | -
LDNO LV: LV HH Metered | 157 | 0 | 4.6101 | 0.46893 | 0.02811 | 7.6154 | 0.82414 | 0.18144 | -
LDNO LV: NHH UMS | 169 | 1&8 | 1.1889 | 0 | 0 | 0 | 0 | 0 | -
LDNO LV: LV UMS (Pseudo HH Metered) | 170 | 0 | 12.2056 | 1.3231 | 0.08497 | 0 | 0 | 0 | -
LDNO LV: LV Generation NHH | 172 | 8 | -0.554 | 0 | 0 | 0 | 0 | 0 | -
LDNO LV: LV Generation Intermittent | 173 | 0 | -0.554 | 0 | 0 | 0 | 0 | 0.141 | -
LDNO LV: LV Generation Non-Intermittent | 174 | 0 | -3.512 | -0.534 | -0.039 | 0 | 0 | 0.141 | -
LDNO HV: Domestic Unrestricted | 158 | 1 | 0.70129 | 0 | 0 | 1.6541 | 0 | 0 | -
LDNO HV: Domestic Two Rate | 159 | 2 | 0.88576 | 0.030872 | 0 | 1.6541 | 0 | 0 | -
LDNO HV: Domestic Off Peak (related MPAN) | 160 | 2 | 0.16008 | 0 | 0 | 0 | 0 | 0 | -
LDNO HV: Small Non Domestic Unrestricted | 161 | 3 | 0.72035 | 0 | 0 | 1.5207 | 0 | 0 | -
LDNO HV: Small Non Domestic Two Rate | 162 | 4 | 0.90635 | 0.10291 | 0 | 1.5207 | 0 | 0 | -
LDNO HV: Small Non Domestic Off Peak (related MPAN) | 163 | 4 | 0.18828 | 0 | 0 | 0 | 0 | 0 | -
LDNO HV: LV Medium Non-Domestic | 164 | 5-8 | 0.6952 | 0.022868 | 0 | 10.649 | 0 | 0 | -
LDNO HV: LV HH Metered | 165 | 0 | 2.7503 | 0.27976 | 0.01677 | 4.5432 | 0.49167 | 0.10824 | -
LDNO HV: LV Sub HH Metered | 166 | 0 | 3.6917 | 0.34612 | 0.018957 | 24.3628 | 1.0518 | 0.13331 | -
LDNO HV: HV HH Metered | 167 | 0 | 3.7248 | 0.3203 | 0.01579 | 71.5342 | 1.2105 | 0.12707 | -
LDNO HV: NHH UMS | 168 | 1&8 | 0.7093 | 0 | 0 | 0 | 0 | 0 | -
LDNO HV: LV UMS (Pseudo HH Metered) | 171 | 0 | 7.2816 | 0.78934 | 0.050691 | 0 | 0 | 0 | -
LDNO HV: LV Generation NHH | 175 | 8 | -0.554 | 0 | 0 | 0 | 0 | 0 | -
LDNO HV: LV Sub Generation NHH | 176 | 8 | -0.49 | 0 | 0 | 0 | 0 | 0 | -
LDNO HV: LV Generation Intermittent | 177 | 0 | -0.554 | 0 | 0 | 0 | 0 | 0.141 | -
LDNO HV: LV Generation Non-Intermittent | 178 | 0 | -3.512 | -0.534 | -0.039 | 0 | 0 | 0.141 | -
LDNO HV: LV Sub Generation Intermittent | 179 | 0 | -0.49 | 0 | 0 | 0 | 0 | 0.135 | -
LDNO HV: LV Sub Generation Non-Intermittent | 180 | 0 | -3.122 | -0.469 | -0.034 | 0 | 0 | 0.135 | -
LDNO HV: HV Generation Intermittent | 181 | 0 | -0.349 | 0 | 0 | 0 | 0 | 0.105 | -
LDNO HV: HV Generation Non-Intermittent | 182 | 0 | -2.267 | -0.323 | -0.021 | 0 | 0 | 0.105 | -
Tariffs for Charging Year: Scenario 2
| Open LLFCs | PCs | Unit rate 1 p/kWh | Unit rate 2 p/kWh | Unit rate 3 p/kWh | Fixed charge p/MPAN/day | Capacity charge p/kVA/day | Reactive power charge p/kVArh | Closed LLFCs
Domestic Unrestricted | 100 | 1 | 1.84 | 0 | 0 | 4.34 | 0 | 0 | 101, 400, 401, 999
Domestic Two Rate | 120 | 2 | 2.324 | 0.081 | 0 | 4.34 | 0 | 0 | 121, 123, 402, 403, 413
Domestic Off Peak (related MPAN) | 111 | 2 | 0.42 | 0 | 0 | 0 | 0 | 0 | 130, 131, 414, 415, 416
Small Non Domestic Unrestricted | 240 | 3 | 1.89 | 0 | 0 | 3.99 | 0 | 0 | 241, 404, 405
Small Non Domestic Two Rate | 246 | 4 | 2.378 | 0.27 | 0 | 3.99 | 0 | 0 | 249, 250, 275, 406, 407, 417, 418
Small Non Domestic Off Peak (related MPAN) | 214 | 4 | 0.494 | 0 | 0 | 0 | 0 | 0 | 268, 419, 420
LV Medium Non-Domestic | 290 | 5-8 | 1.824 | 0.06 | 0 | 27.93 | 0 | 0 | 280, 287, 408, 409, 421
LV Sub Medium Non-Domestic | - | 5-8 | 1.19 | 0.038 | 0 | 39.82 | 0 | 0 | -
HV Medium Non-Domestic | 580 | 5-8 | 1.517 | 0.032 | 0 | 170.38 | 0 | 0 | 410
LV HH Metered | 281 | 0 | 7.216 | 0.734 | 0.044 | 11.91 | 1.29 | 0.284 | 244, 248, 257, 291, 297
LV Sub HH Metered | 471 | 0 | 6.036 | 0.566 | 0.031 | 39.82 | 1.72 | 0.218 | 472
HV HH Metered | 581 | 0 | 4.954 | 0.426 | 0.021 | 101.26 | 1.61 | 0.169 | 500, 501, 502, 741, 742, 743, 744
HV Sub HH Metered | 685 | 0 | 3.995 | 0.279 | 0.009 | 195.96 | 2.49 | 0.12 | 686
NHH UMS | 812 & 912 | 1&8 | 1.861 | 0 | 0 | 0 | 0 | 0 | -
LV UMS (Pseudo HH Metered) | 813 & 913 | 0 | 19.104 | 2.071 | 0.133 | 0 | 0 | 0 | -
LV Generation NHH | 20 | 8 | -0.554 | 0 | 0 | 0 | 0 | 0 | 17, 18, 21, 411, 412
LV Sub Generation NHH | 30 | 8 | -0.49 | 0 | 0 | 0 | 0 | 0 | -
LV Generation Intermittent | 22 | 0 | -0.554 | 0 | 0 | 0 | 0 | 0.141 | 12, 40
LV Generation Non-Intermittent | 24 | 0 | -3.511 | -0.533 | -0.039 | 0 | 0 | 0.141 | -
LV Sub Generation Intermittent | 23 | 0 | -0.49 | 0 | 0 | 0 | 0 | 0.135 | 14
LV Sub Generation Non-Intermittent | 25 | 0 | -3.121 | -0.469 | -0.034 | 0 | 0 | 0.135 | -
HV Generation Intermittent | 26 | 0 | -0.349 | 0 | 0 | 107.04 | 0 | 0.105 | 15, 41
HV Generation Non-Intermittent | 28 | 0 | -2.267 | -0.323 | -0.021 | 107.04 | 0 | 0.105 | -
HV Sub Generation Non-Intermittent | 29 | 0 | -2.057 | -0.287 | -0.018 | 107.04 | 0 | 0.078 | -
HV Sub Generation Intermittent | 27 | 0 | -0.314 | 0 | 0 | 107.04 | 0 | 0.078 | 16
LDNO LV: Domestic Unrestricted | 150 | 1 | 1.1755 | 0 | 0 | 2.7727 | 0 | 0 | -
LDNO LV: Domestic Two Rate | 151 | 2 | 1.4847 | 0.051749 | 0 | 2.7727 | 0 | 0 | -
LDNO LV: Domestic Off Peak (related MPAN) | 152 | 2 | 0.26833 | 0 | 0 | 0 | 0 | 0 | -
LDNO LV: Small Non Domestic Unrestricted | 153 | 3 | 1.2075 | 0 | 0 | 2.5491 | 0 | 0 | -
LDNO LV: Small Non Domestic Two Rate | 154 | 4 | 1.5192 | 0.1725 | 0 | 2.5491 | 0 | 0 | -
LDNO LV: Small Non Domestic Off Peak (related MPAN) | 155 | 4 | 0.3156 | 0 | 0 | 0 | 0 | 0 | -
LDNO LV: LV Medium Non-Domestic | 156 | 5-8 | 1.1653 | 0.038332 | 0 | 17.8437 | 0 | 0 | -
LDNO LV: LV HH Metered | 157 | 0 | 4.6101 | 0.46893 | 0.02811 | 7.609 | 0.82414 | 0.18144 | -
LDNO LV: NHH UMS | 169 | 1&8 | 1.1889 | 0 | 0 | 0 | 0 | 0 | -
LDNO LV: LV UMS (Pseudo HH Metered) | 170 | 0 | 12.205 | 1.3231 | 0.08497 | 0 | 0 | 0 | -
LDNO LV: LV Generation NHH | 172 | 8 | -0.554 | 0 | 0 | 0 | 0 | 0 | -
LDNO LV: LV Generation Intermittent | 173 | 0 | -0.554 | 0 | 0 | 0 | 0 | 0.141 | -
LDNO LV: LV Generation Non-Intermittent | 174 | 0 | -3.511 | -0.533 | -0.039 | 0 | 0 | 0.141 | -
LDNO HV: Domestic Unrestricted | 158 | 1 | 0.70129 | 0 | 0 | 1.6541 | 0 | 0 | -
LDNO HV: Domestic Two Rate | 159 | 2 | 0.88576 | 0.030872 | 0 | 1.6541 | 0 | 0 | -
LDNO HV: Domestic Off Peak (related MPAN) | 160 | 2 | 0.16008 | 0 | 0 | 0 | 0 | 0 | -
LDNO HV: Small Non Domestic Unrestricted | 161 | 3 | 0.72035 | 0 | 0 | 1.5207 | 0 | 0 | -
LDNO HV: Small Non Domestic Two Rate | 162 | 4 | 0.90635 | 0.10291 | 0 | 1.5207 | 0 | 0 | -
LDNO HV: Small Non Domestic Off Peak (related MPAN) | 163 | 4 | 0.18828 | 0 | 0 | 0 | 0 | 0 | -
LDNO HV: LV Medium Non-Domestic | 164 | 5-8 | 0.6952 | 0.022868 | 0 | 10.6452 | 0 | 0 | -
LDNO HV: LV HH Metered | 165 | 0 | 2.7503 | 0.27976 | 0.01677 | 4.5394 | 0.49167 | 0.10824 | -
LDNO HV: LV Sub HH Metered | 166 | 0 | 3.6911 | 0.34612 | 0.018957 | 24.3506 | 1.0518 | 0.13331 | -
LDNO HV: HV HH Metered | 167 | 0 | 3.7248 | 0.3203 | 0.01579 | 76.1357 | 1.2105 | 0.12707 | -
LDNO HV: NHH UMS | 168 | 1&8 | 0.7093 | 0 | 0 | 0 | 0 | 0 | -
LDNO HV: LV UMS (Pseudo HH Metered) | 171 | 0 | 7.2813 | 0.78934 | 0.050691 | 0 | 0 | 0 | -
LDNO HV: LV Generation NHH | 175 | 8 | -0.554 | 0 | 0 | 0 | 0 | 0 | -
LDNO HV: LV Sub Generation NHH | 176 | 8 | -0.49 | 0 | 0 | 0 | 0 | 0 | -
LDNO HV: LV Generation Intermittent | 177 | 0 | -0.554 | 0 | 0 | 0 | 0 | 0.141 | -
LDNO HV: LV Generation Non-Intermittent | 178 | 0 | -3.511 | -0.533 | -0.039 | 0 | 0 | 0.141 | -
LDNO HV: LV Sub Generation Intermittent | 179 | 0 | -0.49 | 0 | 0 | 0 | 0 | 0.135 | -
LDNO HV: LV Sub Generation Non-Intermittent | 180 | 0 | -3.121 | -0.469 | -0.034 | 0 | 0 | 0.135 | -
LDNO HV: HV Generation Intermittent | 181 | 0 | -0.349 | 0 | 0 | 0 | 0 | 0.105 | -
LDNO HV: HV Generation Non-Intermittent | 182 | 0 | -2.267 | -0.323 | -0.021 | 0 | 0 | 0.105 | -
Tariffs for Charging Year: Scenario 3
| Open LLFCs | PCs | Unit rate 1 p/kWh | Unit rate 2 p/kWh | Unit rate 3 p/kWh | Fixed charge p/MPAN/day | Capacity charge p/kVA/day | Reactive power charge p/kVArh | Closed LLFCs
Domestic Unrestricted | 100 | 1 | 1.84 | 0 | 0 | 4.34 | 0 | 0 | 101, 400, 401, 999
Domestic Two Rate | 120 | 2 | 2.324 | 0.081 | 0 | 4.34 | 0 | 0 | 121, 123, 402, 403, 413
Domestic Off Peak (related MPAN) | 111 | 2 | 0.42 | 0 | 0 | 0 | 0 | 0 | 130, 131, 414, 415, 416
Small Non Domestic Unrestricted | 240 | 3 | 1.89 | 0 | 0 | 3.99 | 0 | 0 | 241, 404, 405
Small Non Domestic Two Rate | 246 | 4 | 2.378 | 0.269 | 0 | 3.99 | 0 | 0 | 249, 250, 275, 406, 407, 417, 418
Small Non Domestic Off Peak (related MPAN) | 214 | 4 | 0.494 | 0 | 0 | 0 | 0 | 0 | 268, 419, 420
LV Medium Non-Domestic | 290 | 5-8 | 1.824 | 0.06 | 0 | 27.87 | 0 | 0 | 280, 287, 408, 409, 421
LV Sub Medium Non-Domestic | - | 5-8 | 1.19 | 0.038 | 0 | 39.84 | 0 | 0 | -
HV Medium Non-Domestic | 580 | 5-8 | 1.518 | 0.032 | 0 | 155.62 | 0 | 0 | 410
LV HH Metered | 281 | 0 | 7.218 | 0.733 | 0.044 | 11.92 | 1.29 | 0.284 | 244, 248, 257, 291, 297
LV Sub HH Metered | 471 | 0 | 6.04 | 0.566 | 0.031 | 39.84 | 1.71 | 0.218 | 472
HV HH Metered | 581 | 0 | 4.958 | 0.425 | 0.021 | 86.78 | 1.61 | 0.169 | 500, 501, 502, 741, 742, 743, 744
HV Sub HH Metered | 685 | 0 | 4.001 | 0.279 | 0.009 | 130.18 | 2.49 | 0.12 | 686
NHH UMS | 812 & 912 | 1&8 | 1.861 | 0 | 0 | 0 | 0 | 0 | -
LV UMS (Pseudo HH Metered) | 813 & 913 | 0 | 19.108 | 2.069 | 0.133 | 0 | 0 | 0 | -
LV Generation NHH | 20 | 8 | -0.553 | 0 | 0 | 0 | 0 | 0 | 17, 18, 21, 411, 412
LV Sub Generation NHH | 30 | 8 | -0.489 | 0 | 0 | 0 | 0 | 0 | -
LV Generation Intermittent | 22 | 0 | -0.553 | 0 | 0 | 0 | 0 | 0.141 | 12, 40
LV Generation Non-Intermittent | 24 | 0 | -3.505 | -0.532 | -0.039 | 0 | 0 | 0.141 | -
LV Sub Generation Intermittent | 23 | 0 | -0.489 | 0 | 0 | 0 | 0 | 0.135 | 14
LV Sub Generation Non-Intermittent | 25 | 0 | -3.116 | -0.468 | -0.034 | 0 | 0 | 0.135 | -
HV Generation Intermittent | 26 | 0 | -0.348 | 0 | 0 | 13.02 | 0 | 0.104 | 15, 41
HV Generation Non-Intermittent | 28 | 0 | -2.263 | -0.322 | -0.021 | 13.02 | 0 | 0.104 | -
HV Sub Generation Non-Intermittent | 29 | 0 | -2.053 | -0.287 | -0.018 | 13.02 | 0 | 0.078 | -
HV Sub Generation Intermittent | 27 | 0 | -0.313 | 0 | 0 | 13.02 | 0 | 0.078 | 16
LDNO LV: Domestic Unrestricted | 150 | 1 | 1.1755 | 0 | 0 | 2.7727 | 0 | 0 | -
LDNO LV: Domestic Two Rate | 151 | 2 | 1.4847 | 0.051749 | 0 | 2.7727 | 0 | 0 | -
LDNO LV: Domestic Off Peak (related MPAN) | 152 | 2 | 0.26833 | 0 | 0 | 0 | 0 | 0 | -
LDNO LV: Small Non Domestic Unrestricted | 153 | 3 | 1.2075 | 0 | 0 | 2.5491 | 0 | 0 | -
LDNO LV: Small Non Domestic Two Rate | 154 | 4 | 1.5192 | 0.17186 | 0 | 2.5491 | 0 | 0 | -
LDNO LV: Small Non Domestic Off Peak (related MPAN) | 155 | 4 | 0.3156 | 0 | 0 | 0 | 0 | 0 | -
LDNO LV: LV Medium Non-Domestic | 156 | 5-8 | 1.1653 | 0.038332 | 0 | 17.8054 | 0 | 0 | -
LDNO LV: LV HH Metered | 157 | 0 | 4.6114 | 0.46829 | 0.02811 | 7.6154 | 0.82414 | 0.18144 | -
LDNO LV: NHH UMS | 169 | 1&8 | 1.1889 | 0 | 0 | 0 | 0 | 0 | -
LDNO LV: LV UMS (Pseudo HH Metered) | 170 | 0 | 12.2076 | 1.3218 | 0.08497 | 0 | 0 | 0 | -
LDNO LV: LV Generation NHH | 172 | 8 | -0.553 | 0 | 0 | 0 | 0 | 0 | -
LDNO LV: LV Generation Intermittent | 173 | 0 | -0.553 | 0 | 0 | 0 | 0 | 0.141 | -
LDNO LV: LV Generation Non-Intermittent | 174 | 0 | -3.505 | -0.532 | -0.039 | 0 | 0 | 0.141 | -
LDNO HV: Domestic Unrestricted | 158 | 1 | 0.70129 | 0 | 0 | 1.6541 | 0 | 0 | -
LDNO HV: Domestic Two Rate | 159 | 2 | 0.88576 | 0.030872 | 0 | 1.6541 | 0 | 0 | -
LDNO HV: Domestic Off Peak (related MPAN) | 160 | 2 | 0.16008 | 0 | 0 | 0 | 0 | 0 | -
LDNO HV: Small Non Domestic Unrestricted | 161 | 3 | 0.72035 | 0 | 0 | 1.5207 | 0 | 0 | -
LDNO HV: Small Non Domestic Two Rate | 162 | 4 | 0.90635 | 0.10253 | 0 | 1.5207 | 0 | 0 | -
LDNO HV: Small Non Domestic Off Peak (related MPAN) | 163 | 4 | 0.18828 | 0 | 0 | 0 | 0 | 0 | -
LDNO HV: LV Medium Non-Domestic | 164 | 5-8 | 0.6952 | 0.022868 | 0 | 10.6223 | 0 | 0 | -
LDNO HV: LV HH Metered | 165 | 0 | 2.7511 | 0.27937 | 0.01677 | 4.5432 | 0.49167 | 0.10824 | -
LDNO HV: LV Sub HH Metered | 166 | 0 | 3.6936 | 0.34612 | 0.018957 | 24.3628 | 1.0457 | 0.13331 | -
LDNO HV: HV HH Metered | 167 | 0 | 3.7278 | 0.31955 | 0.01579 | 65.2484 | 1.2105 | 0.12707 | -
LDNO HV: NHH UMS | 168 | 1&8 | 0.7093 | 0 | 0 | 0 | 0 | 0 | -
LDNO HV: LV UMS (Pseudo HH Metered) | 171 | 0 | 7.2828 | 0.78857 | 0.050691 | 0 | 0 | 0 | -
LDNO HV: LV Generation NHH | 175 | 8 | -0.553 | 0 | 0 | 0 | 0 | 0 | -
LDNO HV: LV Sub Generation NHH | 176 | 8 | -0.489 | 0 | 0 | 0 | 0 | 0 | -
LDNO HV: LV Generation Intermittent | 177 | 0 | -0.553 | 0 | 0 | 0 | 0 | 0.141 | -
LDNO HV: LV Generation Non-Intermittent | 178 | 0 | -3.505 | -0.532 | -0.039 | 0 | 0 | 0.141 | -
LDNO HV: LV Sub Generation Intermittent | 179 | 0 | -0.489 | 0 | 0 | 0 | 0 | 0.135 | -
LDNO HV: LV Sub Generation Non-Intermittent | 180 | 0 | -3.116 | -0.468 | -0.034 | 0 | 0 | 0.135 | -
LDNO HV: HV Generation Intermittent | 181 | 0 | -0.348 | 0 | 0 | 0 | 0 | 0.104 | -
LDNO HV: HV Generation Non-Intermittent | 182 | 0 | -2.263 | -0.322 | -0.021 | 0 | 0 | 0.104 | -
Tariffs for Charging Year: Scenario 4
| Open LLFCs | PCs | Unit rate 1 p/kWh | Unit rate 2 p/kWh | Unit rate 3 p/kWh | Fixed charge p/MPAN/day | Capacity charge p/kVA/day | Reactive power charge p/kVArh | Closed LLFCs
Domestic Unrestricted | 100 | 1 | 1.841 | 0 | 0 | 4.34 | 0 | 0 | 101, 400, 401, 999
Domestic Two Rate | 120 | 2 | 2.324 | 0.081 | 0 | 4.34 | 0 | 0 | 121, 123, 402, 403, 413
Domestic Off Peak (related MPAN) | 111 | 2 | 0.42 | 0 | 0 | 0 | 0 | 0 | 130, 131, 414, 415, 416
Small Non Domestic Unrestricted | 240 | 3 | 1.89 | 0 | 0 | 3.99 | 0 | 0 | 241, 404, 405
Small Non Domestic Two Rate | 246 | 4 | 2.378 | 0.27 | 0 | 3.99 | 0 | 0 | 249, 250, 275, 406, 407, 417, 418
Small Non Domestic Off Peak (related MPAN) | 214 | 4 | 0.494 | 0 | 0 | 0 | 0 | 0 | 268, 419, 420
LV Medium Non-Domestic | 290 | 5-8 | 1.825 | 0.06 | 0 | 27.96 | 0 | 0 | 280, 287, 408, 409, 421
LV Sub Medium Non-Domestic | - | 5-8 | 1.191 | 0.038 | 0 | 39.87 | 0 | 0 | -
HV Medium Non-Domestic | 580 | 5-8 | 1.517 | 0.032 | 0 | 160.09 | 0 | 0 | 410
LV HH Metered | 281 | 0 | 7.217 | 0.734 | 0.044 | 11.93 | 1.3 | 0.284 | 244, 248, 257, 291, 297
LV Sub HH Metered | 471 | 0 | 6.037 | 0.567 | 0.031 | 39.87 | 1.72 | 0.218 | 472
HV HH Metered | 581 | 0 | 4.954 | 0.426 | 0.021 | 90.93 | 1.61 | 0.169 | 500, 501, 502, 741, 742, 743, 744
HV Sub HH Metered | 685 | 0 | 3.995 | 0.279 | 0.009 | 136.4 | 2.49 | 0.12 | 686
NHH UMS | 812 & 912 | 1&8 | 1.861 | 0 | 0 | 0 | 0 | 0 | -
LV UMS (Pseudo HH Metered) | 813 & 913 | 0 | 19.108 | 2.072 | 0.133 | 0 | 0 | 0 | -
LV Generation NHH | 20 | 8 | -0.554 | 0 | 0 | 0 | 0 | 0 | 17, 18, 21, 411, 412
LV Sub Generation NHH | 30 | 8 | -0.49 | 0 | 0 | 0 | 0 | 0 | -
LV Generation Intermittent | 22 | 0 | -0.554 | 0 | 0 | 0 | 0 | 0.141 | 12, 40
LV Generation Non-Intermittent | 24 | 0 | -3.512 | -0.534 | -0.039 | 0 | 0 | 0.141 | -
LV Sub Generation Intermittent | 23 | 0 | -0.49 | 0 | 0 | 0 | 0 | 0.135 | 14
LV Sub Generation Non-Intermittent | 25 | 0 | -3.122 | -0.469 | -0.034 | 0 | 0 | 0.135 | -
HV Generation Intermittent | 26 | 0 | -0.349 | 0 | 0 | 13.64 | 0 | 0.105 | 15, 41
HV Generation Non-Intermittent | 28 | 0 | -2.268 | -0.323 | -0.021 | 13.64 | 0 | 0.105 | -
HV Sub Generation Non-Intermittent | 29 | 0 | -2.057 | -0.288 | -0.018 | 13.64 | 0 | 0.078 | -
HV Sub Generation Intermittent | 27 | 0 | -0.314 | 0 | 0 | 13.64 | 0 | 0.078 | 16
LDNO LV: Domestic Unrestricted | 150 | 1 | 1.1762 | 0 | 0 | 2.7727 | 0 | 0 | -
LDNO LV: Domestic Two Rate | 151 | 2 | 1.4847 | 0.051749 | 0 | 2.7727 | 0 | 0 | -
LDNO LV: Domestic Off Peak (related MPAN) | 152 | 2 | 0.26833 | 0 | 0 | 0 | 0 | 0 | -
LDNO LV: Small Non Domestic Unrestricted | 153 | 3 | 1.2075 | 0 | 0 | 2.5491 | 0 | 0 | -
LDNO LV: Small Non Domestic Two Rate | 154 | 4 | 1.5192 | 0.1725 | 0 | 2.5491 | 0 | 0 | -
LDNO LV: Small Non Domestic Off Peak (related MPAN) | 155 | 4 | 0.3156 | 0 | 0 | 0 | 0 | 0 | -
LDNO LV: LV Medium Non-Domestic | 156 | 5-8 | 1.1659 | 0.038332 | 0 | 17.8629 | 0 | 0 | -
LDNO LV: LV HH Metered | 157 | 0 | 4.6107 | 0.46893 | 0.02811 | 7.6217 | 0.83053 | 0.18144 | -
LDNO LV: NHH UMS | 169 | 1&8 | 1.1889 | 0 | 0 | 0 | 0 | 0 | -
LDNO LV: LV UMS (Pseudo HH Metered) | 170 | 0 | 12.2076 | 1.3237 | 0.08497 | 0 | 0 | 0 | -
LDNO LV: LV Generation NHH | 172 | 8 | -0.554 | 0 | 0 | 0 | 0 | 0 | -
LDNO LV: LV Generation Intermittent | 173 | 0 | -0.554 | 0 | 0 | 0 | 0 | 0.141 | -
LDNO LV: LV Generation Non-Intermittent | 174 | 0 | -3.512 | -0.534 | -0.039 | 0 | 0 | 0.141 | -
LDNO HV: Domestic Unrestricted | 158 | 1 | 0.70168 | 0 | 0 | 1.6541 | 0 | 0 | -
LDNO HV: Domestic Two Rate | 159 | 2 | 0.88576 | 0.030872 | 0 | 1.6541 | 0 | 0 | -
LDNO HV: Domestic Off Peak (related MPAN) | 160 | 2 | 0.16008 | 0 | 0 | 0 | 0 | 0 | -
LDNO HV: Small Non Domestic Unrestricted | 161 | 3 | 0.72035 | 0 | 0 | 1.5207 | 0 | 0 | -
LDNO HV: Small Non Domestic Two Rate | 162 | 4 | 0.90635 | 0.10291 | 0 | 1.5207 | 0 | 0 | -
LDNO HV: Small Non Domestic Off Peak (related MPAN) | 163 | 4 | 0.18828 | 0 | 0 | 0 | 0 | 0 | -
LDNO HV: LV Medium Non-Domestic | 164 | 5-8 | 0.69558 | 0.022868 | 0 | 10.6566 | 0 | 0 | -
LDNO HV: LV HH Metered | 165 | 0 | 2.7507 | 0.27976 | 0.01677 | 4.547 | 0.49548 | 0.10824 | -
LDNO HV: LV Sub HH Metered | 166 | 0 | 3.6917 | 0.34673 | 0.018957 | 24.3812 | 1.0518 | 0.13331 | -
LDNO HV: HV HH Metered | 167 | 0 | 3.7248 | 0.3203 | 0.01579 | 68.3687 | 1.2105 | 0.12707 | -
LDNO HV: NHH UMS | 168 | 1&8 | 0.7093 | 0 | 0 | 0 | 0 | 0 | -
LDNO HV: LV UMS (Pseudo HH Metered) | 171 | 0 | 7.2828 | 0.78972 | 0.050691 | 0 | 0 | 0 | -
LDNO HV: LV Generation NHH | 175 | 8 | -0.554 | 0 | 0 | 0 | 0 | 0 | -
LDNO HV: LV Sub Generation NHH | 176 | 8 | -0.49 | 0 | 0 | 0 | 0 | 0 | -
LDNO HV: LV Generation Intermittent | 177 | 0 | -0.554 | 0 | 0 | 0 | 0 | 0.141 | -
LDNO HV: LV Generation Non-Intermittent | 178 | 0 | -3.512 | -0.534 | -0.039 | 0 | 0 | 0.141 | -
LDNO HV: LV Sub Generation Intermittent | 179 | 0 | -0.49 | 0 | 0 | 0 | 0 | 0.135 | -
LDNO HV: LV Sub Generation Non-Intermittent | 180 | 0 | -3.122 | -0.469 | -0.034 | 0 | 0 | 0.135 | -
LDNO HV: HV Generation Intermittent | 181 | 0 | -0.349 | 0 | 0 | 0 | 0 | 0.105 | -
LDNO HV: HV Generation Non-Intermittent | 182 | 0 | -2.268 | -0.323 | -0.021 | 0 | 0 | 0.105 | -

## HV SM - typical bill
| Y | Y+1 | Y+2 | Y+3 | Y+4
TARIFF | Base Model | Scenario 1 | Scenario 2 | Scenario 3 | Scenario 4
> Domestic Unrestricted
Domestic Unrestricted | 82.3718 | 82.3357 | 82.3357 | 82.3791 | 82.3718
LDNO LV: Domestic Unrestricted | 912.0883 | 911.5984 | 911.5984 | 911.6261 | 912.0883
LDNO HV: Domestic Unrestricted | 24.3691 | 24.3592 | 24.3592 | 24.3757 | 24.3691
> Domestic Two Rate
Domestic Two Rate | 90.8703 | 90.8703 | 90.8703 | 90.9137 | 90.8703
LDNO LV: Domestic Two Rate
LDNO HV: Domestic Two Rate | 32.8652 | 32.8652 | 32.8652 | 32.8817 | 32.8652
> Domestic Off Peak (related MPAN)
Domestic Off Peak (related MPAN) | 17.2036 | 17.2036 | 17.2036 | 17.2036 | 17.2036
LDNO LV: Domestic Off Peak (related MPAN)
LDNO HV: Domestic Off Peak (related MPAN)
> Small Non Domestic Unrestricted
Small Non Domestic Unrestricted | 293.1411 | 293.1411 | 293.1411 | 293.181 | 293.1411
LDNO LV: Small Non Domestic Unrestricted | 103.5398 | 103.5398 | 103.5398 | 103.5653 | 103.5398
LDNO HV: Small Non Domestic Unrestricted | 157.0987 | 157.0987 | 157.0987 | 157.114 | 157.0987
> Small Non Domestic Two Rate
Small Non Domestic Two Rate | 442.4575 | 442.4575 | 442.4575 | 442.3783 | 442.4575
LDNO LV: Small Non Domestic Two Rate | 1123.8717 | 1123.8717 | 1123.8717 | 1123.7625 | 1123.8717
LDNO HV: Small Non Domestic Two Rate | 197.6422 | 197.6422 | 197.6422 | 197.5929 | 197.6422
> Small Non Domestic Off Peak (related MPAN)
Small Non Domestic Off Peak (related MPAN) | 48.4441 | 48.4441 | 48.4441 | 48.4441 | 48.4441
LDNO LV: Small Non Domestic Off Peak (related MPAN)
LDNO HV: Small Non Domestic Off Peak (related MPAN)
> LV Medium Non-Domestic
LV Medium Non-Domestic | 1799.0439 | 1798.048 | 1798.0115 | 1798.0712 | 1799.0439
LDNO LV: LV Medium Non-Domestic
LDNO HV: LV Medium Non-Domestic | 882.2743 | 881.7862 | 881.7723 | 881.795 | 882.2743
> LV Sub Medium Non-Domestic
LV Sub Medium Non-Domestic
> HV Medium Non-Domestic
HV Medium Non-Domestic | 2233.0867 | 2261.8487 | 2284.1502 | 2232.9229 | 2246.5917
> LV HH Metered
LV HH Metered | 6343.662 | 6335.2821 | 6335.2456 | 6337.4079 | 6343.662
LDNO LV: LV HH Metered
LDNO HV: LV HH Metered | 3700.9726 | 3700.5791 | 3700.5652 | 3700.1947 | 3700.9726
> LV Sub HH Metered
LV Sub HH Metered | 10958.6583 | 10955.1566 | 10954.1135 | 10949.8814 | 10958.6218
LDNO HV: LV Sub HH Metered
> HV HH Metered
HV HH Metered | 32512.5113 | 32537.5694 | 32559.9074 | 32529.9157 | 32522.2029
LDNO HV: HV HH Metered
> HV Sub HH Metered
HV Sub HH Metered | 61052.7899 | 61283.8559 | 61283.6004 | 61142.4028 | 61066.2064
> NHH UMS
NHH UMS | 2216.0155 | 2216.0155 | 2216.0155 | 2216.0155 | 2216.0155
LDNO LV: NHH UMS | 43.5385 | 43.5385 | 43.5385 | 43.5385 | 43.5385
LDNO HV: NHH UMS | 37.2284 | 37.2284 | 37.2284 | 37.2284 | 37.2284
> LV UMS (Pseudo HH Metered)
LV UMS (Pseudo HH Metered) | 331036.3174 | 330956.4773 | 330943.0073 | 330944.9672 | 331022.8474
LDNO LV: LV UMS (Pseudo HH Metered)
LDNO HV: LV UMS (Pseudo HH Metered)
> LV Generation NHH
LV Generation NHH | -19.9557 | -19.9557 | -19.9557 | -19.9197 | -19.9557
LDNO LV: LV Generation NHH | -0.78056 | -0.78056 | -0.78056 | -0.77915 | -0.78056
LDNO HV: LV Generation NHH
> LV Sub Generation NHH
LV Sub Generation NHH
LDNO HV: LV Sub Generation NHH
> LV Generation Intermittent
LV Generation Intermittent | -7273.5799 | -7273.5799 | -7273.5799 | -7260.4507 | -7273.5799
LDNO LV: LV Generation Intermittent
LDNO HV: LV Generation Intermittent
> LV Generation Non-Intermittent
LV Generation Non-Intermittent | -3.5805 | -3.5796 | -3.5784 | -3.5727 | -3.5796
LDNO LV: LV Generation Non-Intermittent
LDNO HV: LV Generation Non-Intermittent
> LV Sub Generation Intermittent
LV Sub Generation Intermittent | 0 | 0 | 0 | 0 | 0
LDNO HV: LV Sub Generation Intermittent
> LV Sub Generation Non-Intermittent
LV Sub Generation Non-Intermittent
LDNO HV: LV Sub Generation Non-Intermittent
> HV Generation Intermittent
HV Generation Intermittent | -27133.7652 | -26701.9702 | -26790.8112 | -27055.9717 | -27131.7212
LDNO HV: HV Generation Intermittent
> HV Generation Non-Intermittent
HV Generation Non-Intermittent | -22386.2194 | -21946.7511 | -22035.5921 | -22333.5528 | -22384.1754
LDNO HV: HV Generation Non-Intermittent
> HV Sub Generation Non-Intermittent
HV Sub Generation Non-Intermittent
> HV Sub Generation Intermittent
HV Sub Generation Intermittent | -17822.7218 | -17390.9268 | -17479.7678 | -17765.8983 | -17820.6778