## Inputs
CDCM Input Data
| 2010/11 | 2011/12 |  |  |  | Instructions
RPI | -0.39% | 4.69% | <<< regulatory RPI: average Jul - Dec
Create your base model as year 2012/13 in the ARP
Ensure the future years in the ARP are the same as the base year (including volume forecasts)
1020. Gross asset cost by network level (£) | [5 empty] | Update the ARP data input sheet with table 1020 from this input sheet
Run the macros and copy the tariffs and typical bills from the ARP to the
| Base Model | Scenario 1 | Scenario 2 | Scenario 3 | Scenario 4 | appropriate sheet on this spreadsheet (you will need to unmerge the
Description | 2010/11 data | 2011/12 data | 2012/13 data | Base model + RPI | Scenario 3 + RPI | headings in the APR tariff sheet to enable the data be copy & pasted Change table 1020 back to the base value in the ARP
132kV | 46983000 | 38841360.26 | 41031057.5026 | 46799766.3 | 48994675.3395 | Update the ARP data input sheet with table 1022 from this input sheet
132kV/EHV | 14319000 | 15583489.7 | 16462015.1738 | 14263155.9 | 14932097.9117 | Run the macros and copy the tariffs and typical bills from the ARP to the
EHV | 71925000 | 82703843.44 | 87366305.7411 | 71644492.5 | 75004619.1982 | appropriate sheet on this spreadsheet.
EHV/HV | 20996000 | 22626208 | 23901769.539 | 20914115.6 | 21894987.6216 | Change table 1022 back to the base value in the ARP
132kV/HV | 0 | 0 | 0 | 0 | 0 | Update the ARP data input sheet with table 1023 from this input sheet
HV | 103450000 | 118563192.5 | 125247239.9678 | 103046545 | 107879427.9605 | Run the macros and copy the tariffs and typical bills from the ARP to the
HV/LV | 52419520 | 57330785.42 | 60562831.412 | 52215083.872 | 54663971.3056 | appropriate sheet on this spreadsheet.
LV circuits | 60678600 | 59949037.2 | 71720842.823 | 60441953.46 | 63276681.0773
1022. LV service model asset cost (£)
| Base Model | Scenario 1 | Scenario 2 | Scenario 3 | Scenario 4
Description | 2010/11 data | 2011/12 data | 2012/13 data | Base model + RPI | Scenario 3 + RPI
LV service model 1 | 380 | 782 | 801.55 | 378.518 | 396.2705
LV service model 2 | 708 | 704 | 721.3437 | 705.2388 | 738.3145
LV service model 3 | 3000 | 2669.68 | 2735.6225 | 2988.3 | 3128.4513
LV service model 4 | 8830 | 8830.1434 | 9145 | 8795.563 | 9208.0749
LV service model 5 | 0 | 0 | 0 | 0 | 0
LV service model 6 | 0 | 0 | 0 | 0 | 0
LV service model 7 | 0 | 0 | 0 | 0 | 0
LV service model 8 | 0 | 0 | 0 | 0 | 0
1023. HV service model asset cost (£)
| Base Model | Scenario 1 | Scenario 2 | Scenario 3 | Scenario 4
Description | 2010/11 data | 2011/12 data | 2012/13 data | Base model + RPI | Scenario 3 + RPI
HV service model 1 | 20000 | 21840 | 23253.36 | 19922 | 20856.3418
HV service model 2 | 30000 | 45000 | 45000 | 29883 | 31284.5127
HV service model 3 | 3000 | 30160 | 24580.16 | 2988.3 | 3128.4513
HV service model 4 | 0 | 0 | 0 | 0 | 0
HV service model 5 | 0 | 0 | 0 | 0 | 0

## 500MW - summary
Tariff Comparison
Scenario 1 vs Base | [6 empty] | Scenario 3 vs Base
| Unit rate 1 p/kWh | Unit rate 2 p/kWh | Unit rate 3 p/kWh | Fixed charge p/MPAN/day | Capacity charge p/kVA/day | Reactive power charge p/kVArh |  | Unit rate 1 p/kWh | Unit rate 2 p/kWh | Unit rate 3 p/kWh | Fixed charge p/MPAN/day | Capacity charge p/kVA/day | Reactive power charge p/kVArh
Domestic Unrestricted | 0.6815% |  |  | -4.082% |  |  | Domestic Unrestricted | -0.04543% |  |  | 0%
Domestic Two Rate | 0.2647% | 8.108% |  | -4.082% |  |  | Domestic Two Rate | 0% | -0.6757% |  | 0%
Domestic Off Peak (related MPAN) | 3.526% | [5 empty] | Domestic Off Peak (related MPAN) | 0%
Small Non Domestic Unrestricted | 0.7075% |  |  | -4.208% |  |  | Small Non Domestic Unrestricted | -0.04717% |  |  | 0%
Small Non Domestic Two Rate | 0.571% | 4.396% |  | -4.208% |  |  | Small Non Domestic Two Rate | -0.07613% | -0.3663% |  | 0%
Small Non Domestic Off Peak (related MPAN) | 2.186% | [5 empty] | Small Non Domestic Off Peak (related MPAN) | -0.2732%
LV Medium Non-Domestic | 0.6566% | 8.633% |  | -4.34% |  |  | LV Medium Non-Domestic | -0.05051% | 0% |  | -0.1808%
LV Sub Medium Non-Domestic | 0.3482% | 7.353% |  | -1.455% |  |  | LV Sub Medium Non-Domestic | -0.05804% | -0.7353% |  | -0.07098%
HV Medium Non-Domestic | -2.863% | 2.74% |  | 2.033% |  |  | HV Medium Non-Domestic | 0.06817% | 0% |  | -0.2404%
LV HH Metered | -1.103% | 1.789% | 8.421% | -4.196% | 3.333% | 0.7143% | LV HH Metered | 0.163% | -0.3976% | -1.053% | 0.07918% | -0.8333% | 0%
LV Sub HH Metered | -2.238% | -0.7326% | 7.576% | -4.17% | 11.76% | -1.271% | LV Sub HH Metered | 0.2306% | -0.3663% | 0% | 0.1185% | 0% | 0%
HV HH Metered | -2.999% | -2.833% | 4.878% | -4.165% | 11.11% | -2.235% | HV HH Metered | 0.2801% | -0.3333% | -2.439% | 0.1304% | 0% | 0.5587%
HV Sub HH Metered | -4.72% | -9.615% | -14.29% | -4.16% | 13.08% | -5.844% | HV Sub HH Metered | 0.3717% | -0.2404% | 0% | 0.13% | -0.4673% | 0%
NHH UMS | 0.5327% | [5 empty] | NHH UMS | -0.04843%
LV UMS (Pseudo HH Metered) | -0.7344% | 2.238% | 7.519% |  |  |  | LV UMS (Pseudo HH Metered) | 0.1277% | -0.3858% | -0.7519%
Scenario 2 vs Base | [6 empty] | Scenario 4 vs Base
| Unit rate 1 p/kWh | Unit rate 2 p/kWh | Unit rate 3 p/kWh | Fixed charge p/MPAN/day | Capacity charge p/kVA/day | Reactive power charge p/kVArh |  | Unit rate 1 p/kWh | Unit rate 2 p/kWh | Unit rate 3 p/kWh | Fixed charge p/MPAN/day | Capacity charge p/kVA/day | Reactive power charge p/kVArh
Domestic Unrestricted | 0.7724% |  |  | -5.669% |  |  | Domestic Unrestricted | 0.2272% |  |  | -1.814%
Domestic Two Rate | -0.03781% | 12.84% |  | -5.669% |  |  | Domestic Two Rate | -0.03781% | 3.378% |  | -1.814%
Domestic Off Peak (related MPAN) | 5.769% | [5 empty] | Domestic Off Peak (related MPAN) | 2.244%
Small Non Domestic Unrestricted | 0.8019% |  |  | -5.198% |  |  | Small Non Domestic Unrestricted | 0.283% |  |  | -1.733%
Small Non Domestic Two Rate | 0.7233% | 6.96% |  | -5.198% |  |  | Small Non Domestic Two Rate | 0.3045% | 1.832% |  | -1.733%
Small Non Domestic Off Peak (related MPAN) | 3.279% | [5 empty] | Small Non Domestic Off Peak (related MPAN) | 0.8197%
LV Medium Non-Domestic | 0.8081% | 12.95% |  | -0.6781% |  |  | LV Medium Non-Domestic | 0.303% | 3.597% |  | -0.6329%
LV Sub Medium Non-Domestic | 0.3482% | 11.76% |  | -4.082% |  |  | LV Sub Medium Non-Domestic | 0.1741% | 3.676% |  | -1.313%
HV Medium Non-Domestic | -4.158% | 6.849% |  | 1.055% |  |  | HV Medium Non-Domestic | -0.7498% | 4.11% |  | -0.2678%
LV HH Metered | -2.871% | 5.07% | 12.63% | -8.63% | 11.67% | 0.7143% | LV HH Metered | -1.153% | 2.584% | 3.158% | -2.692% | 2.5% | 0.3571%
LV Sub HH Metered | -4.531% | 2.32% | 12.12% | -8.624% | 15.88% | -1.695% | LV Sub HH Metered | -1.506% | 2.564% | 4.545% | -2.63% | 3.529% | -0.4237%
HV HH Metered | -5.751% | -0.3333% | 9.756% | -8.618% | 15.03% | -3.352% | HV HH Metered | -1.829% | 2.167% | 2.439% | -2.646% | 3.268% | -0.5587%
HV Sub HH Metered | -8.27% | -8.173% | -7.143% | -8.613% | 17.76% | -8.442% | HV Sub HH Metered | -2.379% | 1.683% | 7.143% | -2.638% | 3.738% | -1.948%
NHH UMS | 1.114% | [5 empty] | NHH UMS | 0.339%
LV UMS (Pseudo HH Metered) | -1.926% | 6.057% | 12.78% |  |  |  | LV UMS (Pseudo HH Metered) | -0.91% | 2.623% | 3.383%
Scenario 2 vs Scenario 1 | [6 empty] | Scenario 4 vs Scenario 3
| Unit rate 1 p/kWh | Unit rate 2 p/kWh | Unit rate 3 p/kWh | Fixed charge p/MPAN/day | Capacity charge p/kVA/day | Reactive power charge p/kVArh |  | Unit rate 1 p/kWh | Unit rate 2 p/kWh | Unit rate 3 p/kWh | Fixed charge p/MPAN/day | Capacity charge p/kVA/day | Reactive power charge p/kVArh
Domestic Unrestricted | 0.09025% |  |  | -1.655% |  |  | Domestic Unrestricted | 0.2727% |  |  | -1.814%
Domestic Two Rate | -0.3017% | 4.375% |  | -1.655% |  |  | Domestic Two Rate | -0.03781% | 4.082% |  | -1.814%
Domestic Off Peak (related MPAN) | 2.167% | [5 empty] | Domestic Off Peak (related MPAN) | 2.244%
Small Non Domestic Unrestricted | 0.09368% |  |  | -1.034% |  |  | Small Non Domestic Unrestricted | 0.3303% |  |  | -1.733%
Small Non Domestic Two Rate | 0.1514% | 2.456% |  | -1.034% |  |  | Small Non Domestic Two Rate | 0.381% | 2.206% |  | -1.733%
Small Non Domestic Off Peak (related MPAN) | 1.07% | [5 empty] | Small Non Domestic Off Peak (related MPAN) | 1.096%
LV Medium Non-Domestic | 0.1505% | 3.974% |  | 3.828% |  |  | LV Medium Non-Domestic | 0.3537% | 3.597% |  | -0.4529%
LV Sub Medium Non-Domestic | 0% | 4.11% |  | -2.665% |  |  | LV Sub Medium Non-Domestic | 0.2323% | 4.444% |  | -1.243%
HV Medium Non-Domestic | -1.333% | 4% |  | -0.9587% |  |  | HV Medium Non-Domestic | -0.8174% | 4.11% |  | -0.02739%
LV HH Metered | -1.788% | 3.223% | 3.883% | -4.628% | 8.065% | 0% | LV HH Metered | -1.314% | 2.994% | 4.255% | -2.769% | 3.361% | 0.3571%
LV Sub HH Metered | -2.345% | 3.075% | 4.225% | -4.648% | 3.684% | -0.4292% | LV Sub HH Metered | -1.732% | 2.941% | 4.545% | -2.745% | 3.529% | -0.4237%
HV HH Metered | -2.837% | 2.573% | 4.651% | -4.647% | 3.529% | -1.143% | HV HH Metered | -2.103% | 2.508% | 5% | -2.773% | 3.268% | -1.111%
HV Sub HH Metered | -3.725% | 1.596% | 8.333% | -4.647% | 4.132% | -2.759% | HV Sub HH Metered | -2.74% | 1.928% | 7.143% | -2.765% | 4.225% | -1.948%
NHH UMS | 0.578% | [5 empty] | NHH UMS | 0.3876%
LV UMS (Pseudo HH Metered) | -1.201% | 3.736% | 4.895% |  |  |  | LV UMS (Pseudo HH Metered) | -1.036% | 3.021% | 4.167%
Typical Bill Comparison
| Percentage Change |  |  | Absolute Change (£) |  |  |  | Percentage Change |  |  | Absolute Change (£)
TARIFF | Scenario 1 vs Base | Scenario 2 vs Base | Scenario 2 vs Scenario 1 | Scenario 1 vs Base | Scenario 2 vs Base | Scenario 2 vs Scenario 1 | TARIFF | Scenario 3 vs Base | Scenario 4 vs Base | Scenario 4 vs Scenario 3 | Scenario 3 vs Base | Scenario 4 vs Base | Scenario 4 vs Scenario 3
> Domestic Unrestricted | [6 empty] | > Domestic Unrestricted
Domestic Unrestricted | -0.138% | -0.3358% | -0.1981% | -0.12909 | -0.31421 | -0.18511 | Domestic Unrestricted | 0.009519% | -0.124% | -0.1335% | 0.0089062 | -0.11603 | -0.12494
LDNO LV: Domestic Unrestricted | -0.1828% | -0.3964% | -0.214% | -0.1056 | -0.22903 | -0.12343 | LDNO LV: Domestic Unrestricted | 0.01252% | -0.1432% | -0.1557% | 0.0072355 | -0.082745 | -0.089981
LDNO HV: Domestic Unrestricted | -0.3566% | -0.6314% | -0.2759% | -0.096939 | -0.17167 | -0.074728 | LDNO HV: Domestic Unrestricted | 0.02418% | -0.2177% | -0.2418% | 0.006573 | -0.059184 | -0.065757
> Domestic Two Rate | [6 empty] | > Domestic Two Rate
Domestic Two Rate | -0.08473% | -0.3717% | -0.2872% | -0.085584 | -0.37548 | -0.2899 | Domestic Two Rate | 0.01409% | -0.1714% | -0.1854% | 0.014234 | -0.1731 | -0.18734
LDNO LV: Domestic Two Rate | #VALUE! | #VALUE! | #VALUE! | #VALUE! | #VALUE! | #VALUE! | LDNO LV: Domestic Two Rate | #VALUE! | #VALUE! | #VALUE! | #VALUE! | #VALUE! | #VALUE!
LDNO HV: Domestic Two Rate | -0.5046% | -0.8834% | -0.3807% | -0.10775 | -0.18864 | -0.080884 | LDNO HV: Domestic Two Rate | 0.0384% | -0.3405% | -0.3787% | 0.0081997 | -0.072701 | -0.080901
> Domestic Off Peak (related MPAN) | [6 empty] | > Domestic Off Peak (related MPAN)
Domestic Off Peak (related MPAN) | 3.526% | 5.769% | 2.167% | 0.5948 | 0.97331 | 0.37851 | Domestic Off Peak (related MPAN) | 0% | 2.244% | 2.244% | 0 | 0.37851 | 0.37851
LDNO LV: Domestic Off Peak (related MPAN) | #VALUE! | #VALUE! | #VALUE! | #VALUE! | #VALUE! | #VALUE! | LDNO LV: Domestic Off Peak (related MPAN) | #VALUE! | #VALUE! | #VALUE! | #VALUE! | #VALUE! | #VALUE!
LDNO HV: Domestic Off Peak (related MPAN) | #VALUE! | #VALUE! | #VALUE! | #VALUE! | #VALUE! | #VALUE! | LDNO HV: Domestic Off Peak (related MPAN) | #VALUE! | #VALUE! | #VALUE! | #VALUE! | #VALUE! | #VALUE!
> Small Non Domestic Unrestricted | [6 empty] | > Small Non Domestic Unrestricted
Small Non Domestic Unrestricted | 0.4474% | 0.4843% | 0.03677% | 1.2462 | 1.3491 | 0.1029 | Small Non Domestic Unrestricted | -0.03017% | 0.1763% | 0.2066% | -0.084049 | 0.49119 | 0.57524
LDNO LV: Small Non Domestic Unrestricted | 0.1451% | 0.1154% | -0.0297% | 0.12181 | 0.096851 | -0.024964 | LDNO LV: Small Non Domestic Unrestricted | -0.01043% | 0.05239% | 0.06282% | -0.0087506 | 0.043971 | 0.052722
LDNO HV: Small Non Domestic Unrestricted | 0.4798% | 0.5239% | 0.04389% | 0.56223 | 0.61391 | 0.051676 | LDNO HV: Small Non Domestic Unrestricted | -0.03229% | 0.1896% | 0.222% | -0.037838 | 0.22221 | 0.26004
> Small Non Domestic Two Rate | [6 empty] | > Small Non Domestic Two Rate
Small Non Domestic Two Rate | 0.621% | 0.8741% | 0.2515% | 2.4737 | 3.4817 | 1.0081 | Small Non Domestic Two Rate | -0.08039% | 0.3197% | 0.4004% | -0.32021 | 1.2735 | 1.5937
LDNO LV: Small Non Domestic Two Rate | #VALUE! | #VALUE! | #VALUE! | #VALUE! | #VALUE! | #VALUE! | LDNO LV: Small Non Domestic Two Rate | #VALUE! | #VALUE! | #VALUE! | #VALUE! | #VALUE! | #VALUE!
LDNO HV: Small Non Domestic Two Rate | 0.7699% | 1.104% | 0.3316% | 1.385 | 1.9861 | 0.60113 | LDNO HV: Small Non Domestic Two Rate | -0.0916% | 0.38% | 0.4721% | -0.16478 | 0.68368 | 0.84846
> Small Non Domestic Off Peak (related MPAN) | [6 empty] | > Small Non Domestic Off Peak (related MPAN)
Small Non Domestic Off Peak (related MPAN) | 2.186% | 3.279% | 1.07% | 1.0365 | 1.5547 | 0.51823 | Small Non Domestic Off Peak (related MPAN) | -0.2732% | 0.8197% | 1.096% | -0.12956 | 0.38867 | 0.51823
LDNO LV: Small Non Domestic Off Peak (related MPAN) | #VALUE! | #VALUE! | #VALUE! | #VALUE! | #VALUE! | #VALUE! | LDNO LV: Small Non Domestic Off Peak (related MPAN) | #VALUE! | #VALUE! | #VALUE! | #VALUE! | #VALUE! | #VALUE!
LDNO HV: Small Non Domestic Off Peak (related MPAN) | #VALUE! | #VALUE! | #VALUE! | #VALUE! | #VALUE! | #VALUE! | LDNO HV: Small Non Domestic Off Peak (related MPAN) | #VALUE! | #VALUE! | #VALUE! | #VALUE! | #VALUE! | #VALUE!
> LV Medium Non-Domestic | [6 empty] | > LV Medium Non-Domestic
LV Medium Non-Domestic | 0.4426% | 0.8245% | 0.3802% | 6.391 | 11.9059 | 5.5149 | LV Medium Non-Domestic | -0.04209% | 0.2777% | 0.3199% | -0.60779 | 4.0101 | 4.6179
LDNO LV: LV Medium Non-Domestic | #VALUE! | #VALUE! | #VALUE! | #VALUE! | #VALUE! | #VALUE! | LDNO LV: LV Medium Non-Domestic | #VALUE! | #VALUE! | #VALUE! | #VALUE! | #VALUE! | #VALUE!
LDNO HV: LV Medium Non-Domestic | #VALUE! | #VALUE! | #VALUE! | #VALUE! | #VALUE! | #VALUE! | LDNO HV: LV Medium Non-Domestic | #VALUE! | #VALUE! | #VALUE! | #VALUE! | #VALUE! | #VALUE!
> LV Sub Medium Non-Domestic | [6 empty] | > LV Sub Medium Non-Domestic
LV Sub Medium Non-Domestic | 0.274% | 0.09339% | -0.1801% | 6.2758 | 2.139 | -4.1368 | LV Sub Medium Non-Domestic | -0.0431% | 0.08441% | 0.1276% | -0.98712 | 1.9334 | 2.9205
> HV Medium Non-Domestic | [6 empty] | > HV Medium Non-Domestic
HV Medium Non-Domestic | -1.798% | -2.988% | -1.212% | -57.2893 | -95.2381 | -37.9489 | HV Medium Non-Domestic | 0.06029% | -0.6146% | -0.6745% | 1.9215 | -19.5883 | -21.5098
> LV HH Metered | [6 empty] | > LV HH Metered
LV HH Metered | 0.4013% | 1.24% | 0.8357% | 36.4726 | 112.7275 | 76.2549 | LV HH Metered | -0.09495% | 0.3331% | 0.4285% | -8.6286 | 30.2738 | 38.9024
LDNO LV: LV HH Metered | #VALUE! | #VALUE! | #VALUE! | #VALUE! | #VALUE! | #VALUE! | LDNO LV: LV HH Metered | #VALUE! | #VALUE! | #VALUE! | #VALUE! | #VALUE! | #VALUE!
LDNO HV: LV HH Metered | 0.001983% | -0.1879% | -0.1899% | 0.32973 | -31.2482 | -31.5779 | LDNO HV: LV HH Metered | -0.0306% | 0.01171% | 0.04232% | -5.0886 | 1.9465 | 7.035
> LV Sub HH Metered | [6 empty] | > LV Sub HH Metered
LV Sub HH Metered | 1.743% | 2.208% | 0.4573% | 300.9163 | 381.2389 | 80.3225 | LV Sub HH Metered | 0.1226% | 0.6513% | 0.5281% | 21.1619 | 112.4457 | 91.2838
LDNO HV: LV Sub HH Metered | #VALUE! | #VALUE! | #VALUE! | #VALUE! | #VALUE! | #VALUE! | LDNO HV: LV Sub HH Metered | #VALUE! | #VALUE! | #VALUE! | #VALUE! | #VALUE! | #VALUE!
> HV HH Metered | [6 empty] | > HV HH Metered
HV HH Metered | -0.4833% | -0.9697% | -0.4888% | -225.251 | -451.9978 | -226.7467 | HV HH Metered | 0.1192% | -0.1253% | -0.2442% | 55.5723 | -58.3941 | -113.9664
LDNO HV: HV HH Metered | #VALUE! | #VALUE! | #VALUE! | #VALUE! | #VALUE! | #VALUE! | LDNO HV: HV HH Metered | #VALUE! | #VALUE! | #VALUE! | #VALUE! | #VALUE! | #VALUE!
> HV Sub HH Metered | [6 empty] | > HV Sub HH Metered
HV Sub HH Metered | -0.2408% | -0.6768% | -0.437% | -63.7124 | -179.0258 | -115.3134 | HV Sub HH Metered | 0.1177% | 0.0004901% | -0.1171% | 31.1443 | 0.12965 | -31.0146
> NHH UMS | [6 empty] | > NHH UMS
NHH UMS | 0.5327% | 1.114% | 0.578% | 21.7358 | 45.4476 | 23.7118 | NHH UMS | -0.04843% | 0.339% | 0.3876% | -1.976 | 13.8319 | 15.8079
LDNO LV: NHH UMS | 0.5327% | 1.114% | 0.578% | 0.28918 | 0.60466 | 0.31547 | LDNO LV: NHH UMS | -0.04843% | 0.339% | 0.3876% | -0.02629 | 0.18403 | 0.21032
LDNO HV: NHH UMS | 0.5327% | 1.114% | 0.578% | 1.2201 | 2.5511 | 1.331 | LDNO HV: NHH UMS | -0.04843% | 0.339% | 0.3876% | -0.11092 | 0.77642 | 0.88734
> LV UMS (Pseudo HH Metered) | [6 empty] | > LV UMS (Pseudo HH Metered)
LV UMS (Pseudo HH Metered) | 0.7172% | 1.205% | 0.4839% | 319.4179 | 536.4815 | 217.0636 | LV UMS (Pseudo HH Metered) | -0.06683% | 0.2476% | 0.3146% | -29.7642 | 110.2569 | 140.0211
LDNO LV: LV UMS (Pseudo HH Metered) | #VALUE! | #VALUE! | #VALUE! | #VALUE! | #VALUE! | #VALUE! | LDNO LV: LV UMS (Pseudo HH Metered) | #VALUE! | #VALUE! | #VALUE! | #VALUE! | #VALUE! | #VALUE!
LDNO HV: LV UMS (Pseudo HH Metered) | #VALUE! | #VALUE! | #VALUE! | #VALUE! | #VALUE! | #VALUE! | LDNO HV: LV UMS (Pseudo HH Metered) | #VALUE! | #VALUE! | #VALUE! | #VALUE! | #VALUE! | #VALUE!
> LV Generation NHH | [6 empty] | > LV Generation NHH
LV Generation NHH | 5.338% | 9.786% | 4.223% | -2.6835 | -4.9198 | -2.2363 | LV Generation NHH | -0.5338% | 3.381% | 3.936% | 0.26835 | -1.6996 | -1.9679
LDNO LV: LV Generation NHH | #VALUE! | #VALUE! | #VALUE! | #VALUE! | #VALUE! | #VALUE! | LDNO LV: LV Generation NHH | #VALUE! | #VALUE! | #VALUE! | #VALUE! | #VALUE! | #VALUE!
LDNO HV: LV Generation NHH | #VALUE! | #VALUE! | #VALUE! | #VALUE! | #VALUE! | #VALUE! | LDNO HV: LV Generation NHH | #VALUE! | #VALUE! | #VALUE! | #VALUE! | #VALUE! | #VALUE!
> LV Sub Generation NHH | [6 empty] | > LV Sub Generation NHH
LV Sub Generation NHH | #VALUE! | #VALUE! | #VALUE! | #VALUE! | #VALUE! | #VALUE! | LV Sub Generation NHH | #VALUE! | #VALUE! | #VALUE! | #VALUE! | #VALUE! | #VALUE!
LDNO HV: LV Sub Generation NHH | #VALUE! | #VALUE! | #VALUE! | #VALUE! | #VALUE! | #VALUE! | LDNO HV: LV Sub Generation NHH | #VALUE! | #VALUE! | #VALUE! | #VALUE! | #VALUE! | #VALUE!
> LV Generation Intermittent | [6 empty] | > LV Generation Intermittent
LV Generation Intermittent | 5.338% | 9.786% | 4.223% | -704.0905 | -1290.8326 | -586.7421 | LV Generation Intermittent | -0.5338% | 3.381% | 3.936% | 70.4091 | -445.924 | -516.333
LDNO LV: LV Generation Intermittent | #VALUE! | #VALUE! | #VALUE! | #VALUE! | #VALUE! | #VALUE! | LDNO LV: LV Generation Intermittent | #VALUE! | #VALUE! | #VALUE! | #VALUE! | #VALUE! | #VALUE!
LDNO HV: LV Generation Intermittent | #VALUE! | #VALUE! | #VALUE! | #VALUE! | #VALUE! | #VALUE! | LDNO HV: LV Generation Intermittent | #VALUE! | #VALUE! | #VALUE! | #VALUE! | #VALUE! | #VALUE!
> LV Generation Non-Intermittent | [6 empty] | > LV Generation Non-Intermittent
LV Generation Non-Intermittent | 5.326% | 9.598% | 4.056% | -872.014 | -1571.4923 | -699.4783 | LV Generation Non-Intermittent | -0.6006% | 3.301% | 3.925% | 98.3433 | -540.4391 | -638.7824
LDNO LV: LV Generation Non-Intermittent | #VALUE! | #VALUE! | #VALUE! | #VALUE! | #VALUE! | #VALUE! | LDNO LV: LV Generation Non-Intermittent | #VALUE! | #VALUE! | #VALUE! | #VALUE! | #VALUE! | #VALUE!
LDNO HV: LV Generation Non-Intermittent | #VALUE! | #VALUE! | #VALUE! | #VALUE! | #VALUE! | #VALUE! | LDNO HV: LV Generation Non-Intermittent | #VALUE! | #VALUE! | #VALUE! | #VALUE! | #VALUE! | #VALUE!
> LV Sub Generation Intermittent | [6 empty] | > LV Sub Generation Intermittent
LV Sub Generation Intermittent | #VALUE! | #VALUE! | #VALUE! | #VALUE! | #VALUE! | #VALUE! | LV Sub Generation Intermittent | #VALUE! | #VALUE! | #VALUE! | #VALUE! | #VALUE! | #VALUE!
LDNO HV: LV Sub Generation Intermittent | #VALUE! | #VALUE! | #VALUE! | #VALUE! | #VALUE! | #VALUE! | LDNO HV: LV Sub Generation Intermittent | #VALUE! | #VALUE! | #VALUE! | #VALUE! | #VALUE! | #VALUE!
> LV Sub Generation Non-Intermittent | [6 empty] | > LV Sub Generation Non-Intermittent
LV Sub Generation Non-Intermittent | #VALUE! | #VALUE! | #VALUE! | #VALUE! | #VALUE! | #VALUE! | LV Sub Generation Non-Intermittent | #VALUE! | #VALUE! | #VALUE! | #VALUE! | #VALUE! | #VALUE!
LDNO HV: LV Sub Generation Non-Intermittent | #VALUE! | #VALUE! | #VALUE! | #VALUE! | #VALUE! | #VALUE! | LDNO HV: LV Sub Generation Non-Intermittent | #VALUE! | #VALUE! | #VALUE! | #VALUE! | #VALUE! | #VALUE!
> HV Generation Intermittent | [6 empty] | > HV Generation Intermittent
HV Generation Intermittent | 1.919% | 6.595% | 4.588% | -385.1227 | -1323.3283 | -938.2055 | HV Generation Intermittent | -0.6196% | 3.416% | 4.06% | 124.322 | -685.4096 | -809.7316
LDNO HV: HV Generation Intermittent | #VALUE! | #VALUE! | #VALUE! | #VALUE! | #VALUE! | #VALUE! | LDNO HV: HV Generation Intermittent | #VALUE! | #VALUE! | #VALUE! | #VALUE! | #VALUE! | #VALUE!
> HV Generation Non-Intermittent | [6 empty] | > HV Generation Non-Intermittent
HV Generation Non-Intermittent | 1.992% | 6.515% | 4.435% | -544.8786 | -1782.3718 | -1237.4932 | HV Generation Non-Intermittent | -0.5136% | 3.41% | 3.944% | 140.5086 | -932.9081 | -1073.4166
LDNO HV: HV Generation Non-Intermittent | #VALUE! | #VALUE! | #VALUE! | #VALUE! | #VALUE! | #VALUE! | LDNO HV: HV Generation Non-Intermittent | #VALUE! | #VALUE! | #VALUE! | #VALUE! | #VALUE! | #VALUE!
> HV Sub Generation Non-Intermittent | [6 empty] | > HV Sub Generation Non-Intermittent
HV Sub Generation Non-Intermittent | 2.372% | 7.962% | 5.461% | -62.3743 | -209.3975 | -147.0232 | HV Sub Generation Non-Intermittent | -0.5156% | 4.401% | 4.942% | 13.5598 | -115.7517 | -129.3114
> HV Sub Generation Intermittent | [6 empty] | > HV Sub Generation Intermittent
HV Sub Generation Intermittent | 1.42% | 5.9% | 4.417% | -391.6586 | -1627.0765 | -1235.4179 | HV Sub Generation Intermittent | -0.6851% | 3.434% | 4.148% | 188.9179 | -947.0473 | -1135.9652

## 500MW model - tariffs
Tariffs for Charging Year: Base Model
| Open LLFCs | PCs | Unit rate 1 p/kWh | Unit rate 2 p/kWh | Unit rate 3 p/kWh | Fixed charge p/MPAN/day | Capacity charge p/kVA/day | Reactive power charge p/kVArh | Closed LLFCs
Domestic Unrestricted | 1 | 1 | 2.201 | 0 | 0 | 4.41 | 0 | 0 | 5, 21, 25, 998, 999
Domestic Two Rate | 2 | 2 | 2.645 | 0.148 | 0 | 4.41 | 0 | 0 | 6, 16, 22, 26, 36
Domestic Off Peak (related MPAN) | 12 | 2 | 0.312 | 0 | 0 | 0 | 0 | 0 | 8, 28, 32
Small Non Domestic Unrestricted | 203 | 3 | 2.12 | 0 | 0 | 4.04 | 0 | 0 | 202, 222, 223
Small Non Domestic Two Rate | 204 | 4 | 2.627 | 0.273 | 0 | 4.04 | 0 | 0 | 201, 221, 224
Small Non Domestic Off Peak (related MPAN) | 205 | 4 | 0.366 | 0 | 0 | 0 | 0 | 0 | 225
LV Medium Non-Domestic | 257 | 5-8 | 1.98 | 0.139 | 0 | 22.12 | 0 | 0 | 256, 267, 268, 276, 277, 287, 288
LV Sub Medium Non-Domestic | 265 | 5-8 | 1.723 | 0.136 | 0 | 56.35 | 0 | 0 | 264, 284, 285
HV Medium Non-Domestic | 304 | 5-8 | 1.467 | 0.073 | 0 | 183 | 0 | 0 | 303, 323, 324
LV HH Metered | 251 | 0 | 7.976 | 1.006 | 0.095 | 12.63 | 1.2 | 0.28 | 253, 655
LV Sub HH Metered | 293 | 0 | 7.372 | 0.819 | 0.066 | 42.21 | 1.7 | 0.236 | -
HV HH Metered | 301 | 0 | 6.069 | 0.6 | 0.041 | 107.33 | 1.53 | 0.179 | 610, 666, 674, 677
HV Sub HH Metered | 294 | 0 | 5.381 | 0.416 | 0.014 | 207.7 | 2.14 | 0.154 | -
NHH UMS | 504 & 505 | 1&8 | 2.065 | 0 | 0 | 0 | 0 | 0 | -
LV UMS (Pseudo HH Metered) | 554 & 555 | 0 | 18.792 | 2.592 | 0.266 | 0 | 0 | 0 | -
LV Generation NHH | 774 | 8 | -0.562 | 0 | 0 | 0 | 0 | 0 | 772, 773, 775, 800, 801
LV Sub Generation NHH | 776 | 8 | -0.492 | 0 | 0 | 0 | 0 | 0 | -
LV Generation Intermittent | 792 | 0 | -0.562 | 0 | 0 | 0 | 0 | 0.119 | 705, 716, 720, 722, 724, 725, 733, 736, 746, 758, 770
LV Generation Non-Intermittent | 794 | 0 | -2.401 | -0.827 | -0.095 | 0 | 0 | 0.119 | 713, 739, 740, 744, 790
LV Sub Generation Intermittent | 793 | 0 | -0.492 | 0 | 0 | 0 | 0 | 0.112 | -
LV Sub Generation Non-Intermittent | 795 | 0 | -2.096 | -0.728 | -0.081 | 0 | 0 | 0.112 | -
HV Generation Intermittent | 796 | 0 | -0.334 | 0 | 0 | 113.45 | 0 | 0.085 | 702, 703, 706, 715, 717, 723, 726, 730, 734, 749, 750, 752, 754, 755, 756, 771
HV Generation Non-Intermittent | 798 | 0 | -1.404 | -0.512 | -0.049 | 113.45 | 0 | 0.085 | 707, 708, 712, 721, 731, 732, 735, 743, 745, 747, 751, 753, 791
HV Sub Generation Non-Intermittent | 799 | 0 | -1.249 | -0.463 | -0.042 | 113.45 | 0 | 0.059 | -
HV Sub Generation Intermittent | 797 | 0 | -0.299 | 0 | 0 | 113.45 | 0 | 0.059 | -
LDNO LV: Domestic Unrestricted | 150 | 1 | 1.4335 | 0 | 0 | 2.8722 | 0 | 0 | -
LDNO LV: Domestic Two Rate | 151 | 2 | 1.7227 | 0.096392 | 0 | 2.8722 | 0 | 0 | -
LDNO LV: Domestic Off Peak (related MPAN) | 152 | 2 | 0.20321 | 0 | 0 | 0 | 0 | 0 | -
LDNO LV: Small Non Domestic Unrestricted | 153 | 3 | 1.3808 | 0 | 0 | 2.6312 | 0 | 0 | -
LDNO LV: Small Non Domestic Two Rate | 154 | 4 | 1.711 | 0.1778 | 0 | 2.6312 | 0 | 0 | -
LDNO LV: Small Non Domestic Off Peak (related MPAN) | 155 | 4 | 0.23838 | 0 | 0 | 0 | 0 | 0 | -
LDNO LV: LV Medium Non-Domestic | 156 | 5-8 | 1.2896 | 0.090531 | 0 | 14.4067 | 0 | 0 | -
LDNO LV: LV HH Metered | 157 | 0 | 5.1948 | 0.65521 | 0.061873 | 8.2259 | 0.78156 | 0.18236 | -
LDNO LV: NHH UMS | 169 | 1&8 | 1.3449 | 0 | 0 | 0 | 0 | 0 | -
LDNO LV: LV UMS (Pseudo HH Metered) | 170 | 0 | 12.2392 | 1.6882 | 0.17325 | 0 | 0 | 0 | -
LDNO LV: LV Generation NHH | 172 | 8 | -0.562 | 0 | 0 | 0 | 0 | 0 | -
LDNO LV: LV Generation Intermittent | 173 | 0 | -0.562 | 0 | 0 | 0 | 0 | 0.119 | -
LDNO LV: LV Generation Non-Intermittent | 174 | 0 | -2.401 | -0.827 | -0.095 | 0 | 0 | 0.119 | -
LDNO HV: Domestic Unrestricted | 158 | 1 | 0.81018 | 0 | 0 | 1.6233 | 0 | 0 | -
LDNO HV: Domestic Two Rate | 159 | 2 | 0.97361 | 0.054478 | 0 | 1.6233 | 0 | 0 | -
LDNO HV: Domestic Off Peak (related MPAN) | 160 | 2 | 0.11485 | 0 | 0 | 0 | 0 | 0 | -
LDNO HV: Small Non Domestic Unrestricted | 161 | 3 | 0.78036 | 0 | 0 | 1.4871 | 0 | 0 | -
LDNO HV: Small Non Domestic Two Rate | 162 | 4 | 0.96699 | 0.10049 | 0 | 1.4871 | 0 | 0 | -
LDNO HV: Small Non Domestic Off Peak (related MPAN) | 163 | 4 | 0.13472 | 0 | 0 | 0 | 0 | 0 | -
LDNO HV: LV Medium Non-Domestic | 164 | 5-8 | 0.72883 | 0.051165 | 0 | 8.1423 | 0 | 0 | -
LDNO HV: LV HH Metered | 165 | 0 | 2.9359 | 0.3703 | 0.034969 | 4.649 | 0.44171 | 0.10307 | -
LDNO HV: LV Sub HH Metered | 166 | 0 | 4.3912 | 0.48785 | 0.039314 | 25.1428 | 1.0126 | 0.14058 | -
LDNO HV: HV HH Metered | 167 | 0 | 4.372 | 0.43223 | 0.029535 | 77.3179 | 1.1022 | 0.12895 | -
LDNO HV: NHH UMS | 168 | 1&8 | 0.76012 | 0 | 0 | 0 | 0 | 0 | -
LDNO HV: LV UMS (Pseudo HH Metered) | 171 | 0 | 6.9172 | 0.9541 | 0.097913 | 0 | 0 | 0 | -
LDNO HV: LV Generation NHH | 175 | 8 | -0.562 | 0 | 0 | 0 | 0 | 0 | -
LDNO HV: LV Sub Generation NHH | 176 | 8 | -0.492 | 0 | 0 | 0 | 0 | 0 | -
LDNO HV: LV Generation Intermittent | 177 | 0 | -0.562 | 0 | 0 | 0 | 0 | 0.119 | -
LDNO HV: LV Generation Non-Intermittent | 178 | 0 | -2.401 | -0.827 | -0.095 | 0 | 0 | 0.119 | -
LDNO HV: LV Sub Generation Intermittent | 179 | 0 | -0.492 | 0 | 0 | 0 | 0 | 0.112 | -
LDNO HV: LV Sub Generation Non-Intermittent | 180 | 0 | -2.096 | -0.728 | -0.081 | 0 | 0 | 0.112 | -
LDNO HV: HV Generation Intermittent | 181 | 0 | -0.334 | 0 | 0 | 0 | 0 | 0.085 | -
LDNO HV: HV Generation Non-Intermittent | 182 | 0 | -1.404 | -0.512 | -0.049 | 0 | 0 | 0.085 | -
Tariffs for Charging Year: Scenario 1
| Open LLFCs | PCs | Unit rate 1 p/kWh | Unit rate 2 p/kWh | Unit rate 3 p/kWh | Fixed charge p/MPAN/day | Capacity charge p/kVA/day | Reactive power charge p/kVArh | Closed LLFCs
Domestic Unrestricted | 1 | 1 | 2.216 | 0 | 0 | 4.23 | 0 | 0 | 5, 21, 25, 998, 999
Domestic Two Rate | 2 | 2 | 2.652 | 0.16 | 0 | 4.23 | 0 | 0 | 6, 16, 22, 26, 36
Domestic Off Peak (related MPAN) | 12 | 2 | 0.323 | 0 | 0 | 0 | 0 | 0 | 8, 28, 32
Small Non Domestic Unrestricted | 203 | 3 | 2.135 | 0 | 0 | 3.87 | 0 | 0 | 202, 222, 223
Small Non Domestic Two Rate | 204 | 4 | 2.642 | 0.285 | 0 | 3.87 | 0 | 0 | 201, 221, 224
Small Non Domestic Off Peak (related MPAN) | 205 | 4 | 0.374 | 0 | 0 | 0 | 0 | 0 | 225
LV Medium Non-Domestic | 257 | 5-8 | 1.993 | 0.151 | 0 | 21.16 | 0 | 0 | 256, 267, 268, 276, 277, 287, 288
LV Sub Medium Non-Domestic | 265 | 5-8 | 1.729 | 0.146 | 0 | 55.53 | 0 | 0 | 264, 284, 285
HV Medium Non-Domestic | 304 | 5-8 | 1.425 | 0.075 | 0 | 186.72 | 0 | 0 | 303, 323, 324
LV HH Metered | 251 | 0 | 7.888 | 1.024 | 0.103 | 12.1 | 1.24 | 0.282 | 253, 655
LV Sub HH Metered | 293 | 0 | 7.207 | 0.813 | 0.071 | 40.45 | 1.9 | 0.233 | -
HV HH Metered | 301 | 0 | 5.887 | 0.583 | 0.043 | 102.86 | 1.7 | 0.175 | 610, 666, 674, 677
HV Sub HH Metered | 294 | 0 | 5.127 | 0.376 | 0.012 | 199.06 | 2.42 | 0.145 | -
NHH UMS | 504 & 505 | 1&8 | 2.076 | 0 | 0 | 0 | 0 | 0 | -
LV UMS (Pseudo HH Metered) | 554 & 555 | 0 | 18.654 | 2.65 | 0.286 | 0 | 0 | 0 | -
LV Generation NHH | 774 | 8 | -0.592 | 0 | 0 | 0 | 0 | 0 | 772, 773, 775, 800, 801
LV Sub Generation NHH | 776 | 8 | -0.518 | 0 | 0 | 0 | 0 | 0 | -
LV Generation Intermittent | 792 | 0 | -0.592 | 0 | 0 | 0 | 0 | 0.126 | 705, 716, 720, 722, 724, 725, 733, 736, 746, 758, 770
LV Generation Non-Intermittent | 794 | 0 | -2.557 | -0.856 | -0.103 | 0 | 0 | 0.126 | 713, 739, 740, 744, 790
LV Sub Generation Intermittent | 793 | 0 | -0.518 | 0 | 0 | 0 | 0 | 0.119 | -
LV Sub Generation Non-Intermittent | 795 | 0 | -2.232 | -0.752 | -0.088 | 0 | 0 | 0.119 | -
HV Generation Intermittent | 796 | 0 | -0.34 | 0 | 0 | 108.73 | 0 | 0.089 | 702, 703, 706, 715, 717, 723, 726, 730, 734, 749, 750, 752, 754, 755, 756, 771
HV Generation Non-Intermittent | 798 | 0 | -1.453 | -0.51 | -0.052 | 108.73 | 0 | 0.089 | 707, 708, 712, 721, 731, 732, 735, 743, 745, 747, 751, 753, 791
HV Sub Generation Non-Intermittent | 799 | 0 | -1.29 | -0.458 | -0.045 | 108.73 | 0 | 0.061 | -
HV Sub Generation Intermittent | 797 | 0 | -0.303 | 0 | 0 | 108.73 | 0 | 0.061 | -
LDNO LV: Domestic Unrestricted | 150 | 1 | 1.4433 | 0 | 0 | 2.755 | 0 | 0 | -
LDNO LV: Domestic Two Rate | 151 | 2 | 1.7272 | 0.10421 | 0 | 2.755 | 0 | 0 | -
LDNO LV: Domestic Off Peak (related MPAN) | 152 | 2 | 0.21037 | 0 | 0 | 0 | 0 | 0 | -
LDNO LV: Small Non Domestic Unrestricted | 153 | 3 | 1.3905 | 0 | 0 | 2.5205 | 0 | 0 | -
LDNO LV: Small Non Domestic Two Rate | 154 | 4 | 1.7207 | 0.18562 | 0 | 2.5205 | 0 | 0 | -
LDNO LV: Small Non Domestic Off Peak (related MPAN) | 155 | 4 | 0.24359 | 0 | 0 | 0 | 0 | 0 | -
LDNO LV: LV Medium Non-Domestic | 156 | 5-8 | 1.298 | 0.098346 | 0 | 13.7815 | 0 | 0 | -
LDNO LV: LV HH Metered | 157 | 0 | 5.1374 | 0.66693 | 0.067084 | 7.8807 | 0.80761 | 0.18367 | -
LDNO LV: NHH UMS | 169 | 1&8 | 1.3521 | 0 | 0 | 0 | 0 | 0 | -
LDNO LV: LV UMS (Pseudo HH Metered) | 170 | 0 | 12.1493 | 1.7259 | 0.18627 | 0 | 0 | 0 | -
LDNO LV: LV Generation NHH | 172 | 8 | -0.592 | 0 | 0 | 0 | 0 | 0 | -
LDNO LV: LV Generation Intermittent | 173 | 0 | -0.592 | 0 | 0 | 0 | 0 | 0.126 | -
LDNO LV: LV Generation Non-Intermittent | 174 | 0 | -2.557 | -0.856 | -0.103 | 0 | 0 | 0.126 | -
LDNO HV: Domestic Unrestricted | 158 | 1 | 0.8157 | 0 | 0 | 1.557 | 0 | 0 | -
LDNO HV: Domestic Two Rate | 159 | 2 | 0.97619 | 0.058895 | 0 | 1.557 | 0 | 0 | -
LDNO HV: Domestic Off Peak (related MPAN) | 160 | 2 | 0.11889 | 0 | 0 | 0 | 0 | 0 | -
LDNO HV: Small Non Domestic Unrestricted | 161 | 3 | 0.78588 | 0 | 0 | 1.4245 | 0 | 0 | -
LDNO HV: Small Non Domestic Two Rate | 162 | 4 | 0.97251 | 0.10491 | 0 | 1.4245 | 0 | 0 | -
LDNO HV: Small Non Domestic Off Peak (related MPAN) | 163 | 4 | 0.13767 | 0 | 0 | 0 | 0 | 0 | -
LDNO HV: LV Medium Non-Domestic | 164 | 5-8 | 0.73361 | 0.055582 | 0 | 7.7889 | 0 | 0 | -
LDNO HV: LV HH Metered | 165 | 0 | 2.9035 | 0.37693 | 0.037914 | 4.454 | 0.45644 | 0.1038 | -
LDNO HV: LV Sub HH Metered | 166 | 0 | 4.2929 | 0.48427 | 0.042292 | 24.0945 | 1.1318 | 0.13879 | -
LDNO HV: HV HH Metered | 167 | 0 | 4.2409 | 0.41998 | 0.030976 | 74.0979 | 1.2246 | 0.12607 | -
LDNO HV: NHH UMS | 168 | 1&8 | 0.76417 | 0 | 0 | 0 | 0 | 0 | -
LDNO HV: LV UMS (Pseudo HH Metered) | 171 | 0 | 6.8665 | 0.97545 | 0.10528 | 0 | 0 | 0 | -
LDNO HV: LV Generation NHH | 175 | 8 | -0.592 | 0 | 0 | 0 | 0 | 0 | -
LDNO HV: LV Sub Generation NHH | 176 | 8 | -0.518 | 0 | 0 | 0 | 0 | 0 | -
LDNO HV: LV Generation Intermittent | 177 | 0 | -0.592 | 0 | 0 | 0 | 0 | 0.126 | -
LDNO HV: LV Generation Non-Intermittent | 178 | 0 | -2.557 | -0.856 | -0.103 | 0 | 0 | 0.126 | -
LDNO HV: LV Sub Generation Intermittent | 179 | 0 | -0.518 | 0 | 0 | 0 | 0 | 0.119 | -
LDNO HV: LV Sub Generation Non-Intermittent | 180 | 0 | -2.232 | -0.752 | -0.088 | 0 | 0 | 0.119 | -
LDNO HV: HV Generation Intermittent | 181 | 0 | -0.34 | 0 | 0 | 0 | 0 | 0.089 | -
LDNO HV: HV Generation Non-Intermittent | 182 | 0 | -1.453 | -0.51 | -0.052 | 0 | 0 | 0.089 | -
Tariffs for Charging Year: Scenario 2
| Open LLFCs | PCs | Unit rate 1 p/kWh | Unit rate 2 p/kWh | Unit rate 3 p/kWh | Fixed charge p/MPAN/day | Capacity charge p/kVA/day | Reactive power charge p/kVArh | Closed LLFCs
Domestic Unrestricted | 1 | 1 | 2.218 | 0 | 0 | 4.16 | 0 | 0 | 5, 21, 25, 998, 999
Domestic Two Rate | 2 | 2 | 2.644 | 0.167 | 0 | 4.16 | 0 | 0 | 6, 16, 22, 26, 36
Domestic Off Peak (related MPAN) | 12 | 2 | 0.33 | 0 | 0 | 0 | 0 | 0 | 8, 28, 32
Small Non Domestic Unrestricted | 203 | 3 | 2.137 | 0 | 0 | 3.83 | 0 | 0 | 202, 222, 223
Small Non Domestic Two Rate | 204 | 4 | 2.646 | 0.292 | 0 | 3.83 | 0 | 0 | 201, 221, 224
Small Non Domestic Off Peak (related MPAN) | 205 | 4 | 0.378 | 0 | 0 | 0 | 0 | 0 | 225
LV Medium Non-Domestic | 257 | 5-8 | 1.996 | 0.157 | 0 | 21.97 | 0 | 0 | 256, 267, 268, 276, 277, 287, 288
LV Sub Medium Non-Domestic | 265 | 5-8 | 1.729 | 0.152 | 0 | 54.05 | 0 | 0 | 264, 284, 285
HV Medium Non-Domestic | 304 | 5-8 | 1.406 | 0.078 | 0 | 184.93 | 0 | 0 | 303, 323, 324
LV HH Metered | 251 | 0 | 7.747 | 1.057 | 0.107 | 11.54 | 1.34 | 0.282 | 253, 655
LV Sub HH Metered | 293 | 0 | 7.038 | 0.838 | 0.074 | 38.57 | 1.97 | 0.232 | -
HV HH Metered | 301 | 0 | 5.72 | 0.598 | 0.045 | 98.08 | 1.76 | 0.173 | 610, 666, 674, 677
HV Sub HH Metered | 294 | 0 | 4.936 | 0.382 | 0.013 | 189.81 | 2.52 | 0.141 | -
NHH UMS | 504 & 505 | 1&8 | 2.088 | 0 | 0 | 0 | 0 | 0 | -
LV UMS (Pseudo HH Metered) | 554 & 555 | 0 | 18.43 | 2.749 | 0.3 | 0 | 0 | 0 | -
LV Generation NHH | 774 | 8 | -0.617 | 0 | 0 | 0 | 0 | 0 | 772, 773, 775, 800, 801
LV Sub Generation NHH | 776 | 8 | -0.54 | 0 | 0 | 0 | 0 | 0 | -
LV Generation Intermittent | 792 | 0 | -0.617 | 0 | 0 | 0 | 0 | 0.131 | 705, 716, 720, 722, 724, 725, 733, 736, 746, 758, 770
LV Generation Non-Intermittent | 794 | 0 | -2.655 | -0.893 | -0.107 | 0 | 0 | 0.131 | 713, 739, 740, 744, 790
LV Sub Generation Intermittent | 793 | 0 | -0.54 | 0 | 0 | 0 | 0 | 0.124 | -
LV Sub Generation Non-Intermittent | 795 | 0 | -2.32 | -0.785 | -0.092 | 0 | 0 | 0.124 | -
HV Generation Intermittent | 796 | 0 | -0.355 | 0 | 0 | 103.68 | 0 | 0.092 | 702, 703, 706, 715, 717, 723, 726, 730, 734, 749, 750, 752, 754, 755, 756, 771
HV Generation Non-Intermittent | 798 | 0 | -1.509 | -0.533 | -0.055 | 103.68 | 0 | 0.092 | 707, 708, 712, 721, 731, 732, 735, 743, 745, 747, 751, 753, 791
HV Sub Generation Non-Intermittent | 799 | 0 | -1.338 | -0.479 | -0.047 | 103.68 | 0 | 0.063 | -
HV Sub Generation Intermittent | 797 | 0 | -0.316 | 0 | 0 | 103.68 | 0 | 0.063 | -
LDNO LV: Domestic Unrestricted | 150 | 1 | 1.4446 | 0 | 0 | 2.7094 | 0 | 0 | -
LDNO LV: Domestic Two Rate | 151 | 2 | 1.722 | 0.10877 | 0 | 2.7094 | 0 | 0 | -
LDNO LV: Domestic Off Peak (related MPAN) | 152 | 2 | 0.21493 | 0 | 0 | 0 | 0 | 0 | -
LDNO LV: Small Non Domestic Unrestricted | 153 | 3 | 1.3918 | 0 | 0 | 2.4945 | 0 | 0 | -
LDNO LV: Small Non Domestic Two Rate | 154 | 4 | 1.7233 | 0.19018 | 0 | 2.4945 | 0 | 0 | -
LDNO LV: Small Non Domestic Off Peak (related MPAN) | 155 | 4 | 0.24619 | 0 | 0 | 0 | 0 | 0 | -
LDNO LV: LV Medium Non-Domestic | 156 | 5-8 | 1.3 | 0.10225 | 0 | 14.309 | 0 | 0 | -
LDNO LV: LV HH Metered | 157 | 0 | 5.0456 | 0.68842 | 0.069689 | 7.516 | 0.87274 | 0.18367 | -
LDNO LV: NHH UMS | 169 | 1&8 | 1.3599 | 0 | 0 | 0 | 0 | 0 | -
LDNO LV: LV UMS (Pseudo HH Metered) | 170 | 0 | 12.0034 | 1.7904 | 0.19539 | 0 | 0 | 0 | -
LDNO LV: LV Generation NHH | 172 | 8 | -0.617 | 0 | 0 | 0 | 0 | 0 | -
LDNO LV: LV Generation Intermittent | 173 | 0 | -0.617 | 0 | 0 | 0 | 0 | 0.131 | -
LDNO LV: LV Generation Non-Intermittent | 174 | 0 | -2.655 | -0.893 | -0.107 | 0 | 0 | 0.131 | -
LDNO HV: Domestic Unrestricted | 158 | 1 | 0.81644 | 0 | 0 | 1.5313 | 0 | 0 | -
LDNO HV: Domestic Two Rate | 159 | 2 | 0.97324 | 0.061472 | 0 | 1.5313 | 0 | 0 | -
LDNO HV: Domestic Off Peak (related MPAN) | 160 | 2 | 0.12147 | 0 | 0 | 0 | 0 | 0 | -
LDNO HV: Small Non Domestic Unrestricted | 161 | 3 | 0.78662 | 0 | 0 | 1.4098 | 0 | 0 | -
LDNO HV: Small Non Domestic Two Rate | 162 | 4 | 0.97398 | 0.10748 | 0 | 1.4098 | 0 | 0 | -
LDNO HV: Small Non Domestic Off Peak (related MPAN) | 163 | 4 | 0.13914 | 0 | 0 | 0 | 0 | 0 | -
LDNO HV: LV Medium Non-Domestic | 164 | 5-8 | 0.73472 | 0.057791 | 0 | 8.0871 | 0 | 0 | -
LDNO HV: LV HH Metered | 165 | 0 | 2.8516 | 0.38908 | 0.039386 | 4.2478 | 0.49325 | 0.1038 | -
LDNO HV: LV Sub HH Metered | 166 | 0 | 4.1923 | 0.49916 | 0.044079 | 22.9746 | 1.1735 | 0.13819 | -
LDNO HV: HV HH Metered | 167 | 0 | 4.1206 | 0.43078 | 0.032417 | 70.6545 | 1.2679 | 0.12463 | -
LDNO HV: NHH UMS | 168 | 1&8 | 0.76858 | 0 | 0 | 0 | 0 | 0 | -
LDNO HV: LV UMS (Pseudo HH Metered) | 171 | 0 | 6.784 | 1.0119 | 0.11043 | 0 | 0 | 0 | -
LDNO HV: LV Generation NHH | 175 | 8 | -0.617 | 0 | 0 | 0 | 0 | 0 | -
LDNO HV: LV Sub Generation NHH | 176 | 8 | -0.54 | 0 | 0 | 0 | 0 | 0 | -
LDNO HV: LV Generation Intermittent | 177 | 0 | -0.617 | 0 | 0 | 0 | 0 | 0.131 | -
LDNO HV: LV Generation Non-Intermittent | 178 | 0 | -2.655 | -0.893 | -0.107 | 0 | 0 | 0.131 | -
LDNO HV: LV Sub Generation Intermittent | 179 | 0 | -0.54 | 0 | 0 | 0 | 0 | 0.124 | -
LDNO HV: LV Sub Generation Non-Intermittent | 180 | 0 | -2.32 | -0.785 | -0.092 | 0 | 0 | 0.124 | -
LDNO HV: HV Generation Intermittent | 181 | 0 | -0.355 | 0 | 0 | 0 | 0 | 0.092 | -
LDNO HV: HV Generation Non-Intermittent | 182 | 0 | -1.509 | -0.533 | -0.055 | 0 | 0 | 0.092 | -
Tariffs for Charging Year: Scenario 3
| Open LLFCs | PCs | Unit rate 1 p/kWh | Unit rate 2 p/kWh | Unit rate 3 p/kWh | Fixed charge p/MPAN/day | Capacity charge p/kVA/day | Reactive power charge p/kVArh | Closed LLFCs
Domestic Unrestricted | 1 | 1 | 2.2 | 0 | 0 | 4.41 | 0 | 0 | 5, 21, 25, 998, 999
Domestic Two Rate | 2 | 2 | 2.645 | 0.147 | 0 | 4.41 | 0 | 0 | 6, 16, 22, 26, 36
Domestic Off Peak (related MPAN) | 12 | 2 | 0.312 | 0 | 0 | 0 | 0 | 0 | 8, 28, 32
Small Non Domestic Unrestricted | 203 | 3 | 2.119 | 0 | 0 | 4.04 | 0 | 0 | 202, 222, 223
Small Non Domestic Two Rate | 204 | 4 | 2.625 | 0.272 | 0 | 4.04 | 0 | 0 | 201, 221, 224
Small Non Domestic Off Peak (related MPAN) | 205 | 4 | 0.365 | 0 | 0 | 0 | 0 | 0 | 225
LV Medium Non-Domestic | 257 | 5-8 | 1.979 | 0.139 | 0 | 22.08 | 0 | 0 | 256, 267, 268, 276, 277, 287, 288
LV Sub Medium Non-Domestic | 265 | 5-8 | 1.722 | 0.135 | 0 | 56.31 | 0 | 0 | 264, 284, 285
HV Medium Non-Domestic | 304 | 5-8 | 1.468 | 0.073 | 0 | 182.56 | 0 | 0 | 303, 323, 324
LV HH Metered | 251 | 0 | 7.989 | 1.002 | 0.094 | 12.64 | 1.19 | 0.28 | 253, 655
LV Sub HH Metered | 293 | 0 | 7.389 | 0.816 | 0.066 | 42.26 | 1.7 | 0.236 | -
HV HH Metered | 301 | 0 | 6.086 | 0.598 | 0.04 | 107.47 | 1.53 | 0.18 | 610, 666, 674, 677
HV Sub HH Metered | 294 | 0 | 5.401 | 0.415 | 0.014 | 207.97 | 2.13 | 0.154 | -
NHH UMS | 504 & 505 | 1&8 | 2.064 | 0 | 0 | 0 | 0 | 0 | -
LV UMS (Pseudo HH Metered) | 554 & 555 | 0 | 18.816 | 2.582 | 0.264 | 0 | 0 | 0 | -
LV Generation NHH | 774 | 8 | -0.559 | 0 | 0 | 0 | 0 | 0 | 772, 773, 775, 800, 801
LV Sub Generation NHH | 776 | 8 | -0.489 | 0 | 0 | 0 | 0 | 0 | -
LV Generation Intermittent | 792 | 0 | -0.559 | 0 | 0 | 0 | 0 | 0.118 | 705, 716, 720, 722, 724, 725, 733, 736, 746, 758, 770
LV Generation Non-Intermittent | 794 | 0 | -2.389 | -0.822 | -0.094 | 0 | 0 | 0.118 | 713, 739, 740, 744, 790
LV Sub Generation Intermittent | 793 | 0 | -0.489 | 0 | 0 | 0 | 0 | 0.112 | -
LV Sub Generation Non-Intermittent | 795 | 0 | -2.086 | -0.724 | -0.081 | 0 | 0 | 0.112 | -
HV Generation Intermittent | 796 | 0 | -0.332 | 0 | 0 | 113.6 | 0 | 0.085 | 702, 703, 706, 715, 717, 723, 726, 730, 734, 749, 750, 752, 754, 755, 756, 771
HV Generation Non-Intermittent | 798 | 0 | -1.397 | -0.509 | -0.049 | 113.6 | 0 | 0.085 | 707, 708, 712, 721, 731, 732, 735, 743, 745, 747, 751, 753, 791
HV Sub Generation Non-Intermittent | 799 | 0 | -1.244 | -0.461 | -0.042 | 113.6 | 0 | 0.059 | -
HV Sub Generation Intermittent | 797 | 0 | -0.297 | 0 | 0 | 113.6 | 0 | 0.059 | -
LDNO LV: Domestic Unrestricted | 150 | 1 | 1.4329 | 0 | 0 | 2.8722 | 0 | 0 | -
LDNO LV: Domestic Two Rate | 151 | 2 | 1.7227 | 0.095741 | 0 | 2.8722 | 0 | 0 | -
LDNO LV: Domestic Off Peak (related MPAN) | 152 | 2 | 0.20321 | 0 | 0 | 0 | 0 | 0 | -
LDNO LV: Small Non Domestic Unrestricted | 153 | 3 | 1.3801 | 0 | 0 | 2.6312 | 0 | 0 | -
LDNO LV: Small Non Domestic Two Rate | 154 | 4 | 1.7097 | 0.17715 | 0 | 2.6312 | 0 | 0 | -
LDNO LV: Small Non Domestic Off Peak (related MPAN) | 155 | 4 | 0.23772 | 0 | 0 | 0 | 0 | 0 | -
LDNO LV: LV Medium Non-Domestic | 156 | 5-8 | 1.2889 | 0.090531 | 0 | 14.3807 | 0 | 0 | -
LDNO LV: LV HH Metered | 157 | 0 | 5.2032 | 0.6526 | 0.061222 | 8.2324 | 0.77505 | 0.18236 | -
LDNO LV: NHH UMS | 169 | 1&8 | 1.3443 | 0 | 0 | 0 | 0 | 0 | -
LDNO LV: LV UMS (Pseudo HH Metered) | 170 | 0 | 12.2548 | 1.6817 | 0.17194 | 0 | 0 | 0 | -
LDNO LV: LV Generation NHH | 172 | 8 | -0.559 | 0 | 0 | 0 | 0 | 0 | -
LDNO LV: LV Generation Intermittent | 173 | 0 | -0.559 | 0 | 0 | 0 | 0 | 0.118 | -
LDNO LV: LV Generation Non-Intermittent | 174 | 0 | -2.389 | -0.822 | -0.094 | 0 | 0 | 0.118 | -
LDNO HV: Domestic Unrestricted | 158 | 1 | 0.80981 | 0 | 0 | 1.6233 | 0 | 0 | -
LDNO HV: Domestic Two Rate | 159 | 2 | 0.97361 | 0.05411 | 0 | 1.6233 | 0 | 0 | -
LDNO HV: Domestic Off Peak (related MPAN) | 160 | 2 | 0.11485 | 0 | 0 | 0 | 0 | 0 | -
LDNO HV: Small Non Domestic Unrestricted | 161 | 3 | 0.77999 | 0 | 0 | 1.4871 | 0 | 0 | -
LDNO HV: Small Non Domestic Two Rate | 162 | 4 | 0.96625 | 0.10012 | 0 | 1.4871 | 0 | 0 | -
LDNO HV: Small Non Domestic Off Peak (related MPAN) | 163 | 4 | 0.13435 | 0 | 0 | 0 | 0 | 0 | -
LDNO HV: LV Medium Non-Domestic | 164 | 5-8 | 0.72846 | 0.051165 | 0 | 8.1275 | 0 | 0 | -
LDNO HV: LV HH Metered | 165 | 0 | 2.9407 | 0.36883 | 0.034601 | 4.6527 | 0.43803 | 0.10307 | -
LDNO HV: LV Sub HH Metered | 166 | 0 | 4.4013 | 0.48606 | 0.039314 | 25.1726 | 1.0126 | 0.14058 | -
LDNO HV: HV HH Metered | 167 | 0 | 4.3842 | 0.43078 | 0.028815 | 77.4188 | 1.1022 | 0.12967 | -
LDNO HV: NHH UMS | 168 | 1&8 | 0.75975 | 0 | 0 | 0 | 0 | 0 | -
LDNO HV: LV UMS (Pseudo HH Metered) | 171 | 0 | 6.9261 | 0.95042 | 0.097177 | 0 | 0 | 0 | -
LDNO HV: LV Generation NHH | 175 | 8 | -0.559 | 0 | 0 | 0 | 0 | 0 | -
LDNO HV: LV Sub Generation NHH | 176 | 8 | -0.489 | 0 | 0 | 0 | 0 | 0 | -
LDNO HV: LV Generation Intermittent | 177 | 0 | -0.559 | 0 | 0 | 0 | 0 | 0.118 | -
LDNO HV: LV Generation Non-Intermittent | 178 | 0 | -2.389 | -0.822 | -0.094 | 0 | 0 | 0.118 | -
LDNO HV: LV Sub Generation Intermittent | 179 | 0 | -0.489 | 0 | 0 | 0 | 0 | 0.112 | -
LDNO HV: LV Sub Generation Non-Intermittent | 180 | 0 | -2.086 | -0.724 | -0.081 | 0 | 0 | 0.112 | -
LDNO HV: HV Generation Intermittent | 181 | 0 | -0.332 | 0 | 0 | 0 | 0 | 0.085 | -
LDNO HV: HV Generation Non-Intermittent | 182 | 0 | -1.397 | -0.509 | -0.049 | 0 | 0 | 0.085 | -
Tariffs for Charging Year: Scenario 4
| Open LLFCs | PCs | Unit rate 1 p/kWh | Unit rate 2 p/kWh | Unit rate 3 p/kWh | Fixed charge p/MPAN/day | Capacity charge p/kVA/day | Reactive power charge p/kVArh | Closed LLFCs
Domestic Unrestricted | 1 | 1 | 2.206 | 0 | 0 | 4.33 | 0 | 0 | 5, 21, 25, 998, 999
Domestic Two Rate | 2 | 2 | 2.644 | 0.153 | 0 | 4.33 | 0 | 0 | 6, 16, 22, 26, 36
Domestic Off Peak (related MPAN) | 12 | 2 | 0.319 | 0 | 0 | 0 | 0 | 0 | 8, 28, 32
Small Non Domestic Unrestricted | 203 | 3 | 2.126 | 0 | 0 | 3.97 | 0 | 0 | 202, 222, 223
Small Non Domestic Two Rate | 204 | 4 | 2.635 | 0.278 | 0 | 3.97 | 0 | 0 | 201, 221, 224
Small Non Domestic Off Peak (related MPAN) | 205 | 4 | 0.369 | 0 | 0 | 0 | 0 | 0 | 225
LV Medium Non-Domestic | 257 | 5-8 | 1.986 | 0.144 | 0 | 21.98 | 0 | 0 | 256, 267, 268, 276, 277, 287, 288
LV Sub Medium Non-Domestic | 265 | 5-8 | 1.726 | 0.141 | 0 | 55.61 | 0 | 0 | 264, 284, 285
HV Medium Non-Domestic | 304 | 5-8 | 1.456 | 0.076 | 0 | 182.51 | 0 | 0 | 303, 323, 324
LV HH Metered | 251 | 0 | 7.884 | 1.032 | 0.098 | 12.29 | 1.23 | 0.281 | 253, 655
LV Sub HH Metered | 293 | 0 | 7.261 | 0.84 | 0.069 | 41.1 | 1.76 | 0.235 | -
HV HH Metered | 301 | 0 | 5.958 | 0.613 | 0.042 | 104.49 | 1.58 | 0.178 | 610, 666, 674, 677
HV Sub HH Metered | 294 | 0 | 5.253 | 0.423 | 0.015 | 202.22 | 2.22 | 0.151 | -
NHH UMS | 504 & 505 | 1&8 | 2.072 | 0 | 0 | 0 | 0 | 0 | -
LV UMS (Pseudo HH Metered) | 554 & 555 | 0 | 18.621 | 2.66 | 0.275 | 0 | 0 | 0 | -
LV Generation NHH | 774 | 8 | -0.581 | 0 | 0 | 0 | 0 | 0 | 772, 773, 775, 800, 801
LV Sub Generation NHH | 776 | 8 | -0.509 | 0 | 0 | 0 | 0 | 0 | -
LV Generation Intermittent | 792 | 0 | -0.581 | 0 | 0 | 0 | 0 | 0.123 | 705, 716, 720, 722, 724, 725, 733, 736, 746, 758, 770
LV Generation Non-Intermittent | 794 | 0 | -2.476 | -0.856 | -0.098 | 0 | 0 | 0.123 | 713, 739, 740, 744, 790
LV Sub Generation Intermittent | 793 | 0 | -0.509 | 0 | 0 | 0 | 0 | 0.116 | -
LV Sub Generation Non-Intermittent | 795 | 0 | -2.162 | -0.754 | -0.084 | 0 | 0 | 0.116 | -
HV Generation Intermittent | 796 | 0 | -0.345 | 0 | 0 | 110.46 | 0 | 0.088 | 702, 703, 706, 715, 717, 723, 726, 730, 734, 749, 750, 752, 754, 755, 756, 771
HV Generation Non-Intermittent | 798 | 0 | -1.446 | -0.53 | -0.051 | 110.46 | 0 | 0.088 | 707, 708, 712, 721, 731, 732, 735, 743, 745, 747, 751, 753, 791
HV Sub Generation Non-Intermittent | 799 | 0 | -1.287 | -0.48 | -0.044 | 110.46 | 0 | 0.061 | -
HV Sub Generation Intermittent | 797 | 0 | -0.309 | 0 | 0 | 110.46 | 0 | 0.061 | -
LDNO LV: Domestic Unrestricted | 150 | 1 | 1.4368 | 0 | 0 | 2.8201 | 0 | 0 | -
LDNO LV: Domestic Two Rate | 151 | 2 | 1.722 | 0.099649 | 0 | 2.8201 | 0 | 0 | -
LDNO LV: Domestic Off Peak (related MPAN) | 152 | 2 | 0.20776 | 0 | 0 | 0 | 0 | 0 | -
LDNO LV: Small Non Domestic Unrestricted | 153 | 3 | 1.3847 | 0 | 0 | 2.5857 | 0 | 0 | -
LDNO LV: Small Non Domestic Two Rate | 154 | 4 | 1.7162 | 0.18106 | 0 | 2.5857 | 0 | 0 | -
LDNO LV: Small Non Domestic Off Peak (related MPAN) | 155 | 4 | 0.24033 | 0 | 0 | 0 | 0 | 0 | -
LDNO LV: LV Medium Non-Domestic | 156 | 5-8 | 1.2935 | 0.093787 | 0 | 14.3155 | 0 | 0 | -
LDNO LV: LV HH Metered | 157 | 0 | 5.1348 | 0.67214 | 0.063827 | 8.0045 | 0.8011 | 0.18301 | -
LDNO LV: NHH UMS | 169 | 1&8 | 1.3495 | 0 | 0 | 0 | 0 | 0 | -
LDNO LV: LV UMS (Pseudo HH Metered) | 170 | 0 | 12.1278 | 1.7325 | 0.17911 | 0 | 0 | 0 | -
LDNO LV: LV Generation NHH | 172 | 8 | -0.581 | 0 | 0 | 0 | 0 | 0 | -
LDNO LV: LV Generation Intermittent | 173 | 0 | -0.581 | 0 | 0 | 0 | 0 | 0.123 | -
LDNO LV: LV Generation Non-Intermittent | 174 | 0 | -2.476 | -0.856 | -0.098 | 0 | 0 | 0.123 | -
LDNO HV: Domestic Unrestricted | 158 | 1 | 0.81202 | 0 | 0 | 1.5939 | 0 | 0 | -
LDNO HV: Domestic Two Rate | 159 | 2 | 0.97324 | 0.056319 | 0 | 1.5939 | 0 | 0 | -
LDNO HV: Domestic Off Peak (related MPAN) | 160 | 2 | 0.11742 | 0 | 0 | 0 | 0 | 0 | -
LDNO HV: Small Non Domestic Unrestricted | 161 | 3 | 0.78257 | 0 | 0 | 1.4613 | 0 | 0 | -
LDNO HV: Small Non Domestic Two Rate | 162 | 4 | 0.96993 | 0.10233 | 0 | 1.4613 | 0 | 0 | -
LDNO HV: Small Non Domestic Off Peak (related MPAN) | 163 | 4 | 0.13583 | 0 | 0 | 0 | 0 | 0 | -
LDNO HV: LV Medium Non-Domestic | 164 | 5-8 | 0.73104 | 0.053006 | 0 | 8.0907 | 0 | 0 | -
LDNO HV: LV HH Metered | 165 | 0 | 2.9021 | 0.37987 | 0.036073 | 4.5239 | 0.45276 | 0.10343 | -
LDNO HV: LV Sub HH Metered | 166 | 0 | 4.3251 | 0.50036 | 0.041101 | 24.4817 | 1.0484 | 0.13998 | -
LDNO HV: HV HH Metered | 167 | 0 | 4.292 | 0.44159 | 0.030256 | 75.2721 | 1.1382 | 0.12823 | -
LDNO HV: NHH UMS | 168 | 1&8 | 0.76269 | 0 | 0 | 0 | 0 | 0 | -
LDNO HV: LV UMS (Pseudo HH Metered) | 171 | 0 | 6.8543 | 0.97913 | 0.10123 | 0 | 0 | 0 | -
LDNO HV: LV Generation NHH | 175 | 8 | -0.581 | 0 | 0 | 0 | 0 | 0 | -
LDNO HV: LV Sub Generation NHH | 176 | 8 | -0.509 | 0 | 0 | 0 | 0 | 0 | -
LDNO HV: LV Generation Intermittent | 177 | 0 | -0.581 | 0 | 0 | 0 | 0 | 0.123 | -
LDNO HV: LV Generation Non-Intermittent | 178 | 0 | -2.476 | -0.856 | -0.098 | 0 | 0 | 0.123 | -
LDNO HV: LV Sub Generation Intermittent | 179 | 0 | -0.509 | 0 | 0 | 0 | 0 | 0.116 | -
LDNO HV: LV Sub Generation Non-Intermittent | 180 | 0 | -2.162 | -0.754 | -0.084 | 0 | 0 | 0.116 | -
LDNO HV: HV Generation Intermittent | 181 | 0 | -0.345 | 0 | 0 | 0 | 0 | 0.088 | -
LDNO HV: HV Generation Non-Intermittent | 182 | 0 | -1.446 | -0.53 | -0.051 | 0 | 0 | 0.088 | -

## 500MW model - typical bill
| Y | Y+1 | Y+2 | Y+3 | Y+4
TARIFF | Base Model | Scenario 1 | Scenario 2 | Scenario 3 | Scenario 4
> Domestic Unrestricted
Domestic Unrestricted | 93.558 | 93.4289 | 93.2437 | 93.5669 | 93.4419
LDNO LV: Domestic Unrestricted | 57.776 | 57.6704 | 57.547 | 57.7833 | 57.6933
LDNO HV: Domestic Unrestricted | 27.1866 | 27.0897 | 27.015 | 27.1932 | 27.1274
> Domestic Two Rate
Domestic Two Rate | 101.0102 | 100.9246 | 100.6347 | 101.0244 | 100.8371
LDNO LV: Domestic Two Rate
LDNO HV: Domestic Two Rate | 21.3536 | 21.2458 | 21.1649 | 21.3618 | 21.2809
> Domestic Off Peak (related MPAN)
Domestic Off Peak (related MPAN) | 16.8707 | 17.4655 | 17.844 | 16.8707 | 17.2492
LDNO LV: Domestic Off Peak (related MPAN)
LDNO HV: Domestic Off Peak (related MPAN)
> Small Non Domestic Unrestricted
Small Non Domestic Unrestricted | 278.5778 | 279.824 | 279.9269 | 278.4938 | 279.069
LDNO LV: Small Non Domestic Unrestricted | 83.9377 | 84.0595 | 84.0345 | 83.9289 | 83.9817
LDNO HV: Small Non Domestic Unrestricted | 117.1709 | 117.7331 | 117.7848 | 117.133 | 117.3931
> Small Non Domestic Two Rate
Small Non Domestic Two Rate | 398.3418 | 400.8154 | 401.8235 | 398.0216 | 399.6153
LDNO LV: Small Non Domestic Two Rate
LDNO HV: Small Non Domestic Two Rate | 179.8944 | 181.2794 | 181.8805 | 179.7296 | 180.578
> Small Non Domestic Off Peak (related MPAN)
Small Non Domestic Off Peak (related MPAN) | 47.4182 | 48.4547 | 48.9729 | 47.2886 | 47.8069
LDNO LV: Small Non Domestic Off Peak (related MPAN)
LDNO HV: Small Non Domestic Off Peak (related MPAN)
> LV Medium Non-Domestic
LV Medium Non-Domestic | 1444.0996 | 1450.4906 | 1456.0055 | 1443.4918 | 1448.1097
LDNO LV: LV Medium Non-Domestic
LDNO HV: LV Medium Non-Domestic
> LV Sub Medium Non-Domestic
LV Sub Medium Non-Domestic | 2290.5009 | 2296.7768 | 2292.64 | 2289.5138 | 2292.4344
> HV Medium Non-Domestic
HV Medium Non-Domestic | 3187.1277 | 3129.8385 | 3091.8896 | 3189.0493 | 3167.5394
> LV HH Metered
LV HH Metered | 9087.908 | 9124.3806 | 9200.6355 | 9079.2793 | 9118.1818
LDNO LV: LV HH Metered
LDNO HV: LV HH Metered | 16628.3963 | 16628.726 | 16597.1481 | 16623.3077 | 16630.3428
> LV Sub HH Metered
LV Sub HH Metered | 17264.1315 | 17565.0479 | 17645.3704 | 17285.2934 | 17376.5772
LDNO HV: LV Sub HH Metered
> HV HH Metered
HV HH Metered | 46611.1784 | 46385.9274 | 46159.1807 | 46666.7508 | 46552.7844
LDNO HV: HV HH Metered
> HV Sub HH Metered
HV Sub HH Metered | 26453.348 | 26389.6356 | 26274.3222 | 26484.4923 | 26453.4777
> NHH UMS
NHH UMS | 4080.4042 | 4102.14 | 4125.8518 | 4078.4282 | 4094.2361
LDNO LV: NHH UMS | 54.2879 | 54.5771 | 54.8926 | 54.2616 | 54.4719
LDNO HV: NHH UMS | 229.0434 | 230.2635 | 231.5945 | 228.9325 | 229.8198
> LV UMS (Pseudo HH Metered)
LV UMS (Pseudo HH Metered) | 44535.1976 | 44854.6155 | 45071.6791 | 44505.4334 | 44645.4545
LDNO LV: LV UMS (Pseudo HH Metered)
LDNO HV: LV UMS (Pseudo HH Metered)
> LV Generation NHH
LV Generation NHH | -50.2718 | -52.9554 | -55.1917 | -50.0035 | -51.9714
LDNO LV: LV Generation NHH
LDNO HV: LV Generation NHH
> LV Sub Generation NHH
LV Sub Generation NHH
LDNO HV: LV Sub Generation NHH
> LV Generation Intermittent
LV Generation Intermittent | -13189.9623 | -13894.0528 | -14480.7949 | -13119.5532 | -13635.8863
LDNO LV: LV Generation Intermittent
LDNO HV: LV Generation Intermittent
> LV Generation Non-Intermittent
LV Generation Non-Intermittent | -16373.2466 | -17245.2606 | -17944.7389 | -16274.9033 | -16913.6857
LDNO LV: LV Generation Non-Intermittent
LDNO HV: LV Generation Non-Intermittent
> LV Sub Generation Intermittent
LV Sub Generation Intermittent
LDNO HV: LV Sub Generation Intermittent
> LV Sub Generation Non-Intermittent
LV Sub Generation Non-Intermittent
LDNO HV: LV Sub Generation Non-Intermittent
> HV Generation Intermittent
HV Generation Intermittent | -20066.0928 | -20451.2156 | -21389.4211 | -19941.7709 | -20751.5024
LDNO HV: HV Generation Intermittent
> HV Generation Non-Intermittent
HV Generation Non-Intermittent | -27358.3779 | -27903.2565 | -29140.7497 | -27217.8693 | -28291.286
LDNO HV: HV Generation Non-Intermittent
> HV Sub Generation Non-Intermittent
HV Sub Generation Non-Intermittent | -2629.9691 | -2692.3435 | -2839.3666 | -2616.4094 | -2745.7208
> HV Sub Generation Intermittent
HV Sub Generation Intermittent | -27576.324 | -27967.9826 | -29203.4005 | -27387.4061 | -28523.3713

## LV SM - summary
Tariff Comparison
Scenario 1 vs Base | [6 empty] | Scenario 3 vs Base
| Unit rate 1 p/kWh | Unit rate 2 p/kWh | Unit rate 3 p/kWh | Fixed charge p/MPAN/day | Capacity charge p/kVA/day | Reactive power charge p/kVArh |  | Unit rate 1 p/kWh | Unit rate 2 p/kWh | Unit rate 3 p/kWh | Fixed charge p/MPAN/day | Capacity charge p/kVA/day | Reactive power charge p/kVArh
Domestic Unrestricted | -2.459% |  |  | 46.79% |  |  | Domestic Unrestricted | 0% |  |  | -0.3571%
Domestic Two Rate | -2.253% | -4.571% |  | 46.79% |  |  | Domestic Two Rate | 0% | 0% |  | -0.3571%
Domestic Off Peak (related MPAN) | -3.499% | [5 empty] | Domestic Off Peak (related MPAN) | 0%
Small Non Domestic Unrestricted | -2.507% |  |  | -14.86% |  |  | Small Non Domestic Unrestricted | 0% |  |  | -0.4505%
Small Non Domestic Two Rate | -2.503% | -3.618% |  | -14.86% |  |  | Small Non Domestic Two Rate | 0% | 0% |  | -0.4505%
Small Non Domestic Off Peak (related MPAN) | -3.069% | [5 empty] | Small Non Domestic Off Peak (related MPAN) | -0.2558%
LV Medium Non-Domestic | -2.488% | -4.848% |  | -19.07% |  |  | LV Medium Non-Domestic | 0% | 0% |  | -0.4074%
LV Sub Medium Non-Domestic | -2.148% | -3.797% |  | -13.43% |  |  | LV Sub Medium Non-Domestic | 0% | 0% |  | -0.3913%
HV Medium Non-Domestic | -1.263% | -3.704% |  | -11.32% |  |  | HV Medium Non-Domestic | 0.07018% | -1.235% |  | -0.1907%
LV HH Metered | -1.299% | -3.376% | -4.464% | -24.33% | -10.07% | -2.422% | LV HH Metered | 0.0764% | -0.09124% | 0% | -0.4% | 0% | 0%
LV Sub HH Metered | -0.8589% | -2.894% | -3.896% | -14.97% | -6.161% | -1.695% | LV Sub HH Metered | 0.09856% | -0.1157% | 0% | -0.4076% | 0% | 0%
HV HH Metered | -0.6597% | -2.76% | -2.174% | -14.96% | -6.842% | -1.143% | HV HH Metered | 0.1389% | -0.1623% | 0% | 0% | -0.5263% | 0%
HV Sub HH Metered | -0.2627% | -2.296% | 0% | -14.97% | -3.802% | -0.7042% | HV Sub HH Metered | 0.1819% | 0% | 0% | 0% | 0% | 0%
NHH UMS | -2.881% | [5 empty] | NHH UMS | 0%
LV UMS (Pseudo HH Metered) | -1.94% | -4.407% | -5.363% |  |  |  | LV UMS (Pseudo HH Metered) | 0.0691% | -0.1388% | 0%
Scenario 2 vs Base | [6 empty] | Scenario 4 vs Base
| Unit rate 1 p/kWh | Unit rate 2 p/kWh | Unit rate 3 p/kWh | Fixed charge p/MPAN/day | Capacity charge p/kVA/day | Reactive power charge p/kVArh |  | Unit rate 1 p/kWh | Unit rate 2 p/kWh | Unit rate 3 p/kWh | Fixed charge p/MPAN/day | Capacity charge p/kVA/day | Reactive power charge p/kVArh
Domestic Unrestricted | -2.591% |  |  | 48.57% |  |  | Domestic Unrestricted | -0.1318% |  |  | 2.143%
Domestic Two Rate | -2.363% | -4.571% |  | 48.57% |  |  | Domestic Two Rate | -0.1108% | 0% |  | 2.143%
Domestic Off Peak (related MPAN) | -3.79% | [5 empty] | Domestic Off Peak (related MPAN) | -0.2915%
Small Non Domestic Unrestricted | -2.598% |  |  | -13.74% |  |  | Small Non Domestic Unrestricted | -0.1367% |  |  | 2.477%
Small Non Domestic Two Rate | -2.613% | -3.947% |  | -13.74% |  |  | Small Non Domestic Two Rate | -0.1472% | -0.3289% |  | 2.477%
Small Non Domestic Off Peak (related MPAN) | -3.325% | [5 empty] | Small Non Domestic Off Peak (related MPAN) | -0.2558%
LV Medium Non-Domestic | -2.634% | -4.848% |  | -18.63% |  |  | LV Medium Non-Domestic | -0.1463% | 0% |  | 1.556%
LV Sub Medium Non-Domestic | -2.261% | -3.797% |  | -11.88% |  |  | LV Sub Medium Non-Domestic | -0.1131% | 0% |  | 2.266%
HV Medium Non-Domestic | -1.333% | -3.704% |  | -11.84% |  |  | HV Medium Non-Domestic | -0.07018% | -1.235% |  | -0.6627%
LV HH Metered | -1.35% | -3.558% | -4.464% | -23.07% | -10.07% | -2.422% | LV HH Metered | -0.0764% | -0.1825% | 0% | 3.4% | -0.6711% | -0.346%
LV Sub HH Metered | -0.9012% | -3.009% | -3.896% | -12.66% | -6.635% | -1.695% | LV Sub HH Metered | -0.05632% | -0.1157% | 0% | 3.351% | -0.4739% | -0.4237%
HV HH Metered | -0.6944% | -2.922% | -2.174% | -15.65% | -7.368% | -1.143% | HV HH Metered | -0.03472% | -0.1623% | 0% | -0.8772% | -0.5263% | 0%
HV Sub HH Metered | -0.2627% | -2.551% | 0% | -15.65% | -4.183% | -0.7042% | HV Sub HH Metered | -0.02021% | 0% | 0% | -0.8754% | 0% | 0%
NHH UMS | -2.974% | [5 empty] | NHH UMS | -0.1394%
LV UMS (Pseudo HH Metered) | -2.031% | -4.615% | -5.363% |  |  |  | LV UMS (Pseudo HH Metered) | -0.1116% | -0.2429% | -0.3155%
Scenario 2 vs Scenario 1 | [6 empty] | Scenario 4 vs Scenario 3
| Unit rate 1 p/kWh | Unit rate 2 p/kWh | Unit rate 3 p/kWh | Fixed charge p/MPAN/day | Capacity charge p/kVA/day | Reactive power charge p/kVArh |  | Unit rate 1 p/kWh | Unit rate 2 p/kWh | Unit rate 3 p/kWh | Fixed charge p/MPAN/day | Capacity charge p/kVA/day | Reactive power charge p/kVArh
Domestic Unrestricted | -0.1351% |  |  | 1.217% |  |  | Domestic Unrestricted | -0.1318% |  |  | 2.509%
Domestic Two Rate | -0.1133% | 0% |  | 1.217% |  |  | Domestic Two Rate | -0.1108% | 0% |  | 2.509%
Domestic Off Peak (related MPAN) | -0.3021% | [5 empty] | Domestic Off Peak (related MPAN) | -0.2915%
Small Non Domestic Unrestricted | -0.0935% |  |  | 1.323% |  |  | Small Non Domestic Unrestricted | -0.1367% |  |  | 2.941%
Small Non Domestic Two Rate | -0.1133% | -0.3413% |  | 1.323% |  |  | Small Non Domestic Two Rate | -0.1472% | -0.3289% |  | 2.941%
Small Non Domestic Off Peak (related MPAN) | -0.2639% | [5 empty] | Small Non Domestic Off Peak (related MPAN) | 0%
LV Medium Non-Domestic | -0.1501% | 0% |  | 0.5492% |  |  | LV Medium Non-Domestic | -0.1463% | 0% |  | 1.971%
LV Sub Medium Non-Domestic | -0.1155% | 0% |  | 1.789% |  |  | LV Sub Medium Non-Domestic | -0.1131% | 0% |  | 2.668%
HV Medium Non-Domestic | -0.07107% | 0% |  | -0.586% |  |  | HV Medium Non-Domestic | -0.1403% | 0% |  | -0.4729%
LV HH Metered | -0.05161% | -0.1889% | 0% | 1.674% | 0% | 0% | LV HH Metered | -0.1527% | -0.09132% | 0% | 3.815% | -0.6711% | -0.346%
LV Sub HH Metered | -0.04261% | -0.1192% | 0% | 2.716% | -0.5051% | 0% | LV Sub HH Metered | -0.1547% | 0% | 0% | 3.774% | -0.4739% | -0.4237%
HV HH Metered | -0.03495% | -0.1669% | 0% | -0.8091% | -0.565% | 0% | HV HH Metered | -0.1734% | 0% | 0% | -0.8772% | 0% | 0%
HV Sub HH Metered | 0% | -0.2611% | 0% | -0.8048% | -0.3953% | 0% | HV Sub HH Metered | -0.2017% | 0% | 0% | -0.8754% | 0% | 0%
NHH UMS | -0.09569% | [5 empty] | NHH UMS | -0.1394%
LV UMS (Pseudo HH Metered) | -0.09216% | -0.2178% | 0% |  |  |  | LV UMS (Pseudo HH Metered) | -0.1806% | -0.1042% | -0.3155%
Typical Bill Comparison
| Percentage Change |  |  | Absolute Change (£) |  |  |  | Percentage Change |  |  | Absolute Change (£)
TARIFF | Scenario 1 vs Base | Scenario 2 vs Base | Scenario 2 vs Scenario 1 | Scenario 1 vs Base | Scenario 2 vs Base | Scenario 2 vs Scenario 1 | TARIFF | Scenario 3 vs Base | Scenario 4 vs Base | Scenario 4 vs Scenario 3 | Scenario 3 vs Base | Scenario 4 vs Base | Scenario 4 vs Scenario 3
> Domestic Unrestricted | [6 empty] | > Domestic Unrestricted
Domestic Unrestricted | 3.111% | 3.196% | 0.08256% | 2.8106 | 2.8876 | 0.076919 | Domestic Unrestricted | -0.009518% | 0.1255% | 0.1351% | -0.0086 | 0.11342 | 0.12202
LDNO LV: Domestic Unrestricted | 3.438% | 3.536% | 0.09462% | 1.9109 | 1.9653 | 0.054402 | LDNO LV: Domestic Unrestricted | -0.01008% | 0.1406% | 0.1507% | -0.0056012 | 0.078174 | 0.083775
LDNO HV: Domestic Unrestricted | 4.733% | 4.881% | 0.1416% | 1.2191 | 1.2573 | 0.038198 | LDNO HV: Domestic Unrestricted | -0.01229% | 0.2005% | 0.2128% | -0.0031656 | 0.051633 | 0.054799
> Domestic Two Rate | [6 empty] | > Domestic Two Rate
Domestic Two Rate | 2.745% | 2.838% | 0.09071% | 2.6862 | 2.7774 | 0.091203 | Domestic Two Rate | -0.008788% | 0.1305% | 0.1393% | -0.0086 | 0.1277 | 0.1363
LDNO LV: Domestic Two Rate | #VALUE! | #VALUE! | #VALUE! | #VALUE! | #VALUE! | #VALUE! | LDNO LV: Domestic Two Rate | #VALUE! | #VALUE! | #VALUE! | #VALUE! | #VALUE! | #VALUE!
LDNO HV: Domestic Two Rate | 6.925% | 7.183% | 0.2417% | 1.3674 | 1.4184 | 0.051027 | LDNO HV: Domestic Two Rate | -0.01603% | 0.3264% | 0.3425% | -0.0031656 | 0.064462 | 0.067628
> Domestic Off Peak (related MPAN) | [6 empty] | > Domestic Off Peak (related MPAN)
Domestic Off Peak (related MPAN) | -3.499% | -3.79% | -0.3021% | -0.64887 | -0.70294 | -0.054073 | Domestic Off Peak (related MPAN) | 0% | -0.2915% | -0.2915% | 0 | -0.054073 | -0.054073
LDNO LV: Domestic Off Peak (related MPAN) | #VALUE! | #VALUE! | #VALUE! | #VALUE! | #VALUE! | #VALUE! | LDNO LV: Domestic Off Peak (related MPAN) | #VALUE! | #VALUE! | #VALUE! | #VALUE! | #VALUE! | #VALUE!
LDNO HV: Domestic Off Peak (related MPAN) | #VALUE! | #VALUE! | #VALUE! | #VALUE! | #VALUE! | #VALUE! | LDNO HV: Domestic Off Peak (related MPAN) | #VALUE! | #VALUE! | #VALUE! | #VALUE! | #VALUE! | #VALUE!
> Small Non Domestic Unrestricted | [6 empty] | > Small Non Domestic Unrestricted
Small Non Domestic Unrestricted | -3.199% | -3.222% | -0.02371% | -9.2537 | -9.3201 | -0.066398 | Small Non Domestic Unrestricted | -0.009957% | 0.009733% | 0.01969% | -0.0288 | 0.028153 | 0.056953
LDNO LV: Small Non Domestic Unrestricted | -3.998% | -3.942% | 0.05803% | -3.4974 | -3.4487 | 0.048736 | LDNO LV: Small Non Domestic Unrestricted | -0.02144% | 0.1787% | 0.2002% | -0.018757 | 0.15631 | 0.17506
LDNO HV: Small Non Domestic Unrestricted | -3.113% | -3.144% | -0.03246% | -3.7857 | -3.824 | -0.03824 | LDNO HV: Small Non Domestic Unrestricted | -0.008717% | -0.0085% | 0.0002177% | -0.010601 | -0.010336 | 0.00026466
> Small Non Domestic Two Rate | [6 empty] | > Small Non Domestic Two Rate
Small Non Domestic Two Rate | -3.056% | -3.132% | -0.07837% | -12.6789 | -12.994 | -0.31514 | Small Non Domestic Two Rate | -0.006943% | -0.05621% | -0.04927% | -0.0288 | -0.23316 | -0.20436
LDNO LV: Small Non Domestic Two Rate | #VALUE! | #VALUE! | #VALUE! | #VALUE! | #VALUE! | #VALUE! | LDNO LV: Small Non Domestic Two Rate | #VALUE! | #VALUE! | #VALUE! | #VALUE! | #VALUE! | #VALUE!
LDNO HV: Small Non Domestic Two Rate | -3.002% | -3.095% | -0.09489% | -5.6353 | -5.8081 | -0.17275 | LDNO HV: Small Non Domestic Two Rate | -0.005648% | -0.0812% | -0.07556% | -0.010601 | -0.1524 | -0.1418
> Small Non Domestic Off Peak (related MPAN) | [6 empty] | > Small Non Domestic Off Peak (related MPAN)
Small Non Domestic Off Peak (related MPAN) | -3.069% | -3.325% | -0.2639% | -1.5547 | -1.6843 | -0.12956 | Small Non Domestic Off Peak (related MPAN) | -0.2558% | -0.2558% | 0% | -0.12956 | -0.12956 | 0
LDNO LV: Small Non Domestic Off Peak (related MPAN) | #VALUE! | #VALUE! | #VALUE! | #VALUE! | #VALUE! | #VALUE! | LDNO LV: Small Non Domestic Off Peak (related MPAN) | #VALUE! | #VALUE! | #VALUE! | #VALUE! | #VALUE! | #VALUE!
LDNO HV: Small Non Domestic Off Peak (related MPAN) | #VALUE! | #VALUE! | #VALUE! | #VALUE! | #VALUE! | #VALUE! | LDNO HV: Small Non Domestic Off Peak (related MPAN) | #VALUE! | #VALUE! | #VALUE! | #VALUE! | #VALUE! | #VALUE!
> LV Medium Non-Domestic | [6 empty] | > LV Medium Non-Domestic
LV Medium Non-Domestic | -3.591% | -3.697% | -0.1104% | -54.2905 | -55.9003 | -1.6098 | LV Medium Non-Domestic | -0.00877% | -0.03405% | -0.02528% | -0.1326 | -0.51477 | -0.38217
LDNO LV: LV Medium Non-Domestic | #VALUE! | #VALUE! | #VALUE! | #VALUE! | #VALUE! | #VALUE! | LDNO LV: LV Medium Non-Domestic | #VALUE! | #VALUE! | #VALUE! | #VALUE! | #VALUE! | #VALUE!
LDNO HV: LV Medium Non-Domestic | #VALUE! | #VALUE! | #VALUE! | #VALUE! | #VALUE! | #VALUE! | LDNO HV: LV Medium Non-Domestic | #VALUE! | #VALUE! | #VALUE! | #VALUE! | #VALUE! | #VALUE!
> LV Sub Medium Non-Domestic | [6 empty] | > LV Sub Medium Non-Domestic
LV Sub Medium Non-Domestic | -3.238% | -3.193% | 0.04716% | -76.6886 | -75.6078 | 1.0808 | LV Sub Medium Non-Domestic | -0.01119% | 0.1135% | 0.1247% | -0.265 | 2.6868 | 2.9518
> HV Medium Non-Domestic | [6 empty] | > HV Medium Non-Domestic
HV Medium Non-Domestic | -3.676% | -3.853% | -0.1834% | -118.2076 | -123.888 | -5.6804 | HV Medium Non-Domestic | 0.06307% | -0.2202% | -0.2831% | 2.0283 | -7.0826 | -9.111
> LV HH Metered | [6 empty] | > LV HH Metered
LV HH Metered | -3.293% | -3.361% | -0.07024% | -313.5218 | -319.9886 | -6.4668 | LV HH Metered | 0.05571% | -0.1681% | -0.2237% | 5.3041 | -16.0027 | -21.3067
LDNO LV: LV HH Metered | #VALUE! | #VALUE! | #VALUE! | #VALUE! | #VALUE! | #VALUE! | LDNO LV: LV HH Metered | #VALUE! | #VALUE! | #VALUE! | #VALUE! | #VALUE! | #VALUE!
LDNO HV: LV HH Metered | -2.055% | -2.141% | -0.08762% | -348.5976 | -363.1525 | -14.5549 | LDNO HV: LV HH Metered | 0.02418% | -0.1006% | -0.1247% | 4.1014 | -17.057 | -21.1584
> LV Sub HH Metered | [6 empty] | > LV Sub HH Metered
LV Sub HH Metered | -3.008% | -3.17% | -0.1667% | -548.1421 | -577.6079 | -29.4659 | LV Sub HH Metered | 0.1045% | -0.1621% | -0.2663% | 19.0416 | -29.5339 | -48.5755
LDNO HV: LV Sub HH Metered | #VALUE! | #VALUE! | #VALUE! | #VALUE! | #VALUE! | #VALUE! | LDNO HV: LV Sub HH Metered | #VALUE! | #VALUE! | #VALUE! | #VALUE! | #VALUE! | #VALUE!
> HV HH Metered | [6 empty] | > HV HH Metered
HV HH Metered | -2.483% | -2.646% | -0.1675% | -1177.3073 | -1254.7574 | -77.4501 | HV HH Metered | -0.002854% | -0.165% | -0.1622% | -1.3532 | -78.2531 | -76.8998
LDNO HV: HV HH Metered | #VALUE! | #VALUE! | #VALUE! | #VALUE! | #VALUE! | #VALUE! | LDNO HV: HV HH Metered | #VALUE! | #VALUE! | #VALUE! | #VALUE! | #VALUE! | #VALUE!
> HV Sub HH Metered | [6 empty] | > HV Sub HH Metered
HV Sub HH Metered | -2.215% | -2.401% | -0.1907% | -596.2542 | -646.4471 | -50.1929 | HV Sub HH Metered | 0.1911% | -0.0363% | -0.227% | 51.4436 | -9.7717 | -61.2154
> NHH UMS | [6 empty] | > NHH UMS
NHH UMS | -2.881% | -2.974% | -0.09569% | -122.5109 | -126.4629 | -3.952 | NHH UMS | 0% | -0.1394% | -0.1394% | 0 | -5.9279 | -5.9279
LDNO LV: NHH UMS | -2.881% | -2.974% | -0.09569% | -1.63 | -1.6825 | -0.052579 | LDNO LV: NHH UMS | 0% | -0.1394% | -0.1394% | 0 | -0.078869 | -0.078869
LDNO HV: NHH UMS | -2.881% | -2.974% | -0.09569% | -6.8768 | -7.0987 | -0.22183 | LDNO HV: NHH UMS | 0% | -0.1394% | -0.1394% | 0 | -0.33275 | -0.33275
> LV UMS (Pseudo HH Metered) | [6 empty] | > LV UMS (Pseudo HH Metered)
LV UMS (Pseudo HH Metered) | -2.875% | -2.98% | -0.1083% | -1335.6981 | -1384.5544 | -48.8563 | LV UMS (Pseudo HH Metered) | 0.01611% | -0.1639% | -0.18% | 7.4822 | -76.1587 | -83.6409
LDNO LV: LV UMS (Pseudo HH Metered) | #VALUE! | #VALUE! | #VALUE! | #VALUE! | #VALUE! | #VALUE! | LDNO LV: LV UMS (Pseudo HH Metered) | #VALUE! | #VALUE! | #VALUE! | #VALUE! | #VALUE! | #VALUE!
LDNO HV: LV UMS (Pseudo HH Metered) | #VALUE! | #VALUE! | #VALUE! | #VALUE! | #VALUE! | #VALUE! | LDNO HV: LV UMS (Pseudo HH Metered) | #VALUE! | #VALUE! | #VALUE! | #VALUE! | #VALUE! | #VALUE!
> LV Generation NHH | [6 empty] | > LV Generation NHH
LV Generation NHH | -4.334% | -4.489% | -0.1618% | 2.5046 | 2.5941 | 0.089452 | LV Generation NHH | -0.1548% | -0.3096% | -0.155% | 0.089452 | 0.1789 | 0.089452
LDNO LV: LV Generation NHH | #VALUE! | #VALUE! | #VALUE! | #VALUE! | #VALUE! | #VALUE! | LDNO LV: LV Generation NHH | #VALUE! | #VALUE! | #VALUE! | #VALUE! | #VALUE! | #VALUE!
LDNO HV: LV Generation NHH | #VALUE! | #VALUE! | #VALUE! | #VALUE! | #VALUE! | #VALUE! | LDNO HV: LV Generation NHH | #VALUE! | #VALUE! | #VALUE! | #VALUE! | #VALUE! | #VALUE!
> LV Sub Generation NHH | [6 empty] | > LV Sub Generation NHH
LV Sub Generation NHH | #VALUE! | #VALUE! | #VALUE! | #VALUE! | #VALUE! | #VALUE! | LV Sub Generation NHH | #VALUE! | #VALUE! | #VALUE! | #VALUE! | #VALUE! | #VALUE!
LDNO HV: LV Sub Generation NHH | #VALUE! | #VALUE! | #VALUE! | #VALUE! | #VALUE! | #VALUE! | LDNO HV: LV Sub Generation NHH | #VALUE! | #VALUE! | #VALUE! | #VALUE! | #VALUE! | #VALUE!
> LV Generation Intermittent | [6 empty] | > LV Generation Intermittent
LV Generation Intermittent | -4.334% | -4.489% | -0.1618% | 657.1511 | 680.6208 | 23.4697 | LV Generation Intermittent | -0.1548% | -0.3096% | -0.155% | 23.4697 | 46.9394 | 23.4697
LDNO LV: LV Generation Intermittent | #VALUE! | #VALUE! | #VALUE! | #VALUE! | #VALUE! | #VALUE! | LDNO LV: LV Generation Intermittent | #VALUE! | #VALUE! | #VALUE! | #VALUE! | #VALUE! | #VALUE!
LDNO HV: LV Generation Intermittent | #VALUE! | #VALUE! | #VALUE! | #VALUE! | #VALUE! | #VALUE! | LDNO HV: LV Generation Intermittent | #VALUE! | #VALUE! | #VALUE! | #VALUE! | #VALUE! | #VALUE!
> LV Generation Non-Intermittent | [6 empty] | > LV Generation Non-Intermittent
LV Generation Non-Intermittent | -4.397% | -4.575% | -0.1853% | 826.9286 | 860.2339 | 33.3053 | LV Generation Non-Intermittent | -0.2655% | -0.3459% | -0.08061% | 49.9193 | 65.038 | 15.1187
LDNO LV: LV Generation Non-Intermittent | #VALUE! | #VALUE! | #VALUE! | #VALUE! | #VALUE! | #VALUE! | LDNO LV: LV Generation Non-Intermittent | #VALUE! | #VALUE! | #VALUE! | #VALUE! | #VALUE! | #VALUE!
LDNO HV: LV Generation Non-Intermittent | #VALUE! | #VALUE! | #VALUE! | #VALUE! | #VALUE! | #VALUE! | LDNO HV: LV Generation Non-Intermittent | #VALUE! | #VALUE! | #VALUE! | #VALUE! | #VALUE! | #VALUE!
> LV Sub Generation Intermittent | [6 empty] | > LV Sub Generation Intermittent
LV Sub Generation Intermittent | #VALUE! | #VALUE! | #VALUE! | #VALUE! | #VALUE! | #VALUE! | LV Sub Generation Intermittent | #VALUE! | #VALUE! | #VALUE! | #VALUE! | #VALUE! | #VALUE!
LDNO HV: LV Sub Generation Intermittent | #VALUE! | #VALUE! | #VALUE! | #VALUE! | #VALUE! | #VALUE! | LDNO HV: LV Sub Generation Intermittent | #VALUE! | #VALUE! | #VALUE! | #VALUE! | #VALUE! | #VALUE!
> LV Sub Generation Non-Intermittent | [6 empty] | > LV Sub Generation Non-Intermittent
LV Sub Generation Non-Intermittent | #VALUE! | #VALUE! | #VALUE! | #VALUE! | #VALUE! | #VALUE! | LV Sub Generation Non-Intermittent | #VALUE! | #VALUE! | #VALUE! | #VALUE! | #VALUE! | #VALUE!
LDNO HV: LV Sub Generation Non-Intermittent | #VALUE! | #VALUE! | #VALUE! | #VALUE! | #VALUE! | #VALUE! | LDNO HV: LV Sub Generation Non-Intermittent | #VALUE! | #VALUE! | #VALUE! | #VALUE! | #VALUE! | #VALUE!
> HV Generation Intermittent | [6 empty] | > HV Generation Intermittent
HV Generation Intermittent | -3.301% | -3.287% | 0.01436% | 729.9694 | 726.8982 | -3.0712 | HV Generation Intermittent | -0.2828% | -0.2594% | 0.02345% | 62.5484 | 57.3772 | -5.1712
LDNO HV: HV Generation Intermittent | #VALUE! | #VALUE! | #VALUE! | #VALUE! | #VALUE! | #VALUE! | LDNO HV: HV Generation Intermittent | #VALUE! | #VALUE! | #VALUE! | #VALUE! | #VALUE! | #VALUE!
> HV Generation Non-Intermittent | [6 empty] | > HV Generation Non-Intermittent
HV Generation Non-Intermittent | -3.103% | -3.236% | -0.1377% | 934.3503 | 974.5293 | 40.1791 | HV Generation Non-Intermittent | -0.1477% | -0.1305% | 0.0172% | 44.4817 | 39.3105 | -5.1712
LDNO HV: HV Generation Non-Intermittent | #VALUE! | #VALUE! | #VALUE! | #VALUE! | #VALUE! | #VALUE! | LDNO HV: HV Generation Non-Intermittent | #VALUE! | #VALUE! | #VALUE! | #VALUE! | #VALUE! | #VALUE!
> HV Sub Generation Non-Intermittent | [6 empty] | > HV Sub Generation Non-Intermittent
HV Sub Generation Non-Intermittent | -1.387% | -1.467% | -0.08092% | 39.9687 | 42.2682 | 2.2995 | HV Sub Generation Non-Intermittent | -0.3858% | -0.2063% | 0.1801% | 11.1165 | 5.9453 | -5.1712
> HV Sub Generation Intermittent | [6 empty] | > HV Sub Generation Intermittent
HV Sub Generation Intermittent | -3.191% | -3.181% | 0.0105% | 962.591 | 959.525 | -3.066 | HV Sub Generation Intermittent | -0.3144% | -0.2973% | 0.0172% | 94.8464 | 89.6752 | -5.1712

## LV SM - tariffs
Tariffs for Charging Year: Base Model
| Open LLFCs | PCs | Unit rate 1 p/kWh | Unit rate 2 p/kWh | Unit rate 3 p/kWh | Fixed charge p/MPAN/day | Capacity charge p/kVA/day | Reactive power charge p/kVArh | Closed LLFCs
Domestic Unrestricted | 1 | 1 | 2.277 | 0 | 0 | 2.8 | 0 | 0 | 5, 21, 25, 998, 999
Domestic Two Rate | 2 | 2 | 2.708 | 0.175 | 0 | 2.8 | 0 | 0 | 6, 16, 22, 26, 36
Domestic Off Peak (related MPAN) | 12 | 2 | 0.343 | 0 | 0 | 0 | 0 | 0 | 8, 28, 32
Small Non Domestic Unrestricted | 203 | 3 | 2.194 | 0 | 0 | 4.44 | 0 | 0 | 202, 222, 223
Small Non Domestic Two Rate | 204 | 4 | 2.717 | 0.304 | 0 | 4.44 | 0 | 0 | 201, 221, 224
Small Non Domestic Off Peak (related MPAN) | 205 | 4 | 0.391 | 0 | 0 | 0 | 0 | 0 | 225
LV Medium Non-Domestic | 257 | 5-8 | 2.05 | 0.165 | 0 | 27 | 0 | 0 | 256, 267, 268, 276, 277, 287, 288
LV Sub Medium Non-Domestic | 265 | 5-8 | 1.769 | 0.158 | 0 | 61.34 | 0 | 0 | 264, 284, 285
HV Medium Non-Domestic | 304 | 5-8 | 1.425 | 0.081 | 0 | 209.76 | 0 | 0 | 303, 323, 324
LV HH Metered | 251 | 0 | 7.853 | 1.096 | 0.112 | 15 | 1.49 | 0.289 | 253, 655
LV Sub HH Metered | 293 | 0 | 7.102 | 0.864 | 0.077 | 44.16 | 2.11 | 0.236 | -
HV HH Metered | 301 | 0 | 5.76 | 0.616 | 0.046 | 116.28 | 1.9 | 0.175 | 610, 666, 674, 677
HV Sub HH Metered | 294 | 0 | 4.949 | 0.392 | 0.013 | 225.03 | 2.63 | 0.142 | -
NHH UMS | 504 & 505 | 1&8 | 2.152 | 0 | 0 | 0 | 0 | 0 | -
LV UMS (Pseudo HH Metered) | 554 & 555 | 0 | 18.812 | 2.882 | 0.317 | 0 | 0 | 0 | -
LV Generation NHH | 774 | 8 | -0.646 | 0 | 0 | 0 | 0 | 0 | 772, 773, 775, 800, 801
LV Sub Generation NHH | 776 | 8 | -0.563 | 0 | 0 | 0 | 0 | 0 | -
LV Generation Intermittent | 792 | 0 | -0.646 | 0 | 0 | 0 | 0 | 0.138 | 705, 716, 720, 722, 724, 725, 733, 736, 746, 758, 770
LV Generation Non-Intermittent | 794 | 0 | -2.777 | -0.936 | -0.113 | 0 | 0 | 0.138 | 713, 739, 740, 744, 790
LV Sub Generation Intermittent | 793 | 0 | -0.563 | 0 | 0 | 0 | 0 | 0.13 | -
LV Sub Generation Non-Intermittent | 795 | 0 | -2.414 | -0.819 | -0.097 | 0 | 0 | 0.13 | -
HV Generation Intermittent | 796 | 0 | -0.368 | 0 | 0 | 122.92 | 0 | 0.097 | 702, 703, 706, 715, 717, 723, 726, 730, 734, 749, 750, 752, 754, 755, 756, 771
HV Generation Non-Intermittent | 798 | 0 | -1.559 | -0.553 | -0.057 | 122.92 | 0 | 0.097 | 707, 708, 712, 721, 731, 732, 735, 743, 745, 747, 751, 753, 791
HV Sub Generation Non-Intermittent | 799 | 0 | -1.38 | -0.497 | -0.049 | 122.92 | 0 | 0.065 | -
HV Sub Generation Intermittent | 797 | 0 | -0.327 | 0 | 0 | 122.92 | 0 | 0.065 | -
LDNO LV: Domestic Unrestricted | 150 | 1 | 1.483 | 0 | 0 | 1.8236 | 0 | 0 | -
LDNO LV: Domestic Two Rate | 151 | 2 | 1.7637 | 0.11398 | 0 | 1.8236 | 0 | 0 | -
LDNO LV: Domestic Off Peak (related MPAN) | 152 | 2 | 0.2234 | 0 | 0 | 0 | 0 | 0 | -
LDNO LV: Small Non Domestic Unrestricted | 153 | 3 | 1.4289 | 0 | 0 | 2.8918 | 0 | 0 | -
LDNO LV: Small Non Domestic Two Rate | 154 | 4 | 1.7696 | 0.19799 | 0 | 2.8918 | 0 | 0 | -
LDNO LV: Small Non Domestic Off Peak (related MPAN) | 155 | 4 | 0.25466 | 0 | 0 | 0 | 0 | 0 | -
LDNO LV: LV Medium Non-Domestic | 156 | 5-8 | 1.3352 | 0.10746 | 0 | 17.5851 | 0 | 0 | -
LDNO LV: LV HH Metered | 157 | 0 | 5.1146 | 0.71382 | 0.072945 | 9.7695 | 0.97043 | 0.18823 | -
LDNO LV: NHH UMS | 169 | 1&8 | 1.4016 | 0 | 0 | 0 | 0 | 0 | -
LDNO LV: LV UMS (Pseudo HH Metered) | 170 | 0 | 12.2522 | 1.877 | 0.20646 | 0 | 0 | 0 | -
LDNO LV: LV Generation NHH | 172 | 8 | -0.646 | 0 | 0 | 0 | 0 | 0 | -
LDNO LV: LV Generation Intermittent | 173 | 0 | -0.646 | 0 | 0 | 0 | 0 | 0.138 | -
LDNO LV: LV Generation Non-Intermittent | 174 | 0 | -2.777 | -0.936 | -0.113 | 0 | 0 | 0.138 | -
LDNO HV: Domestic Unrestricted | 158 | 1 | 0.83815 | 0 | 0 | 1.0307 | 0 | 0 | -
LDNO HV: Domestic Two Rate | 159 | 2 | 0.9968 | 0.064417 | 0 | 1.0307 | 0 | 0 | -
LDNO HV: Domestic Off Peak (related MPAN) | 160 | 2 | 0.12626 | 0 | 0 | 0 | 0 | 0 | -
LDNO HV: Small Non Domestic Unrestricted | 161 | 3 | 0.8076 | 0 | 0 | 1.6343 | 0 | 0 | -
LDNO HV: Small Non Domestic Two Rate | 162 | 4 | 1.0001 | 0.1119 | 0 | 1.6343 | 0 | 0 | -
LDNO HV: Small Non Domestic Off Peak (related MPAN) | 163 | 4 | 0.14393 | 0 | 0 | 0 | 0 | 0 | -
LDNO HV: LV Medium Non-Domestic | 164 | 5-8 | 0.7546 | 0.060736 | 0 | 9.9386 | 0 | 0 | -
LDNO HV: LV HH Metered | 165 | 0 | 2.8907 | 0.40343 | 0.041227 | 5.5214 | 0.54846 | 0.10638 | -
LDNO HV: LV Sub HH Metered | 166 | 0 | 4.2304 | 0.51465 | 0.045866 | 26.3044 | 1.2568 | 0.14058 | -
LDNO HV: HV HH Metered | 167 | 0 | 4.1494 | 0.44375 | 0.033137 | 83.7653 | 1.3687 | 0.12607 | -
LDNO HV: NHH UMS | 168 | 1&8 | 0.79214 | 0 | 0 | 0 | 0 | 0 | -
LDNO HV: LV UMS (Pseudo HH Metered) | 171 | 0 | 6.9246 | 1.0609 | 0.11669 | 0 | 0 | 0 | -
LDNO HV: LV Generation NHH | 175 | 8 | -0.646 | 0 | 0 | 0 | 0 | 0 | -
LDNO HV: LV Sub Generation NHH | 176 | 8 | -0.563 | 0 | 0 | 0 | 0 | 0 | -
LDNO HV: LV Generation Intermittent | 177 | 0 | -0.646 | 0 | 0 | 0 | 0 | 0.138 | -
LDNO HV: LV Generation Non-Intermittent | 178 | 0 | -2.777 | -0.936 | -0.113 | 0 | 0 | 0.138 | -
LDNO HV: LV Sub Generation Intermittent | 179 | 0 | -0.563 | 0 | 0 | 0 | 0 | 0.13 | -
LDNO HV: LV Sub Generation Non-Intermittent | 180 | 0 | -2.414 | -0.819 | -0.097 | 0 | 0 | 0.13 | -
LDNO HV: HV Generation Intermittent | 181 | 0 | -0.368 | 0 | 0 | 0 | 0 | 0.097 | -
LDNO HV: HV Generation Non-Intermittent | 182 | 0 | -1.559 | -0.553 | -0.057 | 0 | 0 | 0.097 | -
Tariffs for Charging Year: Scenario 1
| Open LLFCs | PCs | Unit rate 1 p/kWh | Unit rate 2 p/kWh | Unit rate 3 p/kWh | Fixed charge p/MPAN/day | Capacity charge p/kVA/day | Reactive power charge p/kVArh | Closed LLFCs
Domestic Unrestricted | 1 | 1 | 2.221 | 0 | 0 | 4.11 | 0 | 0 | 5, 21, 25, 998, 999
Domestic Two Rate | 2 | 2 | 2.647 | 0.167 | 0 | 4.11 | 0 | 0 | 6, 16, 22, 26, 36
Domestic Off Peak (related MPAN) | 12 | 2 | 0.331 | 0 | 0 | 0 | 0 | 0 | 8, 28, 32
Small Non Domestic Unrestricted | 203 | 3 | 2.139 | 0 | 0 | 3.78 | 0 | 0 | 202, 222, 223
Small Non Domestic Two Rate | 204 | 4 | 2.649 | 0.293 | 0 | 3.78 | 0 | 0 | 201, 221, 224
Small Non Domestic Off Peak (related MPAN) | 205 | 4 | 0.379 | 0 | 0 | 0 | 0 | 0 | 225
LV Medium Non-Domestic | 257 | 5-8 | 1.999 | 0.157 | 0 | 21.85 | 0 | 0 | 256, 267, 268, 276, 277, 287, 288
LV Sub Medium Non-Domestic | 265 | 5-8 | 1.731 | 0.152 | 0 | 53.1 | 0 | 0 | 264, 284, 285
HV Medium Non-Domestic | 304 | 5-8 | 1.407 | 0.078 | 0 | 186.02 | 0 | 0 | 303, 323, 324
LV HH Metered | 251 | 0 | 7.751 | 1.059 | 0.107 | 11.35 | 1.34 | 0.282 | 253, 655
LV Sub HH Metered | 293 | 0 | 7.041 | 0.839 | 0.074 | 37.55 | 1.98 | 0.232 | -
HV HH Metered | 301 | 0 | 5.722 | 0.599 | 0.045 | 98.88 | 1.77 | 0.173 | 610, 666, 674, 677
HV Sub HH Metered | 294 | 0 | 4.936 | 0.383 | 0.013 | 191.35 | 2.53 | 0.141 | -
NHH UMS | 504 & 505 | 1&8 | 2.09 | 0 | 0 | 0 | 0 | 0 | -
LV UMS (Pseudo HH Metered) | 554 & 555 | 0 | 18.447 | 2.755 | 0.3 | 0 | 0 | 0 | -
LV Generation NHH | 774 | 8 | -0.618 | 0 | 0 | 0 | 0 | 0 | 772, 773, 775, 800, 801
LV Sub Generation NHH | 776 | 8 | -0.541 | 0 | 0 | 0 | 0 | 0 | -
LV Generation Intermittent | 792 | 0 | -0.618 | 0 | 0 | 0 | 0 | 0.131 | 705, 716, 720, 722, 724, 725, 733, 736, 746, 758, 770
LV Generation Non-Intermittent | 794 | 0 | -2.66 | -0.895 | -0.107 | 0 | 0 | 0.131 | 713, 739, 740, 744, 790
LV Sub Generation Intermittent | 793 | 0 | -0.541 | 0 | 0 | 0 | 0 | 0.124 | -
LV Sub Generation Non-Intermittent | 795 | 0 | -2.324 | -0.787 | -0.092 | 0 | 0 | 0.124 | -
HV Generation Intermittent | 796 | 0 | -0.355 | 0 | 0 | 104.52 | 0 | 0.093 | 702, 703, 706, 715, 717, 723, 726, 730, 734, 749, 750, 752, 754, 755, 756, 771
HV Generation Non-Intermittent | 798 | 0 | -1.511 | -0.534 | -0.055 | 104.52 | 0 | 0.093 | 707, 708, 712, 721, 731, 732, 735, 743, 745, 747, 751, 753, 791
HV Sub Generation Non-Intermittent | 799 | 0 | -1.34 | -0.48 | -0.047 | 104.52 | 0 | 0.063 | -
HV Sub Generation Intermittent | 797 | 0 | -0.316 | 0 | 0 | 104.52 | 0 | 0.063 | -
LDNO LV: Domestic Unrestricted | 150 | 1 | 1.4465 | 0 | 0 | 2.6768 | 0 | 0 | -
LDNO LV: Domestic Two Rate | 151 | 2 | 1.724 | 0.10877 | 0 | 2.6768 | 0 | 0 | -
LDNO LV: Domestic Off Peak (related MPAN) | 152 | 2 | 0.21558 | 0 | 0 | 0 | 0 | 0 | -
LDNO LV: Small Non Domestic Unrestricted | 153 | 3 | 1.3931 | 0 | 0 | 2.4619 | 0 | 0 | -
LDNO LV: Small Non Domestic Two Rate | 154 | 4 | 1.7253 | 0.19083 | 0 | 2.4619 | 0 | 0 | -
LDNO LV: Small Non Domestic Off Peak (related MPAN) | 155 | 4 | 0.24684 | 0 | 0 | 0 | 0 | 0 | -
LDNO LV: LV Medium Non-Domestic | 156 | 5-8 | 1.3019 | 0.10225 | 0 | 14.2309 | 0 | 0 | -
LDNO LV: LV HH Metered | 157 | 0 | 5.0482 | 0.68973 | 0.069689 | 7.3922 | 0.87274 | 0.18367 | -
LDNO LV: NHH UMS | 169 | 1&8 | 1.3612 | 0 | 0 | 0 | 0 | 0 | -
LDNO LV: LV UMS (Pseudo HH Metered) | 170 | 0 | 12.0145 | 1.7943 | 0.19539 | 0 | 0 | 0 | -
LDNO LV: LV Generation NHH | 172 | 8 | -0.618 | 0 | 0 | 0 | 0 | 0 | -
LDNO LV: LV Generation Intermittent | 173 | 0 | -0.618 | 0 | 0 | 0 | 0 | 0.131 | -
LDNO LV: LV Generation Non-Intermittent | 174 | 0 | -2.66 | -0.895 | -0.107 | 0 | 0 | 0.131 | -
LDNO HV: Domestic Unrestricted | 158 | 1 | 0.81754 | 0 | 0 | 1.5129 | 0 | 0 | -
LDNO HV: Domestic Two Rate | 159 | 2 | 0.97435 | 0.061472 | 0 | 1.5129 | 0 | 0 | -
LDNO HV: Domestic Off Peak (related MPAN) | 160 | 2 | 0.12184 | 0 | 0 | 0 | 0 | 0 | -
LDNO HV: Small Non Domestic Unrestricted | 161 | 3 | 0.78736 | 0 | 0 | 1.3914 | 0 | 0 | -
LDNO HV: Small Non Domestic Two Rate | 162 | 4 | 0.97508 | 0.10785 | 0 | 1.3914 | 0 | 0 | -
LDNO HV: Small Non Domestic Off Peak (related MPAN) | 163 | 4 | 0.13951 | 0 | 0 | 0 | 0 | 0 | -
LDNO HV: LV Medium Non-Domestic | 164 | 5-8 | 0.73582 | 0.057791 | 0 | 8.0429 | 0 | 0 | -
LDNO HV: LV HH Metered | 165 | 0 | 2.8531 | 0.38981 | 0.039386 | 4.1779 | 0.49325 | 0.1038 | -
LDNO HV: LV Sub HH Metered | 166 | 0 | 4.194 | 0.49976 | 0.044079 | 22.3671 | 1.1794 | 0.13819 | -
LDNO HV: HV HH Metered | 167 | 0 | 4.122 | 0.43151 | 0.032417 | 71.2308 | 1.2751 | 0.12463 | -
LDNO HV: NHH UMS | 168 | 1&8 | 0.76932 | 0 | 0 | 0 | 0 | 0 | -
LDNO HV: LV UMS (Pseudo HH Metered) | 171 | 0 | 6.7903 | 1.0141 | 0.11043 | 0 | 0 | 0 | -
LDNO HV: LV Generation NHH | 175 | 8 | -0.618 | 0 | 0 | 0 | 0 | 0 | -
LDNO HV: LV Sub Generation NHH | 176 | 8 | -0.541 | 0 | 0 | 0 | 0 | 0 | -
LDNO HV: LV Generation Intermittent | 177 | 0 | -0.618 | 0 | 0 | 0 | 0 | 0.131 | -
LDNO HV: LV Generation Non-Intermittent | 178 | 0 | -2.66 | -0.895 | -0.107 | 0 | 0 | 0.131 | -
LDNO HV: LV Sub Generation Intermittent | 179 | 0 | -0.541 | 0 | 0 | 0 | 0 | 0.124 | -
LDNO HV: LV Sub Generation Non-Intermittent | 180 | 0 | -2.324 | -0.787 | -0.092 | 0 | 0 | 0.124 | -
LDNO HV: HV Generation Intermittent | 181 | 0 | -0.355 | 0 | 0 | 0 | 0 | 0.093 | -
LDNO HV: HV Generation Non-Intermittent | 182 | 0 | -1.511 | -0.534 | -0.055 | 0 | 0 | 0.093 | -
Tariffs for Charging Year: Scenario 2
| Open LLFCs | PCs | Unit rate 1 p/kWh | Unit rate 2 p/kWh | Unit rate 3 p/kWh | Fixed charge p/MPAN/day | Capacity charge p/kVA/day | Reactive power charge p/kVArh | Closed LLFCs
Domestic Unrestricted | 1 | 1 | 2.218 | 0 | 0 | 4.16 | 0 | 0 | 5, 21, 25, 998, 999
Domestic Two Rate | 2 | 2 | 2.644 | 0.167 | 0 | 4.16 | 0 | 0 | 6, 16, 22, 26, 36
Domestic Off Peak (related MPAN) | 12 | 2 | 0.33 | 0 | 0 | 0 | 0 | 0 | 8, 28, 32
Small Non Domestic Unrestricted | 203 | 3 | 2.137 | 0 | 0 | 3.83 | 0 | 0 | 202, 222, 223
Small Non Domestic Two Rate | 204 | 4 | 2.646 | 0.292 | 0 | 3.83 | 0 | 0 | 201, 221, 224
Small Non Domestic Off Peak (related MPAN) | 205 | 4 | 0.378 | 0 | 0 | 0 | 0 | 0 | 225
LV Medium Non-Domestic | 257 | 5-8 | 1.996 | 0.157 | 0 | 21.97 | 0 | 0 | 256, 267, 268, 276, 277, 287, 288
LV Sub Medium Non-Domestic | 265 | 5-8 | 1.729 | 0.152 | 0 | 54.05 | 0 | 0 | 264, 284, 285
HV Medium Non-Domestic | 304 | 5-8 | 1.406 | 0.078 | 0 | 184.93 | 0 | 0 | 303, 323, 324
LV HH Metered | 251 | 0 | 7.747 | 1.057 | 0.107 | 11.54 | 1.34 | 0.282 | 253, 655
LV Sub HH Metered | 293 | 0 | 7.038 | 0.838 | 0.074 | 38.57 | 1.97 | 0.232 | -
HV HH Metered | 301 | 0 | 5.72 | 0.598 | 0.045 | 98.08 | 1.76 | 0.173 | 610, 666, 674, 677
HV Sub HH Metered | 294 | 0 | 4.936 | 0.382 | 0.013 | 189.81 | 2.52 | 0.141 | -
NHH UMS | 504 & 505 | 1&8 | 2.088 | 0 | 0 | 0 | 0 | 0 | -
LV UMS (Pseudo HH Metered) | 554 & 555 | 0 | 18.43 | 2.749 | 0.3 | 0 | 0 | 0 | -
LV Generation NHH | 774 | 8 | -0.617 | 0 | 0 | 0 | 0 | 0 | 772, 773, 775, 800, 801
LV Sub Generation NHH | 776 | 8 | -0.54 | 0 | 0 | 0 | 0 | 0 | -
LV Generation Intermittent | 792 | 0 | -0.617 | 0 | 0 | 0 | 0 | 0.131 | 705, 716, 720, 722, 724, 725, 733, 736, 746, 758, 770
LV Generation Non-Intermittent | 794 | 0 | -2.655 | -0.893 | -0.107 | 0 | 0 | 0.131 | 713, 739, 740, 744, 790
LV Sub Generation Intermittent | 793 | 0 | -0.54 | 0 | 0 | 0 | 0 | 0.124 | -
LV Sub Generation Non-Intermittent | 795 | 0 | -2.32 | -0.785 | -0.092 | 0 | 0 | 0.124 | -
HV Generation Intermittent | 796 | 0 | -0.355 | 0 | 0 | 103.68 | 0 | 0.092 | 702, 703, 706, 715, 717, 723, 726, 730, 734, 749, 750, 752, 754, 755, 756, 771
HV Generation Non-Intermittent | 798 | 0 | -1.509 | -0.533 | -0.055 | 103.68 | 0 | 0.092 | 707, 708, 712, 721, 731, 732, 735, 743, 745, 747, 751, 753, 791
HV Sub Generation Non-Intermittent | 799 | 0 | -1.338 | -0.479 | -0.047 | 103.68 | 0 | 0.063 | -
HV Sub Generation Intermittent | 797 | 0 | -0.316 | 0 | 0 | 103.68 | 0 | 0.063 | -
LDNO LV: Domestic Unrestricted | 150 | 1 | 1.4446 | 0 | 0 | 2.7094 | 0 | 0 | -
LDNO LV: Domestic Two Rate | 151 | 2 | 1.722 | 0.10877 | 0 | 2.7094 | 0 | 0 | -
LDNO LV: Domestic Off Peak (related MPAN) | 152 | 2 | 0.21493 | 0 | 0 | 0 | 0 | 0 | -
LDNO LV: Small Non Domestic Unrestricted | 153 | 3 | 1.3918 | 0 | 0 | 2.4945 | 0 | 0 | -
LDNO LV: Small Non Domestic Two Rate | 154 | 4 | 1.7233 | 0.19018 | 0 | 2.4945 | 0 | 0 | -
LDNO LV: Small Non Domestic Off Peak (related MPAN) | 155 | 4 | 0.24619 | 0 | 0 | 0 | 0 | 0 | -
LDNO LV: LV Medium Non-Domestic | 156 | 5-8 | 1.3 | 0.10225 | 0 | 14.309 | 0 | 0 | -
LDNO LV: LV HH Metered | 157 | 0 | 5.0456 | 0.68842 | 0.069689 | 7.516 | 0.87274 | 0.18367 | -
LDNO LV: NHH UMS | 169 | 1&8 | 1.3599 | 0 | 0 | 0 | 0 | 0 | -
LDNO LV: LV UMS (Pseudo HH Metered) | 170 | 0 | 12.0034 | 1.7904 | 0.19539 | 0 | 0 | 0 | -
LDNO LV: LV Generation NHH | 172 | 8 | -0.617 | 0 | 0 | 0 | 0 | 0 | -
LDNO LV: LV Generation Intermittent | 173 | 0 | -0.617 | 0 | 0 | 0 | 0 | 0.131 | -
LDNO LV: LV Generation Non-Intermittent | 174 | 0 | -2.655 | -0.893 | -0.107 | 0 | 0 | 0.131 | -
LDNO HV: Domestic Unrestricted | 158 | 1 | 0.81644 | 0 | 0 | 1.5313 | 0 | 0 | -
LDNO HV: Domestic Two Rate | 159 | 2 | 0.97324 | 0.061472 | 0 | 1.5313 | 0 | 0 | -
LDNO HV: Domestic Off Peak (related MPAN) | 160 | 2 | 0.12147 | 0 | 0 | 0 | 0 | 0 | -
LDNO HV: Small Non Domestic Unrestricted | 161 | 3 | 0.78662 | 0 | 0 | 1.4098 | 0 | 0 | -
LDNO HV: Small Non Domestic Two Rate | 162 | 4 | 0.97398 | 0.10748 | 0 | 1.4098 | 0 | 0 | -
LDNO HV: Small Non Domestic Off Peak (related MPAN) | 163 | 4 | 0.13914 | 0 | 0 | 0 | 0 | 0 | -
LDNO HV: LV Medium Non-Domestic | 164 | 5-8 | 0.73472 | 0.057791 | 0 | 8.0871 | 0 | 0 | -
LDNO HV: LV HH Metered | 165 | 0 | 2.8516 | 0.38908 | 0.039386 | 4.2478 | 0.49325 | 0.1038 | -
LDNO HV: LV Sub HH Metered | 166 | 0 | 4.1923 | 0.49916 | 0.044079 | 22.9746 | 1.1735 | 0.13819 | -
LDNO HV: HV HH Metered | 167 | 0 | 4.1206 | 0.43078 | 0.032417 | 70.6545 | 1.2679 | 0.12463 | -
LDNO HV: NHH UMS | 168 | 1&8 | 0.76858 | 0 | 0 | 0 | 0 | 0 | -
LDNO HV: LV UMS (Pseudo HH Metered) | 171 | 0 | 6.784 | 1.0119 | 0.11043 | 0 | 0 | 0 | -
LDNO HV: LV Generation NHH | 175 | 8 | -0.617 | 0 | 0 | 0 | 0 | 0 | -
LDNO HV: LV Sub Generation NHH | 176 | 8 | -0.54 | 0 | 0 | 0 | 0 | 0 | -
LDNO HV: LV Generation Intermittent | 177 | 0 | -0.617 | 0 | 0 | 0 | 0 | 0.131 | -
LDNO HV: LV Generation Non-Intermittent | 178 | 0 | -2.655 | -0.893 | -0.107 | 0 | 0 | 0.131 | -
LDNO HV: LV Sub Generation Intermittent | 179 | 0 | -0.54 | 0 | 0 | 0 | 0 | 0.124 | -
LDNO HV: LV Sub Generation Non-Intermittent | 180 | 0 | -2.32 | -0.785 | -0.092 | 0 | 0 | 0.124 | -
LDNO HV: HV Generation Intermittent | 181 | 0 | -0.355 | 0 | 0 | 0 | 0 | 0.092 | -
LDNO HV: HV Generation Non-Intermittent | 182 | 0 | -1.509 | -0.533 | -0.055 | 0 | 0 | 0.092 | -
Tariffs for Charging Year: Scenario 3
| Open LLFCs | PCs | Unit rate 1 p/kWh | Unit rate 2 p/kWh | Unit rate 3 p/kWh | Fixed charge p/MPAN/day | Capacity charge p/kVA/day | Reactive power charge p/kVArh | Closed LLFCs
Domestic Unrestricted | 1 | 1 | 2.277 | 0 | 0 | 2.79 | 0 | 0 | 5, 21, 25, 998, 999
Domestic Two Rate | 2 | 2 | 2.708 | 0.175 | 0 | 2.79 | 0 | 0 | 6, 16, 22, 26, 36
Domestic Off Peak (related MPAN) | 12 | 2 | 0.343 | 0 | 0 | 0 | 0 | 0 | 8, 28, 32
Small Non Domestic Unrestricted | 203 | 3 | 2.194 | 0 | 0 | 4.42 | 0 | 0 | 202, 222, 223
Small Non Domestic Two Rate | 204 | 4 | 2.717 | 0.304 | 0 | 4.42 | 0 | 0 | 201, 221, 224
Small Non Domestic Off Peak (related MPAN) | 205 | 4 | 0.39 | 0 | 0 | 0 | 0 | 0 | 225
LV Medium Non-Domestic | 257 | 5-8 | 2.05 | 0.165 | 0 | 26.89 | 0 | 0 | 256, 267, 268, 276, 277, 287, 288
LV Sub Medium Non-Domestic | 265 | 5-8 | 1.769 | 0.158 | 0 | 61.1 | 0 | 0 | 264, 284, 285
HV Medium Non-Domestic | 304 | 5-8 | 1.426 | 0.08 | 0 | 209.36 | 0 | 0 | 303, 323, 324
LV HH Metered | 251 | 0 | 7.859 | 1.095 | 0.112 | 14.94 | 1.49 | 0.289 | 253, 655
LV Sub HH Metered | 293 | 0 | 7.109 | 0.863 | 0.077 | 43.98 | 2.11 | 0.236 | -
HV HH Metered | 301 | 0 | 5.768 | 0.615 | 0.046 | 116.28 | 1.89 | 0.175 | 610, 666, 674, 677
HV Sub HH Metered | 294 | 0 | 4.958 | 0.392 | 0.013 | 225.03 | 2.63 | 0.142 | -
NHH UMS | 504 & 505 | 1&8 | 2.152 | 0 | 0 | 0 | 0 | 0 | -
LV UMS (Pseudo HH Metered) | 554 & 555 | 0 | 18.825 | 2.878 | 0.317 | 0 | 0 | 0 | -
LV Generation NHH | 774 | 8 | -0.645 | 0 | 0 | 0 | 0 | 0 | 772, 773, 775, 800, 801
LV Sub Generation NHH | 776 | 8 | -0.562 | 0 | 0 | 0 | 0 | 0 | -
LV Generation Intermittent | 792 | 0 | -0.645 | 0 | 0 | 0 | 0 | 0.137 | 705, 716, 720, 722, 724, 725, 733, 736, 746, 758, 770
LV Generation Non-Intermittent | 794 | 0 | -2.772 | -0.934 | -0.112 | 0 | 0 | 0.137 | 713, 739, 740, 744, 790
LV Sub Generation Intermittent | 793 | 0 | -0.562 | 0 | 0 | 0 | 0 | 0.13 | -
LV Sub Generation Non-Intermittent | 795 | 0 | -2.41 | -0.818 | -0.096 | 0 | 0 | 0.13 | -
HV Generation Intermittent | 796 | 0 | -0.367 | 0 | 0 | 122.92 | 0 | 0.097 | 702, 703, 706, 715, 717, 723, 726, 730, 734, 749, 750, 752, 754, 755, 756, 771
HV Generation Non-Intermittent | 798 | 0 | -1.557 | -0.552 | -0.057 | 122.92 | 0 | 0.097 | 707, 708, 712, 721, 731, 732, 735, 743, 745, 747, 751, 753, 791
HV Sub Generation Non-Intermittent | 799 | 0 | -1.378 | -0.496 | -0.048 | 122.92 | 0 | 0.065 | -
HV Sub Generation Intermittent | 797 | 0 | -0.326 | 0 | 0 | 122.92 | 0 | 0.065 | -
LDNO LV: Domestic Unrestricted | 150 | 1 | 1.483 | 0 | 0 | 1.8171 | 0 | 0 | -
LDNO LV: Domestic Two Rate | 151 | 2 | 1.7637 | 0.11398 | 0 | 1.8171 | 0 | 0 | -
LDNO LV: Domestic Off Peak (related MPAN) | 152 | 2 | 0.2234 | 0 | 0 | 0 | 0 | 0 | -
LDNO LV: Small Non Domestic Unrestricted | 153 | 3 | 1.4289 | 0 | 0 | 2.8787 | 0 | 0 | -
LDNO LV: Small Non Domestic Two Rate | 154 | 4 | 1.7696 | 0.19799 | 0 | 2.8787 | 0 | 0 | -
LDNO LV: Small Non Domestic Off Peak (related MPAN) | 155 | 4 | 0.25401 | 0 | 0 | 0 | 0 | 0 | -
LDNO LV: LV Medium Non-Domestic | 156 | 5-8 | 1.3352 | 0.10746 | 0 | 17.5134 | 0 | 0 | -
LDNO LV: LV HH Metered | 157 | 0 | 5.1186 | 0.71317 | 0.072945 | 9.7304 | 0.97043 | 0.18823 | -
LDNO LV: NHH UMS | 169 | 1&8 | 1.4016 | 0 | 0 | 0 | 0 | 0 | -
LDNO LV: LV UMS (Pseudo HH Metered) | 170 | 0 | 12.2607 | 1.8744 | 0.20646 | 0 | 0 | 0 | -
LDNO LV: LV Generation NHH | 172 | 8 | -0.645 | 0 | 0 | 0 | 0 | 0 | -
LDNO LV: LV Generation Intermittent | 173 | 0 | -0.645 | 0 | 0 | 0 | 0 | 0.137 | -
LDNO LV: LV Generation Non-Intermittent | 174 | 0 | -2.772 | -0.934 | -0.112 | 0 | 0 | 0.137 | -
LDNO HV: Domestic Unrestricted | 158 | 1 | 0.83815 | 0 | 0 | 1.027 | 0 | 0 | -
LDNO HV: Domestic Two Rate | 159 | 2 | 0.9968 | 0.064417 | 0 | 1.027 | 0 | 0 | -
LDNO HV: Domestic Off Peak (related MPAN) | 160 | 2 | 0.12626 | 0 | 0 | 0 | 0 | 0 | -
LDNO HV: Small Non Domestic Unrestricted | 161 | 3 | 0.8076 | 0 | 0 | 1.627 | 0 | 0 | -
LDNO HV: Small Non Domestic Two Rate | 162 | 4 | 1.0001 | 0.1119 | 0 | 1.627 | 0 | 0 | -
LDNO HV: Small Non Domestic Off Peak (related MPAN) | 163 | 4 | 0.14356 | 0 | 0 | 0 | 0 | 0 | -
LDNO HV: LV Medium Non-Domestic | 164 | 5-8 | 0.7546 | 0.060736 | 0 | 9.8981 | 0 | 0 | -
LDNO HV: LV HH Metered | 165 | 0 | 2.8929 | 0.40306 | 0.041227 | 5.4993 | 0.54846 | 0.10638 | -
LDNO HV: LV Sub HH Metered | 166 | 0 | 4.2346 | 0.51406 | 0.045866 | 26.1972 | 1.2568 | 0.14058 | -
LDNO HV: HV HH Metered | 167 | 0 | 4.1551 | 0.44303 | 0.033137 | 83.7653 | 1.3615 | 0.12607 | -
LDNO HV: NHH UMS | 168 | 1&8 | 0.79214 | 0 | 0 | 0 | 0 | 0 | -
LDNO HV: LV UMS (Pseudo HH Metered) | 171 | 0 | 6.9294 | 1.0594 | 0.11669 | 0 | 0 | 0 | -
LDNO HV: LV Generation NHH | 175 | 8 | -0.645 | 0 | 0 | 0 | 0 | 0 | -
LDNO HV: LV Sub Generation NHH | 176 | 8 | -0.562 | 0 | 0 | 0 | 0 | 0 | -
LDNO HV: LV Generation Intermittent | 177 | 0 | -0.645 | 0 | 0 | 0 | 0 | 0.137 | -
LDNO HV: LV Generation Non-Intermittent | 178 | 0 | -2.772 | -0.934 | -0.112 | 0 | 0 | 0.137 | -
LDNO HV: LV Sub Generation Intermittent | 179 | 0 | -0.562 | 0 | 0 | 0 | 0 | 0.13 | -
LDNO HV: LV Sub Generation Non-Intermittent | 180 | 0 | -2.41 | -0.818 | -0.096 | 0 | 0 | 0.13 | -
LDNO HV: HV Generation Intermittent | 181 | 0 | -0.367 | 0 | 0 | 0 | 0 | 0.097 | -
LDNO HV: HV Generation Non-Intermittent | 182 | 0 | -1.557 | -0.552 | -0.057 | 0 | 0 | 0.097 | -
Tariffs for Charging Year: Scenario 4
| Open LLFCs | PCs | Unit rate 1 p/kWh | Unit rate 2 p/kWh | Unit rate 3 p/kWh | Fixed charge p/MPAN/day | Capacity charge p/kVA/day | Reactive power charge p/kVArh | Closed LLFCs
Domestic Unrestricted | 1 | 1 | 2.274 | 0 | 0 | 2.86 | 0 | 0 | 5, 21, 25, 998, 999
Domestic Two Rate | 2 | 2 | 2.705 | 0.175 | 0 | 2.86 | 0 | 0 | 6, 16, 22, 26, 36
Domestic Off Peak (related MPAN) | 12 | 2 | 0.342 | 0 | 0 | 0 | 0 | 0 | 8, 28, 32
Small Non Domestic Unrestricted | 203 | 3 | 2.191 | 0 | 0 | 4.55 | 0 | 0 | 202, 222, 223
Small Non Domestic Two Rate | 204 | 4 | 2.713 | 0.303 | 0 | 4.55 | 0 | 0 | 201, 221, 224
Small Non Domestic Off Peak (related MPAN) | 205 | 4 | 0.39 | 0 | 0 | 0 | 0 | 0 | 225
LV Medium Non-Domestic | 257 | 5-8 | 2.047 | 0.165 | 0 | 27.42 | 0 | 0 | 256, 267, 268, 276, 277, 287, 288
LV Sub Medium Non-Domestic | 265 | 5-8 | 1.767 | 0.158 | 0 | 62.73 | 0 | 0 | 264, 284, 285
HV Medium Non-Domestic | 304 | 5-8 | 1.424 | 0.08 | 0 | 208.37 | 0 | 0 | 303, 323, 324
LV HH Metered | 251 | 0 | 7.847 | 1.094 | 0.112 | 15.51 | 1.48 | 0.288 | 253, 655
LV Sub HH Metered | 293 | 0 | 7.098 | 0.863 | 0.077 | 45.64 | 2.1 | 0.235 | -
HV HH Metered | 301 | 0 | 5.758 | 0.615 | 0.046 | 115.26 | 1.89 | 0.175 | 610, 666, 674, 677
HV Sub HH Metered | 294 | 0 | 4.948 | 0.392 | 0.013 | 223.06 | 2.63 | 0.142 | -
NHH UMS | 504 & 505 | 1&8 | 2.149 | 0 | 0 | 0 | 0 | 0 | -
LV UMS (Pseudo HH Metered) | 554 & 555 | 0 | 18.791 | 2.875 | 0.316 | 0 | 0 | 0 | -
LV Generation NHH | 774 | 8 | -0.644 | 0 | 0 | 0 | 0 | 0 | 772, 773, 775, 800, 801
LV Sub Generation NHH | 776 | 8 | -0.561 | 0 | 0 | 0 | 0 | 0 | -
LV Generation Intermittent | 792 | 0 | -0.644 | 0 | 0 | 0 | 0 | 0.137 | 705, 716, 720, 722, 724, 725, 733, 736, 746, 758, 770
LV Generation Non-Intermittent | 794 | 0 | -2.77 | -0.933 | -0.112 | 0 | 0 | 0.137 | 713, 739, 740, 744, 790
LV Sub Generation Intermittent | 793 | 0 | -0.561 | 0 | 0 | 0 | 0 | 0.13 | -
LV Sub Generation Non-Intermittent | 795 | 0 | -2.409 | -0.818 | -0.096 | 0 | 0 | 0.13 | -
HV Generation Intermittent | 796 | 0 | -0.367 | 0 | 0 | 121.84 | 0 | 0.097 | 702, 703, 706, 715, 717, 723, 726, 730, 734, 749, 750, 752, 754, 755, 756, 771
HV Generation Non-Intermittent | 798 | 0 | -1.557 | -0.552 | -0.057 | 121.84 | 0 | 0.097 | 707, 708, 712, 721, 731, 732, 735, 743, 745, 747, 751, 753, 791
HV Sub Generation Non-Intermittent | 799 | 0 | -1.378 | -0.496 | -0.048 | 121.84 | 0 | 0.065 | -
HV Sub Generation Intermittent | 797 | 0 | -0.326 | 0 | 0 | 121.84 | 0 | 0.065 | -
LDNO LV: Domestic Unrestricted | 150 | 1 | 1.4811 | 0 | 0 | 1.8627 | 0 | 0 | -
LDNO LV: Domestic Two Rate | 151 | 2 | 1.7618 | 0.11398 | 0 | 1.8627 | 0 | 0 | -
LDNO LV: Domestic Off Peak (related MPAN) | 152 | 2 | 0.22274 | 0 | 0 | 0 | 0 | 0 | -
LDNO LV: Small Non Domestic Unrestricted | 153 | 3 | 1.427 | 0 | 0 | 2.9634 | 0 | 0 | -
LDNO LV: Small Non Domestic Two Rate | 154 | 4 | 1.767 | 0.19734 | 0 | 2.9634 | 0 | 0 | -
LDNO LV: Small Non Domestic Off Peak (related MPAN) | 155 | 4 | 0.25401 | 0 | 0 | 0 | 0 | 0 | -
LDNO LV: LV Medium Non-Domestic | 156 | 5-8 | 1.3332 | 0.10746 | 0 | 17.8586 | 0 | 0 | -
LDNO LV: LV HH Metered | 157 | 0 | 5.1107 | 0.71252 | 0.072945 | 10.1016 | 0.96392 | 0.18757 | -
LDNO LV: NHH UMS | 169 | 1&8 | 1.3996 | 0 | 0 | 0 | 0 | 0 | -
LDNO LV: LV UMS (Pseudo HH Metered) | 170 | 0 | 12.2386 | 1.8725 | 0.20581 | 0 | 0 | 0 | -
LDNO LV: LV Generation NHH | 172 | 8 | -0.644 | 0 | 0 | 0 | 0 | 0 | -
LDNO LV: LV Generation Intermittent | 173 | 0 | -0.644 | 0 | 0 | 0 | 0 | 0.137 | -
LDNO LV: LV Generation Non-Intermittent | 174 | 0 | -2.77 | -0.933 | -0.112 | 0 | 0 | 0.137 | -
LDNO HV: Domestic Unrestricted | 158 | 1 | 0.83705 | 0 | 0 | 1.0528 | 0 | 0 | -
LDNO HV: Domestic Two Rate | 159 | 2 | 0.9957 | 0.064417 | 0 | 1.0528 | 0 | 0 | -
LDNO HV: Domestic Off Peak (related MPAN) | 160 | 2 | 0.12589 | 0 | 0 | 0 | 0 | 0 | -
LDNO HV: Small Non Domestic Unrestricted | 161 | 3 | 0.8065 | 0 | 0 | 1.6748 | 0 | 0 | -
LDNO HV: Small Non Domestic Two Rate | 162 | 4 | 0.99864 | 0.11153 | 0 | 1.6748 | 0 | 0 | -
LDNO HV: Small Non Domestic Off Peak (related MPAN) | 163 | 4 | 0.14356 | 0 | 0 | 0 | 0 | 0 | -
LDNO HV: LV Medium Non-Domestic | 164 | 5-8 | 0.75349 | 0.060736 | 0 | 10.0932 | 0 | 0 | -
LDNO HV: LV HH Metered | 165 | 0 | 2.8884 | 0.4027 | 0.041227 | 5.7092 | 0.54478 | 0.10601 | -
LDNO HV: LV Sub HH Metered | 166 | 0 | 4.228 | 0.51406 | 0.045866 | 27.186 | 1.2509 | 0.13998 | -
LDNO HV: HV HH Metered | 167 | 0 | 4.1479 | 0.44303 | 0.033137 | 83.0305 | 1.3615 | 0.12607 | -
LDNO HV: NHH UMS | 168 | 1&8 | 0.79104 | 0 | 0 | 0 | 0 | 0 | -
LDNO HV: LV UMS (Pseudo HH Metered) | 171 | 0 | 6.9169 | 1.0583 | 0.11632 | 0 | 0 | 0 | -
LDNO HV: LV Generation NHH | 175 | 8 | -0.644 | 0 | 0 | 0 | 0 | 0 | -
LDNO HV: LV Sub Generation NHH | 176 | 8 | -0.561 | 0 | 0 | 0 | 0 | 0 | -
LDNO HV: LV Generation Intermittent | 177 | 0 | -0.644 | 0 | 0 | 0 | 0 | 0.137 | -
LDNO HV: LV Generation Non-Intermittent | 178 | 0 | -2.77 | -0.933 | -0.112 | 0 | 0 | 0.137 | -
LDNO HV: LV Sub Generation Intermittent | 179 | 0 | -0.561 | 0 | 0 | 0 | 0 | 0.13 | -
LDNO HV: LV Sub Generation Non-Intermittent | 180 | 0 | -2.409 | -0.818 | -0.096 | 0 | 0 | 0.13 | -
LDNO HV: HV Generation Intermittent | 181 | 0 | -0.367 | 0 | 0 | 0 | 0 | 0.097 | -
LDNO HV: HV Generation Non-Intermittent | 182 | 0 | -1.557 | -0.552 | -0.057 | 0 | 0 | 0.097 | -

## LV SM - typical bill
| Y | Y+1 | Y+2 | Y+3 | Y+4
TARIFF | Base Model | Scenario 1 | Scenario 2 | Scenario 3 | Scenario 4
> Domestic Unrestricted
Domestic Unrestricted | 90.3562 | 93.1668 | 93.2437 | 90.3476 | 90.4696
LDNO LV: Domestic Unrestricted | 55.5817 | 57.4926 | 57.547 | 55.5761 | 55.6599
LDNO HV: Domestic Unrestricted | 25.7577 | 26.9768 | 27.015 | 25.7545 | 25.8093
> Domestic Two Rate
Domestic Two Rate | 97.8573 | 100.5435 | 100.6347 | 97.8487 | 97.985
LDNO LV: Domestic Two Rate
LDNO HV: Domestic Two Rate | 19.7465 | 21.1139 | 21.1649 | 19.7433 | 19.811
> Domestic Off Peak (related MPAN)
Domestic Off Peak (related MPAN) | 18.5469 | 17.8981 | 17.844 | 18.5469 | 18.4929
LDNO LV: Domestic Off Peak (related MPAN)
LDNO HV: Domestic Off Peak (related MPAN)
> Small Non Domestic Unrestricted
Small Non Domestic Unrestricted | 289.247 | 279.9933 | 279.9269 | 289.2182 | 289.2752
LDNO LV: Small Non Domestic Unrestricted | 87.4832 | 83.9858 | 84.0345 | 87.4645 | 87.6396
LDNO HV: Small Non Domestic Unrestricted | 121.6088 | 117.823 | 117.7848 | 121.5982 | 121.5984
> Small Non Domestic Two Rate
Small Non Domestic Two Rate | 414.8175 | 402.1386 | 401.8235 | 414.7887 | 414.5843
LDNO LV: Small Non Domestic Two Rate
LDNO HV: Small Non Domestic Two Rate | 187.6886 | 182.0532 | 181.8805 | 187.678 | 187.5362
> Small Non Domestic Off Peak (related MPAN)
Small Non Domestic Off Peak (related MPAN) | 50.6572 | 49.1025 | 48.9729 | 50.5276 | 50.5276
LDNO LV: Small Non Domestic Off Peak (related MPAN)
LDNO HV: Small Non Domestic Off Peak (related MPAN)
> LV Medium Non-Domestic
LV Medium Non-Domestic | 1511.9059 | 1457.6153 | 1456.0055 | 1511.7733 | 1511.3911
LDNO LV: LV Medium Non-Domestic
LDNO HV: LV Medium Non-Domestic
> LV Sub Medium Non-Domestic
LV Sub Medium Non-Domestic | 2368.2478 | 2291.5592 | 2292.64 | 2367.9828 | 2370.9346
> HV Medium Non-Domestic
HV Medium Non-Domestic | 3215.7776 | 3097.5701 | 3091.8896 | 3217.806 | 3208.695
> LV HH Metered
LV HH Metered | 9520.6241 | 9207.1023 | 9200.6355 | 9525.9282 | 9504.6214
LDNO LV: LV HH Metered
LDNO HV: LV HH Metered | 16960.3006 | 16611.703 | 16597.1481 | 16964.402 | 16943.2436
> LV Sub HH Metered
LV Sub HH Metered | 18222.9783 | 17674.8363 | 17645.3704 | 18242.0199 | 18193.4444
LDNO HV: LV Sub HH Metered
> HV HH Metered
HV HH Metered | 47413.9381 | 46236.6308 | 46159.1807 | 47412.5849 | 47335.685
LDNO HV: HV HH Metered
> HV Sub HH Metered
HV Sub HH Metered | 26920.7694 | 26324.5151 | 26274.3222 | 26972.213 | 26910.9977
> NHH UMS
NHH UMS | 4252.3147 | 4129.8038 | 4125.8518 | 4252.3147 | 4246.3868
LDNO LV: NHH UMS | 56.5751 | 54.9451 | 54.8926 | 56.5751 | 56.4962
LDNO HV: NHH UMS | 238.6932 | 231.8163 | 231.5945 | 238.6932 | 238.3604
> LV UMS (Pseudo HH Metered)
LV UMS (Pseudo HH Metered) | 46456.2335 | 45120.5354 | 45071.6791 | 46463.7157 | 46380.0748
LDNO LV: LV UMS (Pseudo HH Metered)
LDNO HV: LV UMS (Pseudo HH Metered)
> LV Generation NHH
LV Generation NHH | -57.7858 | -55.2811 | -55.1917 | -57.6963 | -57.6069
LDNO LV: LV Generation NHH
LDNO HV: LV Generation NHH
> LV Sub Generation NHH
LV Sub Generation NHH
LDNO HV: LV Sub Generation NHH
> LV Generation Intermittent
LV Generation Intermittent | -15161.4157 | -14504.2646 | -14480.7949 | -15137.946 | -15114.4764
LDNO LV: LV Generation Intermittent
LDNO HV: LV Generation Intermittent
> LV Generation Non-Intermittent
LV Generation Non-Intermittent | -18804.9728 | -17978.0442 | -17944.7389 | -18755.0534 | -18739.9348
LDNO LV: LV Generation Non-Intermittent
LDNO HV: LV Generation Non-Intermittent
> LV Sub Generation Intermittent
LV Sub Generation Intermittent
LDNO HV: LV Sub Generation Intermittent
> LV Sub Generation Non-Intermittent
LV Sub Generation Non-Intermittent
LDNO HV: LV Sub Generation Non-Intermittent
> HV Generation Intermittent
HV Generation Intermittent | -22116.3193 | -21386.3499 | -21389.4211 | -22053.7709 | -22058.9421
LDNO HV: HV Generation Intermittent
> HV Generation Non-Intermittent
HV Generation Non-Intermittent | -30115.279 | -29180.9288 | -29140.7497 | -30070.7974 | -30075.9686
LDNO HV: HV Generation Non-Intermittent
> HV Sub Generation Non-Intermittent
HV Sub Generation Non-Intermittent | -2881.6348 | -2841.6661 | -2839.3666 | -2870.5183 | -2875.6895
> HV Sub Generation Intermittent
HV Sub Generation Intermittent | -30162.9256 | -29200.3345 | -29203.4005 | -30068.0792 | -30073.2504

## HV SM - summary
Tariff Comparison
Scenario 1 vs Base | [6 empty] | Scenario 3 vs Base
| Unit rate 1 p/kWh | Unit rate 2 p/kWh | Unit rate 3 p/kWh | Fixed charge p/MPAN/day | Capacity charge p/kVA/day | Reactive power charge p/kVArh |  | Unit rate 1 p/kWh | Unit rate 2 p/kWh | Unit rate 3 p/kWh | Fixed charge p/MPAN/day | Capacity charge p/kVA/day | Reactive power charge p/kVArh
Domestic Unrestricted | -0.04507% |  |  | 0% |  |  | Domestic Unrestricted | -0.04507% |  |  | -0.2398%
Domestic Two Rate | 0% | 0% |  | 0% |  |  | Domestic Two Rate | 0% | -0.5988% |  | -0.2398%
Domestic Off Peak (related MPAN) | 0% | [5 empty] | Domestic Off Peak (related MPAN) | 0%
Small Non Domestic Unrestricted | 0% |  |  | 0% |  |  | Small Non Domestic Unrestricted | 0% |  |  | -0.2611%
Small Non Domestic Two Rate | 0% | 0% |  | 0% |  |  | Small Non Domestic Two Rate | -0.03779% | 0% |  | -0.2611%
Small Non Domestic Off Peak (related MPAN) | 0% | [5 empty] | Small Non Domestic Off Peak (related MPAN) | 0%
LV Medium Non-Domestic | -0.05008% | 0% |  | -0.09095% |  |  | LV Medium Non-Domestic | -0.05008% | 0% |  | -0.2729%
LV Sub Medium Non-Domestic | 0% | 0% |  | -0.07394% |  |  | LV Sub Medium Non-Domestic | 0% | -0.6579% |  | -0.2033%
HV Medium Non-Domestic | 0% | 0% |  | 4.465% |  |  | HV Medium Non-Domestic | 0.07112% | 0% |  | -0.4903%
LV HH Metered | 0% | 0% | 0% | -0.08658% | 0% | 0% | LV HH Metered | 0.07745% | -0.1892% | 0% | -0.08658% | -0.7463% | 0%
LV Sub HH Metered | -0.01421% | 0% | 0% | -0.1036% | 0% | 0% | LV Sub HH Metered | 0.09945% | -0.1193% | 0% | -0.1295% | 0% | 0%
HV HH Metered | -0.01748% | 0% | 0% | 9.106% | 0% | 0% | HV HH Metered | 0.1224% | -0.1672% | -2.222% | -0.4973% | 0% | 0%
HV Sub HH Metered | 0% | 0% | 0% | 49.87% | -0.3953% | 0% | HV Sub HH Metered | 0.1621% | 0% | 0% | -0.5052% | -0.3953% | 0%
NHH UMS | 0% | [5 empty] | NHH UMS | -0.04789%
LV UMS (Pseudo HH Metered) | -0.01085% | 0% | 0% |  |  |  | LV UMS (Pseudo HH Metered) | 0.05425% | -0.1818% | -0.3333%
Scenario 2 vs Base | [6 empty] | Scenario 4 vs Base
| Unit rate 1 p/kWh | Unit rate 2 p/kWh | Unit rate 3 p/kWh | Fixed charge p/MPAN/day | Capacity charge p/kVA/day | Reactive power charge p/kVArh |  | Unit rate 1 p/kWh | Unit rate 2 p/kWh | Unit rate 3 p/kWh | Fixed charge p/MPAN/day | Capacity charge p/kVA/day | Reactive power charge p/kVArh
Domestic Unrestricted | -0.04507% |  |  | -0.2398% |  |  | Domestic Unrestricted | 0% |  |  | 0%
Domestic Two Rate | 0% | 0% |  | -0.2398% |  |  | Domestic Two Rate | 0% | 0% |  | 0%
Domestic Off Peak (related MPAN) | 0% | [5 empty] | Domestic Off Peak (related MPAN) | 0%
Small Non Domestic Unrestricted | 0% |  |  | 0% |  |  | Small Non Domestic Unrestricted | 0% |  |  | 0%
Small Non Domestic Two Rate | 0% | 0% |  | 0% |  |  | Small Non Domestic Two Rate | 0% | 0% |  | 0%
Small Non Domestic Off Peak (related MPAN) | 0% | [5 empty] | Small Non Domestic Off Peak (related MPAN) | 0%
LV Medium Non-Domestic | -0.05008% | 0% |  | -0.09095% |  |  | LV Medium Non-Domestic | 0% | 0% |  | 0%
LV Sub Medium Non-Domestic | 0% | 0% |  | -0.09242% |  |  | LV Sub Medium Non-Domestic | 0% | 0% |  | -0.01848%
HV Medium Non-Domestic | 0% | 0% |  | 7.932% |  |  | HV Medium Non-Domestic | 0% | 0% |  | 2.095%
LV HH Metered | 0% | 0% | 0% | -0.08658% | 0% | 0% | LV HH Metered | 0% | 0% | 0% | 0% | 0% | 0%
LV Sub HH Metered | -0.01421% | 0% | 0% | -0.1295% | 0% | 0% | LV Sub HH Metered | 0% | 0% | 0% | -0.02589% | 0% | 0%
HV HH Metered | -0.01748% | 0% | 0% | 16.14% | 0% | 0% | HV HH Metered | 0% | 0% | 0% | 4.263% | 0% | 0%
HV Sub HH Metered | 0% | 0% | 0% | 49.83% | -0.3953% | 0% | HV Sub HH Metered | 0% | 0% | 0% | 4.263% | 0% | 0%
NHH UMS | 0% | [5 empty] | NHH UMS | 0%
LV UMS (Pseudo HH Metered) | -0.01085% | -0.03636% | 0% |  |  |  | LV UMS (Pseudo HH Metered) | 0% | 0% | 0%
Scenario 2 vs Scenario 1 | [6 empty] | Scenario 4 vs Scenario 3
| Unit rate 1 p/kWh | Unit rate 2 p/kWh | Unit rate 3 p/kWh | Fixed charge p/MPAN/day | Capacity charge p/kVA/day | Reactive power charge p/kVArh |  | Unit rate 1 p/kWh | Unit rate 2 p/kWh | Unit rate 3 p/kWh | Fixed charge p/MPAN/day | Capacity charge p/kVA/day | Reactive power charge p/kVArh
Domestic Unrestricted | 0% |  |  | -0.2398% |  |  | Domestic Unrestricted | 0.04509% |  |  | 0.2404%
Domestic Two Rate | 0% | 0% |  | -0.2398% |  |  | Domestic Two Rate | 0% | 0.6024% |  | 0.2404%
Domestic Off Peak (related MPAN) | 0% | [5 empty] | Domestic Off Peak (related MPAN) | 0%
Small Non Domestic Unrestricted | 0% |  |  | 0% |  |  | Small Non Domestic Unrestricted | 0% |  |  | 0.2618%
Small Non Domestic Two Rate | 0% | 0% |  | 0% |  |  | Small Non Domestic Two Rate | 0.03781% | 0% |  | 0.2618%
Small Non Domestic Off Peak (related MPAN) | 0% | [5 empty] | Small Non Domestic Off Peak (related MPAN) | 0%
LV Medium Non-Domestic | 0% | 0% |  | 0% |  |  | LV Medium Non-Domestic | 0.0501% | 0% |  | 0.2736%
LV Sub Medium Non-Domestic | 0% | 0% |  | -0.0185% |  |  | LV Sub Medium Non-Domestic | 0% | 0.6623% |  | 0.1852%
HV Medium Non-Domestic | 0% | 0% |  | 3.319% |  |  | HV Medium Non-Domestic | -0.07107% | 0% |  | 2.598%
LV HH Metered | 0% | 0% | 0% | 0% | 0% | 0% | LV HH Metered | -0.07739% | 0.1896% | 0% | 0.08666% | 0.7519% | 0%
LV Sub HH Metered | 0% | 0% | 0% | -0.02592% | 0% | 0% | LV Sub HH Metered | -0.09935% | 0.1195% | 0% | 0.1037% | 0% | 0%
HV HH Metered | 0% | 0% | 0% | 6.447% | 0% | 0% | HV HH Metered | -0.1222% | 0.1675% | 2.273% | 4.784% | 0% | 0%
HV Sub HH Metered | 0% | 0% | 0% | -0.02107% | 0% | 0% | HV Sub HH Metered | -0.1618% | 0% | 0% | 4.792% | 0.3968% | 0%
NHH UMS | 0% | [5 empty] | NHH UMS | 0.04792%
LV UMS (Pseudo HH Metered) | 0% | -0.03636% | 0% |  |  |  | LV UMS (Pseudo HH Metered) | -0.05422% | 0.1821% | 0.3344%
Typical Bill Comparison
| Percentage Change |  |  | Absolute Change (£) |  |  |  | Percentage Change |  |  | Absolute Change (£)
TARIFF | Scenario 1 vs Base | Scenario 2 vs Base | Scenario 2 vs Scenario 1 | Scenario 1 vs Base | Scenario 2 vs Base | Scenario 2 vs Scenario 1 | TARIFF | Scenario 3 vs Base | Scenario 4 vs Base | Scenario 4 vs Scenario 3 | Scenario 3 vs Base | Scenario 4 vs Base | Scenario 4 vs Scenario 3
> Domestic Unrestricted | [6 empty] | > Domestic Unrestricted
Domestic Unrestricted | -0.03771% | -0.07683% | -0.03913% | -0.035194 | -0.071694 | -0.0365 | Domestic Unrestricted | -0.03225% | 0% | 0.03226% | -0.030094 | 0 | 0.030094
LDNO LV: Domestic Unrestricted | -0.03731% | -0.07859% | -0.04129% | -0.021487 | -0.045259 | -0.023772 | LDNO LV: Domestic Unrestricted | -0.03154% | 0% | 0.03155% | -0.018165 | 0 | 0.018165
LDNO HV: Domestic Unrestricted | -0.03573% | -0.08542% | -0.04971% | -0.00966 | -0.023095 | -0.013435 | LDNO HV: Domestic Unrestricted | -0.02878% | 0% | 0.02879% | -0.0077827 | 0 | 0.0077827
> Domestic Two Rate | [6 empty] | > Domestic Two Rate
Domestic Two Rate | 0% | -0.03626% | -0.03626% | 0 | -0.0365 | -0.0365 | Domestic Two Rate | -0.0246% | 0% | 0.02461% | -0.024766 | 0 | 0.024766
LDNO LV: Domestic Two Rate | #VALUE! | #VALUE! | #VALUE! | #VALUE! | #VALUE! | #VALUE! | LDNO LV: Domestic Two Rate | #VALUE! | #VALUE! | #VALUE! | #VALUE! | #VALUE! | #VALUE!
LDNO HV: Domestic Two Rate | 0% | -0.06344% | -0.06344% | 0 | -0.013435 | -0.013435 | LDNO HV: Domestic Two Rate | -0.02907% | 0% | 0.02908% | -0.006156 | 0 | 0.006156
> Domestic Off Peak (related MPAN) | [6 empty] | > Domestic Off Peak (related MPAN)
Domestic Off Peak (related MPAN) | 0% | 0% | 0% | 0 | 0 | 0 | Domestic Off Peak (related MPAN) | 0% | 0% | 0% | 0 | 0 | 0
LDNO LV: Domestic Off Peak (related MPAN) | #VALUE! | #VALUE! | #VALUE! | #VALUE! | #VALUE! | #VALUE! | LDNO LV: Domestic Off Peak (related MPAN) | #VALUE! | #VALUE! | #VALUE! | #VALUE! | #VALUE! | #VALUE!
LDNO HV: Domestic Off Peak (related MPAN) | #VALUE! | #VALUE! | #VALUE! | #VALUE! | #VALUE! | #VALUE! | LDNO HV: Domestic Off Peak (related MPAN) | #VALUE! | #VALUE! | #VALUE! | #VALUE! | #VALUE! | #VALUE!
> Small Non Domestic Unrestricted | [6 empty] | > Small Non Domestic Unrestricted
Small Non Domestic Unrestricted | 0% | 0% | 0% | 0 | 0 | 0 | Small Non Domestic Unrestricted | 0.0006073% | 0% | -0.0006073% | 0.0017 | 0 | -0.0017
LDNO LV: Small Non Domestic Unrestricted | 0% | 0% | 0% | 0 | 0 | 0 | LDNO LV: Small Non Domestic Unrestricted | 0.001318% | 0% | -0.001318% | 0.0011072 | 0 | -0.0011072
LDNO HV: Small Non Domestic Unrestricted | 0% | 0% | 0% | 0 | 0 | 0 | LDNO HV: Small Non Domestic Unrestricted | 0.0005313% | 0% | -0.0005313% | 0.00062576 | 0 | -0.00062576
> Small Non Domestic Two Rate | [6 empty] | > Small Non Domestic Two Rate
Small Non Domestic Two Rate | 0% | 0% | 0% | 0 | 0 | 0 | Small Non Domestic Two Rate | -0.03368% | 0% | 0.03369% | -0.13532 | 0 | 0.13532
LDNO LV: Small Non Domestic Two Rate | #VALUE! | #VALUE! | #VALUE! | #VALUE! | #VALUE! | #VALUE! | LDNO LV: Small Non Domestic Two Rate | #VALUE! | #VALUE! | #VALUE! | #VALUE! | #VALUE! | #VALUE!
LDNO HV: Small Non Domestic Two Rate | 0% | 0% | 0% | 0 | 0 | 0 | LDNO HV: Small Non Domestic Two Rate | -0.03279% | 0% | 0.0328% | -0.059644 | 0 | 0.059644
> Small Non Domestic Off Peak (related MPAN) | [6 empty] | > Small Non Domestic Off Peak (related MPAN)
Small Non Domestic Off Peak (related MPAN) | 0% | 0% | 0% | 0 | 0 | 0 | Small Non Domestic Off Peak (related MPAN) | 0% | 0% | 0% | 0 | 0 | 0
LDNO LV: Small Non Domestic Off Peak (related MPAN) | #VALUE! | #VALUE! | #VALUE! | #VALUE! | #VALUE! | #VALUE! | LDNO LV: Small Non Domestic Off Peak (related MPAN) | #VALUE! | #VALUE! | #VALUE! | #VALUE! | #VALUE! | #VALUE!
LDNO HV: Small Non Domestic Off Peak (related MPAN) | #VALUE! | #VALUE! | #VALUE! | #VALUE! | #VALUE! | #VALUE! | LDNO HV: Small Non Domestic Off Peak (related MPAN) | #VALUE! | #VALUE! | #VALUE! | #VALUE! | #VALUE! | #VALUE!
> LV Medium Non-Domestic | [6 empty] | > LV Medium Non-Domestic
LV Medium Non-Domestic | -0.05187% | -0.05187% | 0% | -0.75559 | -0.75559 | 0 | LV Medium Non-Domestic | -0.04684% | 0% | 0.04686% | -0.68229 | 0 | 0.68229
LDNO LV: LV Medium Non-Domestic | #VALUE! | #VALUE! | #VALUE! | #VALUE! | #VALUE! | #VALUE! | LDNO LV: LV Medium Non-Domestic | #VALUE! | #VALUE! | #VALUE! | #VALUE! | #VALUE! | #VALUE!
LDNO HV: LV Medium Non-Domestic | #VALUE! | #VALUE! | #VALUE! | #VALUE! | #VALUE! | #VALUE! | LDNO HV: LV Medium Non-Domestic | #VALUE! | #VALUE! | #VALUE! | #VALUE! | #VALUE! | #VALUE!
> LV Sub Medium Non-Domestic | [6 empty] | > LV Sub Medium Non-Domestic
LV Sub Medium Non-Domestic | -0.006368% | -0.00796% | -0.001592% | -0.146 | -0.1825 | -0.0365 | LV Sub Medium Non-Domestic | -0.003161% | -0.001592% | 0.001569% | -0.072471 | -0.0365 | 0.035971
> HV Medium Non-Domestic | [6 empty] | > HV Medium Non-Domestic
HV Medium Non-Domestic | 0.9178% | 1.63% | 0.7062% | 27.9225 | 49.6035 | 21.681 | HV Medium Non-Domestic | 0.01121% | 0.4307% | 0.4195% | 0.34094 | 13.1035 | 12.7626
> LV HH Metered | [6 empty] | > LV HH Metered
LV HH Metered | -0.0003967% | -0.0003967% | 0% | -0.0365 | -0.0365 | 0 | LV HH Metered | -0.06531% | 0% | 0.06535% | -6.009 | 0 | 6.009
LDNO LV: LV HH Metered | #VALUE! | #VALUE! | #VALUE! | #VALUE! | #VALUE! | #VALUE! | LDNO LV: LV HH Metered | #VALUE! | #VALUE! | #VALUE! | #VALUE! | #VALUE! | #VALUE!
LDNO HV: LV HH Metered | -8.095e-05% | -8.095e-05% | 0% | -0.013435 | -0.013435 | 0 | LDNO HV: LV HH Metered | -0.002205% | 0% | 0.002205% | -0.36599 | 0 | 0.36599
> LV Sub HH Metered | [6 empty] | > LV Sub HH Metered
LV Sub HH Metered | -0.007758% | -0.007965% | -0.0002069% | -1.3691 | -1.4056 | -0.0365 | LV Sub HH Metered | 0.1047% | -0.0002068% | -0.1048% | 18.4845 | -0.0365 | -18.521
LDNO HV: LV Sub HH Metered | #VALUE! | #VALUE! | #VALUE! | #VALUE! | #VALUE! | #VALUE! | LDNO HV: LV Sub HH Metered | #VALUE! | #VALUE! | #VALUE! | #VALUE! | #VALUE! | #VALUE!
> HV HH Metered | [6 empty] | > HV HH Metered
HV HH Metered | 0.05092% | 0.09794% | 0.04699% | 23.4808 | 45.1618 | 21.681 | HV HH Metered | 0.04445% | 0.02849% | -0.01595% | 20.4978 | 13.14 | -7.3578
LDNO HV: HV HH Metered | #VALUE! | #VALUE! | #VALUE! | #VALUE! | #VALUE! | #VALUE! | LDNO HV: HV HH Metered | #VALUE! | #VALUE! | #VALUE! | #VALUE! | #VALUE! | #VALUE!
> HV Sub HH Metered | [6 empty] | > HV Sub HH Metered
HV Sub HH Metered | 0.7459% | 0.7454% | -0.0005557% | 194.5391 | 194.3931 | -0.146 | HV Sub HH Metered | 0.03228% | 0.07558% | 0.04328% | 8.4193 | 19.71 | 11.2907
> NHH UMS | [6 empty] | > NHH UMS
NHH UMS | 0% | 0% | 0% | 0 | 0 | 0 | NHH UMS | -0.04789% | 0% | 0.04792% | -1.976 | 0 | 1.976
LDNO LV: NHH UMS | 0% | 0% | 0% | 0 | 0 | 0 | LDNO LV: NHH UMS | -0.04789% | 0% | 0.04792% | -0.02629 | 0 | 0.02629
LDNO HV: NHH UMS | 0% | 0% | 0% | 0 | 0 | 0 | LDNO HV: NHH UMS | -0.04789% | 0% | 0.04792% | -0.11092 | 0 | 0.11092
> LV UMS (Pseudo HH Metered) | [6 empty] | > LV UMS (Pseudo HH Metered)
LV UMS (Pseudo HH Metered) | -0.007303% | -0.01502% | -0.007718% | -3.292 | -6.771 | -3.479 | LV UMS (Pseudo HH Metered) | -0.04032% | 0% | 0.04033% | -18.1741 | 0 | 18.1741
LDNO LV: LV UMS (Pseudo HH Metered) | #VALUE! | #VALUE! | #VALUE! | #VALUE! | #VALUE! | #VALUE! | LDNO LV: LV UMS (Pseudo HH Metered) | #VALUE! | #VALUE! | #VALUE! | #VALUE! | #VALUE! | #VALUE!
LDNO HV: LV UMS (Pseudo HH Metered) | #VALUE! | #VALUE! | #VALUE! | #VALUE! | #VALUE! | #VALUE! | LDNO HV: LV UMS (Pseudo HH Metered) | #VALUE! | #VALUE! | #VALUE! | #VALUE! | #VALUE! | #VALUE!
> LV Generation NHH | [6 empty] | > LV Generation NHH
LV Generation NHH | 0% | 0% | 0% | 0 | 0 | 0 | LV Generation NHH | -0.3241% | 0% | 0.3252% | 0.1789 | 0 | -0.1789
LDNO LV: LV Generation NHH | #VALUE! | #VALUE! | #VALUE! | #VALUE! | #VALUE! | #VALUE! | LDNO LV: LV Generation NHH | #VALUE! | #VALUE! | #VALUE! | #VALUE! | #VALUE! | #VALUE!
LDNO HV: LV Generation NHH | #VALUE! | #VALUE! | #VALUE! | #VALUE! | #VALUE! | #VALUE! | LDNO HV: LV Generation NHH | #VALUE! | #VALUE! | #VALUE! | #VALUE! | #VALUE! | #VALUE!
> LV Sub Generation NHH | [6 empty] | > LV Sub Generation NHH
LV Sub Generation NHH | #VALUE! | #VALUE! | #VALUE! | #VALUE! | #VALUE! | #VALUE! | LV Sub Generation NHH | #VALUE! | #VALUE! | #VALUE! | #VALUE! | #VALUE! | #VALUE!
LDNO HV: LV Sub Generation NHH | #VALUE! | #VALUE! | #VALUE! | #VALUE! | #VALUE! | #VALUE! | LDNO HV: LV Sub Generation NHH | #VALUE! | #VALUE! | #VALUE! | #VALUE! | #VALUE! | #VALUE!
> LV Generation Intermittent | [6 empty] | > LV Generation Intermittent
LV Generation Intermittent | 0% | 0% | 0% | 0 | 0 | 0 | LV Generation Intermittent | -0.3241% | 0% | 0.3252% | 46.9394 | 0 | -46.9394
LDNO LV: LV Generation Intermittent | #VALUE! | #VALUE! | #VALUE! | #VALUE! | #VALUE! | #VALUE! | LDNO LV: LV Generation Intermittent | #VALUE! | #VALUE! | #VALUE! | #VALUE! | #VALUE! | #VALUE!
LDNO HV: LV Generation Intermittent | #VALUE! | #VALUE! | #VALUE! | #VALUE! | #VALUE! | #VALUE! | LDNO HV: LV Generation Intermittent | #VALUE! | #VALUE! | #VALUE! | #VALUE! | #VALUE! | #VALUE!
> LV Generation Non-Intermittent | [6 empty] | > LV Generation Non-Intermittent
LV Generation Non-Intermittent | 0% | 0% | 0% | 0 | 0 | 0 | LV Generation Non-Intermittent | -0.1856% | 0% | 0.1859% | 33.3053 | 0 | -33.3053
LDNO LV: LV Generation Non-Intermittent | #VALUE! | #VALUE! | #VALUE! | #VALUE! | #VALUE! | #VALUE! | LDNO LV: LV Generation Non-Intermittent | #VALUE! | #VALUE! | #VALUE! | #VALUE! | #VALUE! | #VALUE!
LDNO HV: LV Generation Non-Intermittent | #VALUE! | #VALUE! | #VALUE! | #VALUE! | #VALUE! | #VALUE! | LDNO HV: LV Generation Non-Intermittent | #VALUE! | #VALUE! | #VALUE! | #VALUE! | #VALUE! | #VALUE!
> LV Sub Generation Intermittent | [6 empty] | > LV Sub Generation Intermittent
LV Sub Generation Intermittent | #VALUE! | #VALUE! | #VALUE! | #VALUE! | #VALUE! | #VALUE! | LV Sub Generation Intermittent | #VALUE! | #VALUE! | #VALUE! | #VALUE! | #VALUE! | #VALUE!
LDNO HV: LV Sub Generation Intermittent | #VALUE! | #VALUE! | #VALUE! | #VALUE! | #VALUE! | #VALUE! | LDNO HV: LV Sub Generation Intermittent | #VALUE! | #VALUE! | #VALUE! | #VALUE! | #VALUE! | #VALUE!
> LV Sub Generation Non-Intermittent | [6 empty] | > LV Sub Generation Non-Intermittent
LV Sub Generation Non-Intermittent | #VALUE! | #VALUE! | #VALUE! | #VALUE! | #VALUE! | #VALUE! | LV Sub Generation Non-Intermittent | #VALUE! | #VALUE! | #VALUE! | #VALUE! | #VALUE! | #VALUE!
LDNO HV: LV Sub Generation Non-Intermittent | #VALUE! | #VALUE! | #VALUE! | #VALUE! | #VALUE! | #VALUE! | LDNO HV: LV Sub Generation Non-Intermittent | #VALUE! | #VALUE! | #VALUE! | #VALUE! | #VALUE! | #VALUE!
> HV Generation Intermittent | [6 empty] | > HV Generation Intermittent
HV Generation Intermittent | -1.925% | -1.529% | 0.4037% | 418.1805 | 332.1865 | -85.994 | HV Generation Intermittent | -0.2817% | -0.009074% | 0.2734% | 61.1897 | 1.971 | -59.2187
LDNO HV: HV Generation Intermittent | #VALUE! | #VALUE! | #VALUE! | #VALUE! | #VALUE! | #VALUE! | LDNO HV: HV Generation Intermittent | #VALUE! | #VALUE! | #VALUE! | #VALUE! | #VALUE! | #VALUE!
> HV Generation Non-Intermittent | [6 empty] | > HV Generation Non-Intermittent
HV Generation Non-Intermittent | -1.419% | -1.127% | 0.296% | 418.1805 | 332.1865 | -85.994 | HV Generation Non-Intermittent | -0.3282% | -0.006687% | 0.3225% | 96.7238 | 1.971 | -94.7528
LDNO HV: HV Generation Non-Intermittent | #VALUE! | #VALUE! | #VALUE! | #VALUE! | #VALUE! | #VALUE! | LDNO HV: HV Generation Non-Intermittent | #VALUE! | #VALUE! | #VALUE! | #VALUE! | #VALUE! | #VALUE!
> HV Sub Generation Non-Intermittent | [6 empty] | > HV Sub Generation Non-Intermittent
HV Sub Generation Non-Intermittent | -13.19% | -10.47% | 3.123% | 418.1805 | 332.1865 | -85.994 | HV Sub Generation Non-Intermittent | -0.1651% | -0.06215% | 0.1031% | 5.236 | 1.971 | -3.265
> HV Sub Generation Intermittent | [6 empty] | > HV Sub Generation Intermittent
HV Sub Generation Intermittent | -1.416% | -1.125% | 0.2953% | 418.1805 | 332.1865 | -85.994 | HV Sub Generation Intermittent | -0.3165% | -0.006673% | 0.3108% | 93.4877 | 1.971 | -91.5167

## HV SM - tariffs
Tariffs for Charging Year: Base Model
| Open LLFCs | PCs | Unit rate 1 p/kWh | Unit rate 2 p/kWh | Unit rate 3 p/kWh | Fixed charge p/MPAN/day | Capacity charge p/kVA/day | Reactive power charge p/kVArh | Closed LLFCs
Domestic Unrestricted | 1 | 1 | 2.219 | 0 | 0 | 4.17 | 0 | 0 | 5, 21, 25, 998, 999
Domestic Two Rate | 2 | 2 | 2.644 | 0.167 | 0 | 4.17 | 0 | 0 | 6, 16, 22, 26, 36
Domestic Off Peak (related MPAN) | 12 | 2 | 0.33 | 0 | 0 | 0 | 0 | 0 | 8, 28, 32
Small Non Domestic Unrestricted | 203 | 3 | 2.137 | 0 | 0 | 3.83 | 0 | 0 | 202, 222, 223
Small Non Domestic Two Rate | 204 | 4 | 2.646 | 0.292 | 0 | 3.83 | 0 | 0 | 201, 221, 224
Small Non Domestic Off Peak (related MPAN) | 205 | 4 | 0.378 | 0 | 0 | 0 | 0 | 0 | 225
LV Medium Non-Domestic | 257 | 5-8 | 1.997 | 0.157 | 0 | 21.99 | 0 | 0 | 256, 267, 268, 276, 277, 287, 288
LV Sub Medium Non-Domestic | 265 | 5-8 | 1.729 | 0.152 | 0 | 54.1 | 0 | 0 | 264, 284, 285
HV Medium Non-Domestic | 304 | 5-8 | 1.406 | 0.078 | 0 | 171.34 | 0 | 0 | 303, 323, 324
LV HH Metered | 251 | 0 | 7.747 | 1.057 | 0.107 | 11.55 | 1.34 | 0.282 | 253, 655
LV Sub HH Metered | 293 | 0 | 7.039 | 0.838 | 0.074 | 38.62 | 1.97 | 0.232 | -
HV HH Metered | 301 | 0 | 5.721 | 0.598 | 0.045 | 84.45 | 1.76 | 0.173 | 610, 666, 674, 677
HV Sub HH Metered | 294 | 0 | 4.936 | 0.382 | 0.013 | 126.68 | 2.53 | 0.141 | -
NHH UMS | 504 & 505 | 1&8 | 2.088 | 0 | 0 | 0 | 0 | 0 | -
LV UMS (Pseudo HH Metered) | 554 & 555 | 0 | 18.432 | 2.75 | 0.3 | 0 | 0 | 0 | -
LV Generation NHH | 774 | 8 | -0.617 | 0 | 0 | 0 | 0 | 0 | 772, 773, 775, 800, 801
LV Sub Generation NHH | 776 | 8 | -0.54 | 0 | 0 | 0 | 0 | 0 | -
LV Generation Intermittent | 792 | 0 | -0.617 | 0 | 0 | 0 | 0 | 0.131 | 705, 716, 720, 722, 724, 725, 733, 736, 746, 758, 770
LV Generation Non-Intermittent | 794 | 0 | -2.655 | -0.893 | -0.107 | 0 | 0 | 0.131 | 713, 739, 740, 744, 790
LV Sub Generation Intermittent | 793 | 0 | -0.54 | 0 | 0 | 0 | 0 | 0.124 | -
LV Sub Generation Non-Intermittent | 795 | 0 | -2.32 | -0.785 | -0.092 | 0 | 0 | 0.124 | -
HV Generation Intermittent | 796 | 0 | -0.355 | 0 | 0 | 12.67 | 0 | 0.092 | 702, 703, 706, 715, 717, 723, 726, 730, 734, 749, 750, 752, 754, 755, 756, 771
HV Generation Non-Intermittent | 798 | 0 | -1.509 | -0.533 | -0.055 | 12.67 | 0 | 0.092 | 707, 708, 712, 721, 731, 732, 735, 743, 745, 747, 751, 753, 791
HV Sub Generation Non-Intermittent | 799 | 0 | -1.338 | -0.479 | -0.047 | 12.67 | 0 | 0.063 | -
HV Sub Generation Intermittent | 797 | 0 | -0.316 | 0 | 0 | 12.67 | 0 | 0.063 | -
LDNO LV: Domestic Unrestricted | 150 | 1 | 1.4452 | 0 | 0 | 2.7159 | 0 | 0 | -
LDNO LV: Domestic Two Rate | 151 | 2 | 1.722 | 0.10877 | 0 | 2.7159 | 0 | 0 | -
LDNO LV: Domestic Off Peak (related MPAN) | 152 | 2 | 0.21493 | 0 | 0 | 0 | 0 | 0 | -
LDNO LV: Small Non Domestic Unrestricted | 153 | 3 | 1.3918 | 0 | 0 | 2.4945 | 0 | 0 | -
LDNO LV: Small Non Domestic Two Rate | 154 | 4 | 1.7233 | 0.19018 | 0 | 2.4945 | 0 | 0 | -
LDNO LV: Small Non Domestic Off Peak (related MPAN) | 155 | 4 | 0.24619 | 0 | 0 | 0 | 0 | 0 | -
LDNO LV: LV Medium Non-Domestic | 156 | 5-8 | 1.3006 | 0.10225 | 0 | 14.3221 | 0 | 0 | -
LDNO LV: LV HH Metered | 157 | 0 | 5.0456 | 0.68842 | 0.069689 | 7.5225 | 0.87274 | 0.18367 | -
LDNO LV: NHH UMS | 169 | 1&8 | 1.3599 | 0 | 0 | 0 | 0 | 0 | -
LDNO LV: LV UMS (Pseudo HH Metered) | 170 | 0 | 12.0047 | 1.7911 | 0.19539 | 0 | 0 | 0 | -
LDNO LV: LV Generation NHH | 172 | 8 | -0.617 | 0 | 0 | 0 | 0 | 0 | -
LDNO LV: LV Generation Intermittent | 173 | 0 | -0.617 | 0 | 0 | 0 | 0 | 0.131 | -
LDNO LV: LV Generation Non-Intermittent | 174 | 0 | -2.655 | -0.893 | -0.107 | 0 | 0 | 0.131 | -
LDNO HV: Domestic Unrestricted | 158 | 1 | 0.8168 | 0 | 0 | 1.535 | 0 | 0 | -
LDNO HV: Domestic Two Rate | 159 | 2 | 0.97324 | 0.061472 | 0 | 1.535 | 0 | 0 | -
LDNO HV: Domestic Off Peak (related MPAN) | 160 | 2 | 0.12147 | 0 | 0 | 0 | 0 | 0 | -
LDNO HV: Small Non Domestic Unrestricted | 161 | 3 | 0.78662 | 0 | 0 | 1.4098 | 0 | 0 | -
LDNO HV: Small Non Domestic Two Rate | 162 | 4 | 0.97398 | 0.10748 | 0 | 1.4098 | 0 | 0 | -
LDNO HV: Small Non Domestic Off Peak (related MPAN) | 163 | 4 | 0.13914 | 0 | 0 | 0 | 0 | 0 | -
LDNO HV: LV Medium Non-Domestic | 164 | 5-8 | 0.73509 | 0.057791 | 0 | 8.0944 | 0 | 0 | -
LDNO HV: LV HH Metered | 165 | 0 | 2.8516 | 0.38908 | 0.039386 | 4.2515 | 0.49325 | 0.1038 | -
LDNO HV: LV Sub HH Metered | 166 | 0 | 4.1929 | 0.49916 | 0.044079 | 23.0044 | 1.1735 | 0.13819 | -
LDNO HV: HV HH Metered | 167 | 0 | 4.1213 | 0.43078 | 0.032417 | 60.8357 | 1.2679 | 0.12463 | -
LDNO HV: NHH UMS | 168 | 1&8 | 0.76858 | 0 | 0 | 0 | 0 | 0 | -
LDNO HV: LV UMS (Pseudo HH Metered) | 171 | 0 | 6.7847 | 1.0123 | 0.11043 | 0 | 0 | 0 | -
LDNO HV: LV Generation NHH | 175 | 8 | -0.617 | 0 | 0 | 0 | 0 | 0 | -
LDNO HV: LV Sub Generation NHH | 176 | 8 | -0.54 | 0 | 0 | 0 | 0 | 0 | -
LDNO HV: LV Generation Intermittent | 177 | 0 | -0.617 | 0 | 0 | 0 | 0 | 0.131 | -
LDNO HV: LV Generation Non-Intermittent | 178 | 0 | -2.655 | -0.893 | -0.107 | 0 | 0 | 0.131 | -
LDNO HV: LV Sub Generation Intermittent | 179 | 0 | -0.54 | 0 | 0 | 0 | 0 | 0.124 | -
LDNO HV: LV Sub Generation Non-Intermittent | 180 | 0 | -2.32 | -0.785 | -0.092 | 0 | 0 | 0.124 | -
LDNO HV: HV Generation Intermittent | 181 | 0 | -0.355 | 0 | 0 | 0 | 0 | 0.092 | -
LDNO HV: HV Generation Non-Intermittent | 182 | 0 | -1.509 | -0.533 | -0.055 | 0 | 0 | 0.092 | -
Tariffs for Charging Year: Scenario 1
| Open LLFCs | PCs | Unit rate 1 p/kWh | Unit rate 2 p/kWh | Unit rate 3 p/kWh | Fixed charge p/MPAN/day | Capacity charge p/kVA/day | Reactive power charge p/kVArh | Closed LLFCs
Domestic Unrestricted | 1 | 1 | 2.218 | 0 | 0 | 4.17 | 0 | 0 | 5, 21, 25, 998, 999
Domestic Two Rate | 2 | 2 | 2.644 | 0.167 | 0 | 4.17 | 0 | 0 | 6, 16, 22, 26, 36
Domestic Off Peak (related MPAN) | 12 | 2 | 0.33 | 0 | 0 | 0 | 0 | 0 | 8, 28, 32
Small Non Domestic Unrestricted | 203 | 3 | 2.137 | 0 | 0 | 3.83 | 0 | 0 | 202, 222, 223
Small Non Domestic Two Rate | 204 | 4 | 2.646 | 0.292 | 0 | 3.83 | 0 | 0 | 201, 221, 224
Small Non Domestic Off Peak (related MPAN) | 205 | 4 | 0.378 | 0 | 0 | 0 | 0 | 0 | 225
LV Medium Non-Domestic | 257 | 5-8 | 1.996 | 0.157 | 0 | 21.97 | 0 | 0 | 256, 267, 268, 276, 277, 287, 288
LV Sub Medium Non-Domestic | 265 | 5-8 | 1.729 | 0.152 | 0 | 54.06 | 0 | 0 | 264, 284, 285
HV Medium Non-Domestic | 304 | 5-8 | 1.406 | 0.078 | 0 | 178.99 | 0 | 0 | 303, 323, 324
LV HH Metered | 251 | 0 | 7.747 | 1.057 | 0.107 | 11.54 | 1.34 | 0.282 | 253, 655
LV Sub HH Metered | 293 | 0 | 7.038 | 0.838 | 0.074 | 38.58 | 1.97 | 0.232 | -
HV HH Metered | 301 | 0 | 5.72 | 0.598 | 0.045 | 92.14 | 1.76 | 0.173 | 610, 666, 674, 677
HV Sub HH Metered | 294 | 0 | 4.936 | 0.382 | 0.013 | 189.85 | 2.52 | 0.141 | -
NHH UMS | 504 & 505 | 1&8 | 2.088 | 0 | 0 | 0 | 0 | 0 | -
LV UMS (Pseudo HH Metered) | 554 & 555 | 0 | 18.43 | 2.75 | 0.3 | 0 | 0 | 0 | -
LV Generation NHH | 774 | 8 | -0.617 | 0 | 0 | 0 | 0 | 0 | 772, 773, 775, 800, 801
LV Sub Generation NHH | 776 | 8 | -0.54 | 0 | 0 | 0 | 0 | 0 | -
LV Generation Intermittent | 792 | 0 | -0.617 | 0 | 0 | 0 | 0 | 0.131 | 705, 716, 720, 722, 724, 725, 733, 736, 746, 758, 770
LV Generation Non-Intermittent | 794 | 0 | -2.655 | -0.893 | -0.107 | 0 | 0 | 0.131 | 713, 739, 740, 744, 790
LV Sub Generation Intermittent | 793 | 0 | -0.54 | 0 | 0 | 0 | 0 | 0.124 | -
LV Sub Generation Non-Intermittent | 795 | 0 | -2.32 | -0.785 | -0.092 | 0 | 0 | 0.124 | -
HV Generation Intermittent | 796 | 0 | -0.355 | 0 | 0 | 127.24 | 0 | 0.092 | 702, 703, 706, 715, 717, 723, 726, 730, 734, 749, 750, 752, 754, 755, 756, 771
HV Generation Non-Intermittent | 798 | 0 | -1.509 | -0.533 | -0.055 | 127.24 | 0 | 0.092 | 707, 708, 712, 721, 731, 732, 735, 743, 745, 747, 751, 753, 791
HV Sub Generation Non-Intermittent | 799 | 0 | -1.338 | -0.479 | -0.047 | 127.24 | 0 | 0.063 | -
HV Sub Generation Intermittent | 797 | 0 | -0.316 | 0 | 0 | 127.24 | 0 | 0.063 | -
LDNO LV: Domestic Unrestricted | 150 | 1 | 1.4446 | 0 | 0 | 2.7159 | 0 | 0 | -
LDNO LV: Domestic Two Rate | 151 | 2 | 1.722 | 0.10877 | 0 | 2.7159 | 0 | 0 | -
LDNO LV: Domestic Off Peak (related MPAN) | 152 | 2 | 0.21493 | 0 | 0 | 0 | 0 | 0 | -
LDNO LV: Small Non Domestic Unrestricted | 153 | 3 | 1.3918 | 0 | 0 | 2.4945 | 0 | 0 | -
LDNO LV: Small Non Domestic Two Rate | 154 | 4 | 1.7233 | 0.19018 | 0 | 2.4945 | 0 | 0 | -
LDNO LV: Small Non Domestic Off Peak (related MPAN) | 155 | 4 | 0.24619 | 0 | 0 | 0 | 0 | 0 | -
LDNO LV: LV Medium Non-Domestic | 156 | 5-8 | 1.3 | 0.10225 | 0 | 14.309 | 0 | 0 | -
LDNO LV: LV HH Metered | 157 | 0 | 5.0456 | 0.68842 | 0.069689 | 7.516 | 0.87274 | 0.18367 | -
LDNO LV: NHH UMS | 169 | 1&8 | 1.3599 | 0 | 0 | 0 | 0 | 0 | -
LDNO LV: LV UMS (Pseudo HH Metered) | 170 | 0 | 12.0034 | 1.7911 | 0.19539 | 0 | 0 | 0 | -
LDNO LV: LV Generation NHH | 172 | 8 | -0.617 | 0 | 0 | 0 | 0 | 0 | -
LDNO LV: LV Generation Intermittent | 173 | 0 | -0.617 | 0 | 0 | 0 | 0 | 0.131 | -
LDNO LV: LV Generation Non-Intermittent | 174 | 0 | -2.655 | -0.893 | -0.107 | 0 | 0 | 0.131 | -
LDNO HV: Domestic Unrestricted | 158 | 1 | 0.81644 | 0 | 0 | 1.535 | 0 | 0 | -
LDNO HV: Domestic Two Rate | 159 | 2 | 0.97324 | 0.061472 | 0 | 1.535 | 0 | 0 | -
LDNO HV: Domestic Off Peak (related MPAN) | 160 | 2 | 0.12147 | 0 | 0 | 0 | 0 | 0 | -
LDNO HV: Small Non Domestic Unrestricted | 161 | 3 | 0.78662 | 0 | 0 | 1.4098 | 0 | 0 | -
LDNO HV: Small Non Domestic Two Rate | 162 | 4 | 0.97398 | 0.10748 | 0 | 1.4098 | 0 | 0 | -
LDNO HV: Small Non Domestic Off Peak (related MPAN) | 163 | 4 | 0.13914 | 0 | 0 | 0 | 0 | 0 | -
LDNO HV: LV Medium Non-Domestic | 164 | 5-8 | 0.73472 | 0.057791 | 0 | 8.0871 | 0 | 0 | -
LDNO HV: LV HH Metered | 165 | 0 | 2.8516 | 0.38908 | 0.039386 | 4.2478 | 0.49325 | 0.1038 | -
LDNO HV: LV Sub HH Metered | 166 | 0 | 4.1923 | 0.49916 | 0.044079 | 22.9806 | 1.1735 | 0.13819 | -
LDNO HV: HV HH Metered | 167 | 0 | 4.1206 | 0.43078 | 0.032417 | 66.3754 | 1.2679 | 0.12463 | -
LDNO HV: NHH UMS | 168 | 1&8 | 0.76858 | 0 | 0 | 0 | 0 | 0 | -
LDNO HV: LV UMS (Pseudo HH Metered) | 171 | 0 | 6.784 | 1.0123 | 0.11043 | 0 | 0 | 0 | -
LDNO HV: LV Generation NHH | 175 | 8 | -0.617 | 0 | 0 | 0 | 0 | 0 | -
LDNO HV: LV Sub Generation NHH | 176 | 8 | -0.54 | 0 | 0 | 0 | 0 | 0 | -
LDNO HV: LV Generation Intermittent | 177 | 0 | -0.617 | 0 | 0 | 0 | 0 | 0.131 | -
LDNO HV: LV Generation Non-Intermittent | 178 | 0 | -2.655 | -0.893 | -0.107 | 0 | 0 | 0.131 | -
LDNO HV: LV Sub Generation Intermittent | 179 | 0 | -0.54 | 0 | 0 | 0 | 0 | 0.124 | -
LDNO HV: LV Sub Generation Non-Intermittent | 180 | 0 | -2.32 | -0.785 | -0.092 | 0 | 0 | 0.124 | -
LDNO HV: HV Generation Intermittent | 181 | 0 | -0.355 | 0 | 0 | 0 | 0 | 0.092 | -
LDNO HV: HV Generation Non-Intermittent | 182 | 0 | -1.509 | -0.533 | -0.055 | 0 | 0 | 0.092 | -
Tariffs for Charging Year: Scenario 2
| Open LLFCs | PCs | Unit rate 1 p/kWh | Unit rate 2 p/kWh | Unit rate 3 p/kWh | Fixed charge p/MPAN/day | Capacity charge p/kVA/day | Reactive power charge p/kVArh | Closed LLFCs
Domestic Unrestricted | 1 | 1 | 2.218 | 0 | 0 | 4.16 | 0 | 0 | 5, 21, 25, 998, 999
Domestic Two Rate | 2 | 2 | 2.644 | 0.167 | 0 | 4.16 | 0 | 0 | 6, 16, 22, 26, 36
Domestic Off Peak (related MPAN) | 12 | 2 | 0.33 | 0 | 0 | 0 | 0 | 0 | 8, 28, 32
Small Non Domestic Unrestricted | 203 | 3 | 2.137 | 0 | 0 | 3.83 | 0 | 0 | 202, 222, 223
Small Non Domestic Two Rate | 204 | 4 | 2.646 | 0.292 | 0 | 3.83 | 0 | 0 | 201, 221, 224
Small Non Domestic Off Peak (related MPAN) | 205 | 4 | 0.378 | 0 | 0 | 0 | 0 | 0 | 225
LV Medium Non-Domestic | 257 | 5-8 | 1.996 | 0.157 | 0 | 21.97 | 0 | 0 | 256, 267, 268, 276, 277, 287, 288
LV Sub Medium Non-Domestic | 265 | 5-8 | 1.729 | 0.152 | 0 | 54.05 | 0 | 0 | 264, 284, 285
HV Medium Non-Domestic | 304 | 5-8 | 1.406 | 0.078 | 0 | 184.93 | 0 | 0 | 303, 323, 324
LV HH Metered | 251 | 0 | 7.747 | 1.057 | 0.107 | 11.54 | 1.34 | 0.282 | 253, 655
LV Sub HH Metered | 293 | 0 | 7.038 | 0.838 | 0.074 | 38.57 | 1.97 | 0.232 | -
HV HH Metered | 301 | 0 | 5.72 | 0.598 | 0.045 | 98.08 | 1.76 | 0.173 | 610, 666, 674, 677
HV Sub HH Metered | 294 | 0 | 4.936 | 0.382 | 0.013 | 189.81 | 2.52 | 0.141 | -
NHH UMS | 504 & 505 | 1&8 | 2.088 | 0 | 0 | 0 | 0 | 0 | -
LV UMS (Pseudo HH Metered) | 554 & 555 | 0 | 18.43 | 2.749 | 0.3 | 0 | 0 | 0 | -
LV Generation NHH | 774 | 8 | -0.617 | 0 | 0 | 0 | 0 | 0 | 772, 773, 775, 800, 801
LV Sub Generation NHH | 776 | 8 | -0.54 | 0 | 0 | 0 | 0 | 0 | -
LV Generation Intermittent | 792 | 0 | -0.617 | 0 | 0 | 0 | 0 | 0.131 | 705, 716, 720, 722, 724, 725, 733, 736, 746, 758, 770
LV Generation Non-Intermittent | 794 | 0 | -2.655 | -0.893 | -0.107 | 0 | 0 | 0.131 | 713, 739, 740, 744, 790
LV Sub Generation Intermittent | 793 | 0 | -0.54 | 0 | 0 | 0 | 0 | 0.124 | -
LV Sub Generation Non-Intermittent | 795 | 0 | -2.32 | -0.785 | -0.092 | 0 | 0 | 0.124 | -
HV Generation Intermittent | 796 | 0 | -0.355 | 0 | 0 | 103.68 | 0 | 0.092 | 702, 703, 706, 715, 717, 723, 726, 730, 734, 749, 750, 752, 754, 755, 756, 771
HV Generation Non-Intermittent | 798 | 0 | -1.509 | -0.533 | -0.055 | 103.68 | 0 | 0.092 | 707, 708, 712, 721, 731, 732, 735, 743, 745, 747, 751, 753, 791
HV Sub Generation Non-Intermittent | 799 | 0 | -1.338 | -0.479 | -0.047 | 103.68 | 0 | 0.063 | -
HV Sub Generation Intermittent | 797 | 0 | -0.316 | 0 | 0 | 103.68 | 0 | 0.063 | -
LDNO LV: Domestic Unrestricted | 150 | 1 | 1.4446 | 0 | 0 | 2.7094 | 0 | 0 | -
LDNO LV: Domestic Two Rate | 151 | 2 | 1.722 | 0.10877 | 0 | 2.7094 | 0 | 0 | -
LDNO LV: Domestic Off Peak (related MPAN) | 152 | 2 | 0.21493 | 0 | 0 | 0 | 0 | 0 | -
LDNO LV: Small Non Domestic Unrestricted | 153 | 3 | 1.3918 | 0 | 0 | 2.4945 | 0 | 0 | -
LDNO LV: Small Non Domestic Two Rate | 154 | 4 | 1.7233 | 0.19018 | 0 | 2.4945 | 0 | 0 | -
LDNO LV: Small Non Domestic Off Peak (related MPAN) | 155 | 4 | 0.24619 | 0 | 0 | 0 | 0 | 0 | -
LDNO LV: LV Medium Non-Domestic | 156 | 5-8 | 1.3 | 0.10225 | 0 | 14.309 | 0 | 0 | -
LDNO LV: LV HH Metered | 157 | 0 | 5.0456 | 0.68842 | 0.069689 | 7.516 | 0.87274 | 0.18367 | -
LDNO LV: NHH UMS | 169 | 1&8 | 1.3599 | 0 | 0 | 0 | 0 | 0 | -
LDNO LV: LV UMS (Pseudo HH Metered) | 170 | 0 | 12.0034 | 1.7904 | 0.19539 | 0 | 0 | 0 | -
LDNO LV: LV Generation NHH | 172 | 8 | -0.617 | 0 | 0 | 0 | 0 | 0 | -
LDNO LV: LV Generation Intermittent | 173 | 0 | -0.617 | 0 | 0 | 0 | 0 | 0.131 | -
LDNO LV: LV Generation Non-Intermittent | 174 | 0 | -2.655 | -0.893 | -0.107 | 0 | 0 | 0.131 | -
LDNO HV: Domestic Unrestricted | 158 | 1 | 0.81644 | 0 | 0 | 1.5313 | 0 | 0 | -
LDNO HV: Domestic Two Rate | 159 | 2 | 0.97324 | 0.061472 | 0 | 1.5313 | 0 | 0 | -
LDNO HV: Domestic Off Peak (related MPAN) | 160 | 2 | 0.12147 | 0 | 0 | 0 | 0 | 0 | -
LDNO HV: Small Non Domestic Unrestricted | 161 | 3 | 0.78662 | 0 | 0 | 1.4098 | 0 | 0 | -
LDNO HV: Small Non Domestic Two Rate | 162 | 4 | 0.97398 | 0.10748 | 0 | 1.4098 | 0 | 0 | -
LDNO HV: Small Non Domestic Off Peak (related MPAN) | 163 | 4 | 0.13914 | 0 | 0 | 0 | 0 | 0 | -
LDNO HV: LV Medium Non-Domestic | 164 | 5-8 | 0.73472 | 0.057791 | 0 | 8.0871 | 0 | 0 | -
LDNO HV: LV HH Metered | 165 | 0 | 2.8516 | 0.38908 | 0.039386 | 4.2478 | 0.49325 | 0.1038 | -
LDNO HV: LV Sub HH Metered | 166 | 0 | 4.1923 | 0.49916 | 0.044079 | 22.9746 | 1.1735 | 0.13819 | -
LDNO HV: HV HH Metered | 167 | 0 | 4.1206 | 0.43078 | 0.032417 | 70.6545 | 1.2679 | 0.12463 | -
LDNO HV: NHH UMS | 168 | 1&8 | 0.76858 | 0 | 0 | 0 | 0 | 0 | -
LDNO HV: LV UMS (Pseudo HH Metered) | 171 | 0 | 6.784 | 1.0119 | 0.11043 | 0 | 0 | 0 | -
LDNO HV: LV Generation NHH | 175 | 8 | -0.617 | 0 | 0 | 0 | 0 | 0 | -
LDNO HV: LV Sub Generation NHH | 176 | 8 | -0.54 | 0 | 0 | 0 | 0 | 0 | -
LDNO HV: LV Generation Intermittent | 177 | 0 | -0.617 | 0 | 0 | 0 | 0 | 0.131 | -
LDNO HV: LV Generation Non-Intermittent | 178 | 0 | -2.655 | -0.893 | -0.107 | 0 | 0 | 0.131 | -
LDNO HV: LV Sub Generation Intermittent | 179 | 0 | -0.54 | 0 | 0 | 0 | 0 | 0.124 | -
LDNO HV: LV Sub Generation Non-Intermittent | 180 | 0 | -2.32 | -0.785 | -0.092 | 0 | 0 | 0.124 | -
LDNO HV: HV Generation Intermittent | 181 | 0 | -0.355 | 0 | 0 | 0 | 0 | 0.092 | -
LDNO HV: HV Generation Non-Intermittent | 182 | 0 | -1.509 | -0.533 | -0.055 | 0 | 0 | 0.092 | -
Tariffs for Charging Year: Scenario 3
| Open LLFCs | PCs | Unit rate 1 p/kWh | Unit rate 2 p/kWh | Unit rate 3 p/kWh | Fixed charge p/MPAN/day | Capacity charge p/kVA/day | Reactive power charge p/kVArh | Closed LLFCs
Domestic Unrestricted | 1 | 1 | 2.218 | 0 | 0 | 4.16 | 0 | 0 | 5, 21, 25, 998, 999
Domestic Two Rate | 2 | 2 | 2.644 | 0.166 | 0 | 4.16 | 0 | 0 | 6, 16, 22, 26, 36
Domestic Off Peak (related MPAN) | 12 | 2 | 0.33 | 0 | 0 | 0 | 0 | 0 | 8, 28, 32
Small Non Domestic Unrestricted | 203 | 3 | 2.137 | 0 | 0 | 3.82 | 0 | 0 | 202, 222, 223
Small Non Domestic Two Rate | 204 | 4 | 2.645 | 0.292 | 0 | 3.82 | 0 | 0 | 201, 221, 224
Small Non Domestic Off Peak (related MPAN) | 205 | 4 | 0.378 | 0 | 0 | 0 | 0 | 0 | 225
LV Medium Non-Domestic | 257 | 5-8 | 1.996 | 0.157 | 0 | 21.93 | 0 | 0 | 256, 267, 268, 276, 277, 287, 288
LV Sub Medium Non-Domestic | 265 | 5-8 | 1.729 | 0.151 | 0 | 53.99 | 0 | 0 | 264, 284, 285
HV Medium Non-Domestic | 304 | 5-8 | 1.407 | 0.078 | 0 | 170.5 | 0 | 0 | 303, 323, 324
LV HH Metered | 251 | 0 | 7.753 | 1.055 | 0.107 | 11.54 | 1.33 | 0.282 | 253, 655
LV Sub HH Metered | 293 | 0 | 7.046 | 0.837 | 0.074 | 38.57 | 1.97 | 0.232 | -
HV HH Metered | 301 | 0 | 5.728 | 0.597 | 0.044 | 84.03 | 1.76 | 0.173 | 610, 666, 674, 677
HV Sub HH Metered | 294 | 0 | 4.944 | 0.382 | 0.013 | 126.04 | 2.52 | 0.141 | -
NHH UMS | 504 & 505 | 1&8 | 2.087 | 0 | 0 | 0 | 0 | 0 | -
LV UMS (Pseudo HH Metered) | 554 & 555 | 0 | 18.442 | 2.745 | 0.299 | 0 | 0 | 0 | -
LV Generation NHH | 774 | 8 | -0.615 | 0 | 0 | 0 | 0 | 0 | 772, 773, 775, 800, 801
LV Sub Generation NHH | 776 | 8 | -0.539 | 0 | 0 | 0 | 0 | 0 | -
LV Generation Intermittent | 792 | 0 | -0.615 | 0 | 0 | 0 | 0 | 0.131 | 705, 716, 720, 722, 724, 725, 733, 736, 746, 758, 770
LV Generation Non-Intermittent | 794 | 0 | -2.65 | -0.891 | -0.107 | 0 | 0 | 0.131 | 713, 739, 740, 744, 790
LV Sub Generation Intermittent | 793 | 0 | -0.539 | 0 | 0 | 0 | 0 | 0.124 | -
LV Sub Generation Non-Intermittent | 795 | 0 | -2.315 | -0.784 | -0.092 | 0 | 0 | 0.124 | -
HV Generation Intermittent | 796 | 0 | -0.354 | 0 | 0 | 12.6 | 0 | 0.092 | 702, 703, 706, 715, 717, 723, 726, 730, 734, 749, 750, 752, 754, 755, 756, 771
HV Generation Non-Intermittent | 798 | 0 | -1.506 | -0.532 | -0.054 | 12.6 | 0 | 0.092 | 707, 708, 712, 721, 731, 732, 735, 743, 745, 747, 751, 753, 791
HV Sub Generation Non-Intermittent | 799 | 0 | -1.336 | -0.478 | -0.047 | 12.6 | 0 | 0.063 | -
HV Sub Generation Intermittent | 797 | 0 | -0.315 | 0 | 0 | 12.6 | 0 | 0.063 | -
LDNO LV: Domestic Unrestricted | 150 | 1 | 1.4446 | 0 | 0 | 2.7094 | 0 | 0 | -
LDNO LV: Domestic Two Rate | 151 | 2 | 1.722 | 0.10812 | 0 | 2.7094 | 0 | 0 | -
LDNO LV: Domestic Off Peak (related MPAN) | 152 | 2 | 0.21493 | 0 | 0 | 0 | 0 | 0 | -
LDNO LV: Small Non Domestic Unrestricted | 153 | 3 | 1.3918 | 0 | 0 | 2.488 | 0 | 0 | -
LDNO LV: Small Non Domestic Two Rate | 154 | 4 | 1.7227 | 0.19018 | 0 | 2.488 | 0 | 0 | -
LDNO LV: Small Non Domestic Off Peak (related MPAN) | 155 | 4 | 0.24619 | 0 | 0 | 0 | 0 | 0 | -
LDNO LV: LV Medium Non-Domestic | 156 | 5-8 | 1.3 | 0.10225 | 0 | 14.283 | 0 | 0 | -
LDNO LV: LV HH Metered | 157 | 0 | 5.0495 | 0.68712 | 0.069689 | 7.516 | 0.86623 | 0.18367 | -
LDNO LV: NHH UMS | 169 | 1&8 | 1.3593 | 0 | 0 | 0 | 0 | 0 | -
LDNO LV: LV UMS (Pseudo HH Metered) | 170 | 0 | 12.0112 | 1.7878 | 0.19474 | 0 | 0 | 0 | -
LDNO LV: LV Generation NHH | 172 | 8 | -0.615 | 0 | 0 | 0 | 0 | 0 | -
LDNO LV: LV Generation Intermittent | 173 | 0 | -0.615 | 0 | 0 | 0 | 0 | 0.131 | -
LDNO LV: LV Generation Non-Intermittent | 174 | 0 | -2.65 | -0.891 | -0.107 | 0 | 0 | 0.131 | -
LDNO HV: Domestic Unrestricted | 158 | 1 | 0.81644 | 0 | 0 | 1.5313 | 0 | 0 | -
LDNO HV: Domestic Two Rate | 159 | 2 | 0.97324 | 0.061104 | 0 | 1.5313 | 0 | 0 | -
LDNO HV: Domestic Off Peak (related MPAN) | 160 | 2 | 0.12147 | 0 | 0 | 0 | 0 | 0 | -
LDNO HV: Small Non Domestic Unrestricted | 161 | 3 | 0.78662 | 0 | 0 | 1.4061 | 0 | 0 | -
LDNO HV: Small Non Domestic Two Rate | 162 | 4 | 0.97361 | 0.10748 | 0 | 1.4061 | 0 | 0 | -
LDNO HV: Small Non Domestic Off Peak (related MPAN) | 163 | 4 | 0.13914 | 0 | 0 | 0 | 0 | 0 | -
LDNO HV: LV Medium Non-Domestic | 164 | 5-8 | 0.73472 | 0.057791 | 0 | 8.0723 | 0 | 0 | -
LDNO HV: LV HH Metered | 165 | 0 | 2.8538 | 0.38834 | 0.039386 | 4.2478 | 0.48957 | 0.1038 | -
LDNO HV: LV Sub HH Metered | 166 | 0 | 4.197 | 0.49857 | 0.044079 | 22.9746 | 1.1735 | 0.13819 | -
LDNO HV: HV HH Metered | 167 | 0 | 4.1263 | 0.43006 | 0.031697 | 60.5332 | 1.2679 | 0.12463 | -
LDNO HV: NHH UMS | 168 | 1&8 | 0.76822 | 0 | 0 | 0 | 0 | 0 | -
LDNO HV: LV UMS (Pseudo HH Metered) | 171 | 0 | 6.7884 | 1.0104 | 0.11006 | 0 | 0 | 0 | -
LDNO HV: LV Generation NHH | 175 | 8 | -0.615 | 0 | 0 | 0 | 0 | 0 | -
LDNO HV: LV Sub Generation NHH | 176 | 8 | -0.539 | 0 | 0 | 0 | 0 | 0 | -
LDNO HV: LV Generation Intermittent | 177 | 0 | -0.615 | 0 | 0 | 0 | 0 | 0.131 | -
LDNO HV: LV Generation Non-Intermittent | 178 | 0 | -2.65 | -0.891 | -0.107 | 0 | 0 | 0.131 | -
LDNO HV: LV Sub Generation Intermittent | 179 | 0 | -0.539 | 0 | 0 | 0 | 0 | 0.124 | -
LDNO HV: LV Sub Generation Non-Intermittent | 180 | 0 | -2.315 | -0.784 | -0.092 | 0 | 0 | 0.124 | -
LDNO HV: HV Generation Intermittent | 181 | 0 | -0.354 | 0 | 0 | 0 | 0 | 0.092 | -
LDNO HV: HV Generation Non-Intermittent | 182 | 0 | -1.506 | -0.532 | -0.054 | 0 | 0 | 0.092 | -
Tariffs for Charging Year: Scenario 4
| Open LLFCs | PCs | Unit rate 1 p/kWh | Unit rate 2 p/kWh | Unit rate 3 p/kWh | Fixed charge p/MPAN/day | Capacity charge p/kVA/day | Reactive power charge p/kVArh | Closed LLFCs
Domestic Unrestricted | 1 | 1 | 2.219 | 0 | 0 | 4.17 | 0 | 0 | 5, 21, 25, 998, 999
Domestic Two Rate | 2 | 2 | 2.644 | 0.167 | 0 | 4.17 | 0 | 0 | 6, 16, 22, 26, 36
Domestic Off Peak (related MPAN) | 12 | 2 | 0.33 | 0 | 0 | 0 | 0 | 0 | 8, 28, 32
Small Non Domestic Unrestricted | 203 | 3 | 2.137 | 0 | 0 | 3.83 | 0 | 0 | 202, 222, 223
Small Non Domestic Two Rate | 204 | 4 | 2.646 | 0.292 | 0 | 3.83 | 0 | 0 | 201, 221, 224
Small Non Domestic Off Peak (related MPAN) | 205 | 4 | 0.378 | 0 | 0 | 0 | 0 | 0 | 225
LV Medium Non-Domestic | 257 | 5-8 | 1.997 | 0.157 | 0 | 21.99 | 0 | 0 | 256, 267, 268, 276, 277, 287, 288
LV Sub Medium Non-Domestic | 265 | 5-8 | 1.729 | 0.152 | 0 | 54.09 | 0 | 0 | 264, 284, 285
HV Medium Non-Domestic | 304 | 5-8 | 1.406 | 0.078 | 0 | 174.93 | 0 | 0 | 303, 323, 324
LV HH Metered | 251 | 0 | 7.747 | 1.057 | 0.107 | 11.55 | 1.34 | 0.282 | 253, 655
LV Sub HH Metered | 293 | 0 | 7.039 | 0.838 | 0.074 | 38.61 | 1.97 | 0.232 | -
HV HH Metered | 301 | 0 | 5.721 | 0.598 | 0.045 | 88.05 | 1.76 | 0.173 | 610, 666, 674, 677
HV Sub HH Metered | 294 | 0 | 4.936 | 0.382 | 0.013 | 132.08 | 2.53 | 0.141 | -
NHH UMS | 504 & 505 | 1&8 | 2.088 | 0 | 0 | 0 | 0 | 0 | -
LV UMS (Pseudo HH Metered) | 554 & 555 | 0 | 18.432 | 2.75 | 0.3 | 0 | 0 | 0 | -
LV Generation NHH | 774 | 8 | -0.617 | 0 | 0 | 0 | 0 | 0 | 772, 773, 775, 800, 801
LV Sub Generation NHH | 776 | 8 | -0.54 | 0 | 0 | 0 | 0 | 0 | -
LV Generation Intermittent | 792 | 0 | -0.617 | 0 | 0 | 0 | 0 | 0.131 | 705, 716, 720, 722, 724, 725, 733, 736, 746, 758, 770
LV Generation Non-Intermittent | 794 | 0 | -2.655 | -0.893 | -0.107 | 0 | 0 | 0.131 | 713, 739, 740, 744, 790
LV Sub Generation Intermittent | 793 | 0 | -0.54 | 0 | 0 | 0 | 0 | 0.124 | -
LV Sub Generation Non-Intermittent | 795 | 0 | -2.32 | -0.785 | -0.092 | 0 | 0 | 0.124 | -
HV Generation Intermittent | 796 | 0 | -0.355 | 0 | 0 | 13.21 | 0 | 0.092 | 702, 703, 706, 715, 717, 723, 726, 730, 734, 749, 750, 752, 754, 755, 756, 771
HV Generation Non-Intermittent | 798 | 0 | -1.509 | -0.533 | -0.055 | 13.21 | 0 | 0.092 | 707, 708, 712, 721, 731, 732, 735, 743, 745, 747, 751, 753, 791
HV Sub Generation Non-Intermittent | 799 | 0 | -1.338 | -0.479 | -0.047 | 13.21 | 0 | 0.063 | -
HV Sub Generation Intermittent | 797 | 0 | -0.316 | 0 | 0 | 13.21 | 0 | 0.063 | -
LDNO LV: Domestic Unrestricted | 150 | 1 | 1.4452 | 0 | 0 | 2.7159 | 0 | 0 | -
LDNO LV: Domestic Two Rate | 151 | 2 | 1.722 | 0.10877 | 0 | 2.7159 | 0 | 0 | -
LDNO LV: Domestic Off Peak (related MPAN) | 152 | 2 | 0.21493 | 0 | 0 | 0 | 0 | 0 | -
LDNO LV: Small Non Domestic Unrestricted | 153 | 3 | 1.3918 | 0 | 0 | 2.4945 | 0 | 0 | -
LDNO LV: Small Non Domestic Two Rate | 154 | 4 | 1.7233 | 0.19018 | 0 | 2.4945 | 0 | 0 | -
LDNO LV: Small Non Domestic Off Peak (related MPAN) | 155 | 4 | 0.24619 | 0 | 0 | 0 | 0 | 0 | -
LDNO LV: LV Medium Non-Domestic | 156 | 5-8 | 1.3006 | 0.10225 | 0 | 14.3221 | 0 | 0 | -
LDNO LV: LV HH Metered | 157 | 0 | 5.0456 | 0.68842 | 0.069689 | 7.5225 | 0.87274 | 0.18367 | -
LDNO LV: NHH UMS | 169 | 1&8 | 1.3599 | 0 | 0 | 0 | 0 | 0 | -
LDNO LV: LV UMS (Pseudo HH Metered) | 170 | 0 | 12.0047 | 1.7911 | 0.19539 | 0 | 0 | 0 | -
LDNO LV: LV Generation NHH | 172 | 8 | -0.617 | 0 | 0 | 0 | 0 | 0 | -
LDNO LV: LV Generation Intermittent | 173 | 0 | -0.617 | 0 | 0 | 0 | 0 | 0.131 | -
LDNO LV: LV Generation Non-Intermittent | 174 | 0 | -2.655 | -0.893 | -0.107 | 0 | 0 | 0.131 | -
LDNO HV: Domestic Unrestricted | 158 | 1 | 0.8168 | 0 | 0 | 1.535 | 0 | 0 | -
LDNO HV: Domestic Two Rate | 159 | 2 | 0.97324 | 0.061472 | 0 | 1.535 | 0 | 0 | -
LDNO HV: Domestic Off Peak (related MPAN) | 160 | 2 | 0.12147 | 0 | 0 | 0 | 0 | 0 | -
LDNO HV: Small Non Domestic Unrestricted | 161 | 3 | 0.78662 | 0 | 0 | 1.4098 | 0 | 0 | -
LDNO HV: Small Non Domestic Two Rate | 162 | 4 | 0.97398 | 0.10748 | 0 | 1.4098 | 0 | 0 | -
LDNO HV: Small Non Domestic Off Peak (related MPAN) | 163 | 4 | 0.13914 | 0 | 0 | 0 | 0 | 0 | -
LDNO HV: LV Medium Non-Domestic | 164 | 5-8 | 0.73509 | 0.057791 | 0 | 8.0944 | 0 | 0 | -
LDNO HV: LV HH Metered | 165 | 0 | 2.8516 | 0.38908 | 0.039386 | 4.2515 | 0.49325 | 0.1038 | -
LDNO HV: LV Sub HH Metered | 166 | 0 | 4.1929 | 0.49916 | 0.044079 | 22.9985 | 1.1735 | 0.13819 | -
LDNO HV: HV HH Metered | 167 | 0 | 4.1213 | 0.43078 | 0.032417 | 63.4291 | 1.2679 | 0.12463 | -
LDNO HV: NHH UMS | 168 | 1&8 | 0.76858 | 0 | 0 | 0 | 0 | 0 | -
LDNO HV: LV UMS (Pseudo HH Metered) | 171 | 0 | 6.7847 | 1.0123 | 0.11043 | 0 | 0 | 0 | -
LDNO HV: LV Generation NHH | 175 | 8 | -0.617 | 0 | 0 | 0 | 0 | 0 | -
LDNO HV: LV Sub Generation NHH | 176 | 8 | -0.54 | 0 | 0 | 0 | 0 | 0 | -
LDNO HV: LV Generation Intermittent | 177 | 0 | -0.617 | 0 | 0 | 0 | 0 | 0.131 | -
LDNO HV: LV Generation Non-Intermittent | 178 | 0 | -2.655 | -0.893 | -0.107 | 0 | 0 | 0.131 | -
LDNO HV: LV Sub Generation Intermittent | 179 | 0 | -0.54 | 0 | 0 | 0 | 0 | 0.124 | -
LDNO HV: LV Sub Generation Non-Intermittent | 180 | 0 | -2.32 | -0.785 | -0.092 | 0 | 0 | 0.124 | -
LDNO HV: HV Generation Intermittent | 181 | 0 | -0.355 | 0 | 0 | 0 | 0 | 0.092 | -
LDNO HV: HV Generation Non-Intermittent | 182 | 0 | -1.509 | -0.533 | -0.055 | 0 | 0 | 0.092 | -

## HV SM - typical bill
| Y | Y+1 | Y+2 | Y+3 | Y+4
TARIFF | Base Model | Scenario 1 | Scenario 2 | Scenario 3 | Scenario 4
> Domestic Unrestricted
Domestic Unrestricted | 93.3154 | 93.2802 | 93.2437 | 93.2853 | 93.3154
LDNO LV: Domestic Unrestricted | 57.5923 | 57.5708 | 57.547 | 57.5741 | 57.5923
LDNO HV: Domestic Unrestricted | 27.038 | 27.0284 | 27.015 | 27.0303 | 27.038
> Domestic Two Rate
Domestic Two Rate | 100.6712 | 100.6712 | 100.6347 | 100.6464 | 100.6712
LDNO LV: Domestic Two Rate
LDNO HV: Domestic Two Rate | 21.1784 | 21.1784 | 21.1649 | 21.1722 | 21.1784
> Domestic Off Peak (related MPAN)
Domestic Off Peak (related MPAN) | 17.844 | 17.844 | 17.844 | 17.844 | 17.844
LDNO LV: Domestic Off Peak (related MPAN)
LDNO HV: Domestic Off Peak (related MPAN)
> Small Non Domestic Unrestricted
Small Non Domestic Unrestricted | 279.9269 | 279.9269 | 279.9269 | 279.9286 | 279.9269
LDNO LV: Small Non Domestic Unrestricted | 84.0345 | 84.0345 | 84.0345 | 84.0356 | 84.0345
LDNO HV: Small Non Domestic Unrestricted | 117.7848 | 117.7848 | 117.7848 | 117.7854 | 117.7848
> Small Non Domestic Two Rate
Small Non Domestic Two Rate | 401.8235 | 401.8235 | 401.8235 | 401.6881 | 401.8235
LDNO LV: Small Non Domestic Two Rate
LDNO HV: Small Non Domestic Two Rate | 181.8805 | 181.8805 | 181.8805 | 181.8208 | 181.8805
> Small Non Domestic Off Peak (related MPAN)
Small Non Domestic Off Peak (related MPAN) | 48.9729 | 48.9729 | 48.9729 | 48.9729 | 48.9729
LDNO LV: Small Non Domestic Off Peak (related MPAN)
LDNO HV: Small Non Domestic Off Peak (related MPAN)
> LV Medium Non-Domestic
LV Medium Non-Domestic | 1456.7611 | 1456.0055 | 1456.0055 | 1456.0788 | 1456.7611
LDNO LV: LV Medium Non-Domestic
LDNO HV: LV Medium Non-Domestic
> LV Sub Medium Non-Domestic
LV Sub Medium Non-Domestic | 2292.8225 | 2292.6765 | 2292.64 | 2292.75 | 2292.786
> HV Medium Non-Domestic
HV Medium Non-Domestic | 3042.2861 | 3070.2086 | 3091.8896 | 3042.6271 | 3055.3896
> LV HH Metered
LV HH Metered | 9200.672 | 9200.6355 | 9200.6355 | 9194.663 | 9200.672
LDNO LV: LV HH Metered
LDNO HV: LV HH Metered | 16597.1616 | 16597.1481 | 16597.1481 | 16596.7956 | 16597.1616
> LV Sub HH Metered
LV Sub HH Metered | 17646.776 | 17645.4069 | 17645.3704 | 17665.2604 | 17646.7395
LDNO HV: LV Sub HH Metered
> HV HH Metered
HV HH Metered | 46114.0189 | 46137.4997 | 46159.1807 | 46134.5167 | 46127.1589
LDNO HV: HV HH Metered
> HV Sub HH Metered
HV Sub HH Metered | 26079.9291 | 26274.4682 | 26274.3222 | 26088.3484 | 26099.6391
> NHH UMS
NHH UMS | 4125.8518 | 4125.8518 | 4125.8518 | 4123.8758 | 4125.8518
LDNO LV: NHH UMS | 54.8926 | 54.8926 | 54.8926 | 54.8663 | 54.8926
LDNO HV: NHH UMS | 231.5945 | 231.5945 | 231.5945 | 231.4836 | 231.5945
> LV UMS (Pseudo HH Metered)
LV UMS (Pseudo HH Metered) | 45078.4501 | 45075.1581 | 45071.6791 | 45060.276 | 45078.4501
LDNO LV: LV UMS (Pseudo HH Metered)
LDNO HV: LV UMS (Pseudo HH Metered)
> LV Generation NHH
LV Generation NHH | -55.1917 | -55.1917 | -55.1917 | -55.0128 | -55.1917
LDNO LV: LV Generation NHH
LDNO HV: LV Generation NHH
> LV Sub Generation NHH
LV Sub Generation NHH
LDNO HV: LV Sub Generation NHH
> LV Generation Intermittent
LV Generation Intermittent | -14480.7949 | -14480.7949 | -14480.7949 | -14433.8555 | -14480.7949
LDNO LV: LV Generation Intermittent
LDNO HV: LV Generation Intermittent
> LV Generation Non-Intermittent
LV Generation Non-Intermittent | -17944.7389 | -17944.7389 | -17944.7389 | -17911.4335 | -17944.7389
LDNO LV: LV Generation Non-Intermittent
LDNO HV: LV Generation Non-Intermittent
> LV Sub Generation Intermittent
LV Sub Generation Intermittent
LDNO HV: LV Sub Generation Intermittent
> LV Sub Generation Non-Intermittent
LV Sub Generation Non-Intermittent
LDNO HV: LV Sub Generation Non-Intermittent
> HV Generation Intermittent
HV Generation Intermittent | -21721.6076 | -21303.4271 | -21389.4211 | -21660.4179 | -21719.6366
LDNO HV: HV Generation Intermittent
> HV Generation Non-Intermittent
HV Generation Non-Intermittent | -29472.9362 | -29054.7557 | -29140.7497 | -29376.2124 | -29470.9652
LDNO HV: HV Generation Non-Intermittent
> HV Sub Generation Non-Intermittent
HV Sub Generation Non-Intermittent | -3171.5531 | -2753.3726 | -2839.3666 | -3166.3171 | -3169.5821
> HV Sub Generation Intermittent
HV Sub Generation Intermittent | -29535.587 | -29117.4065 | -29203.4005 | -29442.0993 | -29533.616