## Inputs
CDCM Input Data
| 2010/11 | 2011/12 |  |  |  | Instructions
RPI | -0.39% | 4.69% | <<< regulatory RPI: average Jul - Dec
Create your base model as year 2012/13 in the ARP
Ensure the future years in the ARP are the same as the base year (including volume forecasts)
1020. Gross asset cost by network level (£) | [5 empty] | Update the ARP data input sheet with table 1020 from this input sheet
Run the macros and copy the tariffs and typical bills from the ARP to the
| Base Model | Scenario 1 | Scenario 2 | Scenario 3 | Scenario 4 | appropriate sheet on this spreadsheet (you will need to unmerge the
Description | 2010/11 data | 2011/12 data | 2012/13 data | Base model + RPI | Scenario 3 + RPI | headings in the APR tariff sheet to enable the data be copy & pasted Change table 1020 back to the base value in the ARP
132kV | 82922906 | 158934613.2 | 144486012 | 82599506.6666 | 86473423.5293 | Update the ARP data input sheet with table 1022 from this input sheet
132kV/EHV | 37036560 | 13325400 | 12114000 | 36892117.416 | 38622357.7228 | Run the macros and copy the tariffs and typical bills from the ARP to the
EHV | 43999403.7208 | 136035075 | 123668250 | 43827806.0463 | 45883330.1499 | appropriate sheet on this spreadsheet.
EHV/HV | 50323790 | 22594000 | 20540000 | 50127527.219 | 52478508.2456 | Change table 1022 back to the base value in the ARP
132kV/HV |  |  | 0 | 0 | 0 | Update the ARP data input sheet with table 1023 from this input sheet
HV | 143236169.466 | 193868610 | 168581400 | 142677548.4051 | 149369125.4253 | Run the macros and copy the tariffs and typical bills from the ARP to the
HV/LV | 50720520 | 75826400 | 65936000 | 50522709.972 | 52892225.0697 | appropriate sheet on this spreadsheet.
LV circuits | 41153661.2504 | 46429985 | 40373900 | 40993161.9715 | 42915741.2679
1022. LV service model asset cost (£)
| Base Model | Scenario 1 | Scenario 2 | Scenario 3 | Scenario 4
Description | 2010/11 data | 2011/12 data | 2012/13 data | Base model + RPI | Scenario 3 + RPI
LV service model 1 | 1888.5 | 1888.5 | 1888.5 | 1881.1348 | 1969.3601
LV service model 2 | 1017.5 | 1017.5 | 1017.5 | 1013.5317 | 1061.0664
LV service model 3 | 1170 | 1170 | 1170 | 1165.437 | 1220.096
LV service model 4 | 840 | 840 | 840 | 836.724 | 875.9664
LV service model 5 | 2380 | 2380 | 2380 | 2370.718 | 2481.9047
LV service model 6 |  |  |  | 0 | 0
LV service model 7 | 515 | 515 | 515 | 512.9915 | 537.0508
LV service model 8 |  | 0 |  | 0 | 0
1023. HV service model asset cost (£)
| Base Model | Scenario 1 | Scenario 2 | Scenario 3 | Scenario 4
Description | 2010/11 data | 2011/12 data | 2012/13 data | Base model + RPI | Scenario 3 + RPI
HV service model 1 | 12478 | 12478 | 12478 | 12429.3358 | 13012.2716
HV service model 2 | 12718 | 12718.1055 | 12718.1055 | 12668.3998 | 13262.5478
HV service model 3 | 27401 | 27401 | 27401 | 27294.1361 | 28574.2311
HV service model 4 | 9287 | 9287 | 9287 | 9250.7807 | 9684.6423
HV service model 5 | 0 | 0 | 0 | 0 | 0

## 500MW - summary
Tariff Comparison
Scenario 1 vs Base | [6 empty] | Scenario 3 vs Base
| Unit rate 1 p/kWh | Unit rate 2 p/kWh | Unit rate 3 p/kWh | Fixed charge p/MPAN/day | Capacity charge p/kVA/day | Reactive power charge p/kVArh |  | Unit rate 1 p/kWh | Unit rate 2 p/kWh | Unit rate 3 p/kWh | Fixed charge p/MPAN/day | Capacity charge p/kVA/day | Reactive power charge p/kVArh
Domestic Unrestricted | 2.872% |  |  | -22.86% |  |  | Domestic Unrestricted | -0.03378% |  |  | 0.2309%
Domestic Two Rate | 2.157% | 6.59% |  | -22.86% |  |  | Domestic Two Rate | 0% | 0% |  | 0.2309%
Domestic Off Peak (related MPAN) | 4.732% | [5 empty] | Domestic Off Peak (related MPAN) | 0%
Small Non Domestic Unrestricted | 2.858% |  |  | -23.32% |  |  | Small Non Domestic Unrestricted | -0.03761% |  |  | 0.1821%
Small Non Domestic Two Rate | 2.871% | 6.311% |  | -23.32% |  |  | Small Non Domestic Two Rate | 0% | 0% |  | 0.1821%
Small Non Domestic Off Peak (related MPAN) | 6.751% | [5 empty] | Small Non Domestic Off Peak (related MPAN) | 0%
LV Medium Non-Domestic | 2.606% | 6.03% |  | -17.72% |  |  | LV Medium Non-Domestic | -0.03299% | -0.5025% |  | 0.03708%
LV Sub Medium Non-Domestic | 1.598% | 5.202% |  | 24.91% |  |  | LV Sub Medium Non-Domestic | 0% | 0% |  | -0.2015%
HV Medium Non-Domestic | -4.011% | -0.9709% |  | -11.22% |  |  | HV Medium Non-Domestic | 0.1648% | 0% |  | -0.08456%
LV HH Metered | -1.926% | 9.551% | 4.667% | -25.7% | 13.33% | 2.151% | LV HH Metered | 0.04856% | -0.1151% | 0% | 0.2834% | 0% | 0%
LV Sub HH Metered | -5.098% | 4.506% | 0% | -25.7% | 21.22% | -1.8% | LV Sub HH Metered | 0.09422% | 0% | 0% | 0.2677% | -0.2257% | 0.2%
HV HH Metered | -6.476% | 9.726% | 0% | -25.69% | -6.103% | -3.161% | HV HH Metered | 0.1472% | 0% | 0% | 0.3183% | -0.2347% | 0%
HV Sub HH Metered | -17.38% | -30.08% | -21.54% | -25.69% | 43.48% | -19.86% | HV Sub HH Metered | 0.1683% | 0% | 0% | 0.3119% | -0.3344% | 0%
NHH UMS | -2.16% | [5 empty] | NHH UMS | 0%
LV UMS (Pseudo HH Metered) | -1.217% | 1.622% | -15.31% |  |  |  | LV UMS (Pseudo HH Metered) | 0.03843% | -0.06238% | 0.1701%
Scenario 2 vs Base | [6 empty] | Scenario 4 vs Base
| Unit rate 1 p/kWh | Unit rate 2 p/kWh | Unit rate 3 p/kWh | Fixed charge p/MPAN/day | Capacity charge p/kVA/day | Reactive power charge p/kVArh |  | Unit rate 1 p/kWh | Unit rate 2 p/kWh | Unit rate 3 p/kWh | Fixed charge p/MPAN/day | Capacity charge p/kVA/day | Reactive power charge p/kVArh
Domestic Unrestricted | 2.365% |  |  | -18.01% |  |  | Domestic Unrestricted | 0.1689% |  |  | -2.54%
Domestic Two Rate | 2.076% | 4.011% |  | -18.01% |  |  | Domestic Two Rate | 0.05392% | 0.8596% |  | -2.54%
Domestic Off Peak (related MPAN) | 3.155% | [5 empty] | Domestic Off Peak (related MPAN) | 0.3155%
Small Non Domestic Unrestricted | 2.369% |  |  | -17.85% |  |  | Small Non Domestic Unrestricted | 0.1504% |  |  | -2.55%
Small Non Domestic Two Rate | 2.346% | 3.883% |  | -17.85% |  |  | Small Non Domestic Two Rate | 0.1751% | 0.4854% |  | -2.55%
Small Non Domestic Off Peak (related MPAN) | 4.219% | [5 empty] | Small Non Domestic Off Peak (related MPAN) | 0.8439%
LV Medium Non-Domestic | 2.243% | 3.518% |  | -17.69% |  |  | LV Medium Non-Domestic | 0.132% | 0.5025% |  | -0.8157%
LV Sub Medium Non-Domestic | 1.672% | 3.468% |  | 14.99% |  |  | LV Sub Medium Non-Domestic | 0.07432% | 0.578% |  | 1.653%
HV Medium Non-Domestic | 1.044% | 2.913% |  | -14.17% |  |  | HV Medium Non-Domestic | -1.209% | -0.9709% |  | 0.6037%
LV HH Metered | 0.3804% | 4.488% | 3.333% | -18.04% | 4% | 2.304% | LV HH Metered | -0.5503% | 1.496% | 0.6667% | -3.401% | 2.222% | 0%
LV Sub HH Metered | -0.7821% | 2.6% | 1.739% | -18.07% | 9.707% | 1% | LV Sub HH Metered | -0.9988% | 1.04% | 0% | -3.347% | 2.483% | -0.4%
HV HH Metered | -0.6869% | 10.33% | 3.797% | -18.02% | -12.68% | 1.437% | HV HH Metered | -1.472% | 0% | -1.266% | -3.369% | 2.347% | -1.149%
HV Sub HH Metered | -10.28% | -25.61% | -15.38% | -18.02% | 35.12% | -13.01% | HV Sub HH Metered | -1.725% | -0.813% | -1.538% | -3.369% | 2.676% | -1.37%
NHH UMS | -1.413% | [5 empty] | NHH UMS | -0.3324%
LV UMS (Pseudo HH Metered) | 0.2882% | -0.9357% | -10.88% |  |  |  | LV UMS (Pseudo HH Metered) | -0.4035% | 0.4991% | -1.871%
Scenario 2 vs Scenario 1 | [6 empty] | Scenario 4 vs Scenario 3
| Unit rate 1 p/kWh | Unit rate 2 p/kWh | Unit rate 3 p/kWh | Fixed charge p/MPAN/day | Capacity charge p/kVA/day | Reactive power charge p/kVArh |  | Unit rate 1 p/kWh | Unit rate 2 p/kWh | Unit rate 3 p/kWh | Fixed charge p/MPAN/day | Capacity charge p/kVA/day | Reactive power charge p/kVArh
Domestic Unrestricted | -0.4926% |  |  | 6.287% |  |  | Domestic Unrestricted | 0.2028% |  |  | -2.765%
Domestic Two Rate | -0.07918% | -2.419% |  | 6.287% |  |  | Domestic Two Rate | 0.05392% | 0.8596% |  | -2.765%
Domestic Off Peak (related MPAN) | -1.506% | [5 empty] | Domestic Off Peak (related MPAN) | 0.3155%
Small Non Domestic Unrestricted | -0.4753% |  |  | 7.126% |  |  | Small Non Domestic Unrestricted | 0.1881% |  |  | -2.727%
Small Non Domestic Two Rate | -0.5106% | -2.283% |  | 7.126% |  |  | Small Non Domestic Two Rate | 0.1751% | 0.4854% |  | -2.727%
Small Non Domestic Off Peak (related MPAN) | -2.372% | [5 empty] | Small Non Domestic Off Peak (related MPAN) | 0.8439%
LV Medium Non-Domestic | -0.3537% | -2.37% |  | 0.04507% |  |  | LV Medium Non-Domestic | 0.165% | 1.01% |  | -0.8525%
LV Sub Medium Non-Domestic | 0.07315% | -1.648% |  | -7.938% |  |  | LV Sub Medium Non-Domestic | 0.07432% | 0.578% |  | 1.858%
HV Medium Non-Domestic | 5.266% | 3.922% |  | -3.326% |  |  | HV Medium Non-Domestic | -1.371% | -0.9709% |  | 0.6888%
LV HH Metered | 2.352% | -4.622% | -1.274% | 10.3% | -8.235% | 0.1504% | LV HH Metered | -0.5986% | 1.613% | 0.6667% | -3.674% | 2.222% | 0%
LV Sub HH Metered | 4.547% | -1.824% | 1.739% | 10.27% | -9.497% | 2.851% | LV Sub HH Metered | -1.092% | 1.04% | 0% | -3.605% | 2.715% | -0.5988%
HV HH Metered | 6.19% | 0.554% | 3.797% | 10.32% | -7% | 4.748% | HV HH Metered | -1.617% | 0% | -1.266% | -3.675% | 2.588% | -1.149%
HV Sub HH Metered | 8.589% | 6.395% | 7.843% | 10.32% | -5.828% | 8.547% | HV Sub HH Metered | -1.89% | -0.813% | -1.538% | -3.67% | 3.02% | -1.37%
NHH UMS | 0.7643% | [5 empty] | NHH UMS | -0.3324%
LV UMS (Pseudo HH Metered) | 1.524% | -2.517% | 5.221% |  |  |  | LV UMS (Pseudo HH Metered) | -0.4418% | 0.5618% | -2.037%
Typical Bill Comparison
| Percentage Change |  |  | Absolute Change (£) |  |  |  | Percentage Change |  |  | Absolute Change (£)
TARIFF | Scenario 1 vs Base | Scenario 2 vs Base | Scenario 2 vs Scenario 1 | Scenario 1 vs Base | Scenario 2 vs Base | Scenario 2 vs Scenario 1 | TARIFF | Scenario 3 vs Base | Scenario 4 vs Base | Scenario 4 vs Scenario 3 | Scenario 3 vs Base | Scenario 4 vs Base | Scenario 4 vs Scenario 3
> Domestic Unrestricted | [6 empty] | > Domestic Unrestricted
Domestic Unrestricted | -0.4312% | -0.2505% | 0.1815% | -0.53101 | -0.30848 | 0.22253 | Domestic Unrestricted | 0.0001912% | -0.1445% | -0.1447% | 0.00023542 | -0.17798 | -0.17821
LDNO LV: Domestic Unrestricted | 0.2327% | 0.2752% | 0.04241% | 0.24415 | 0.28875 | 0.044601 | LDNO LV: Domestic Unrestricted | -0.006638% | -0.08152% | -0.07488% | -0.0069643 | -0.08552 | -0.078556
LDNO HV: Domestic Unrestricted | 0.8645% | 0.7755% | -0.08822% | 0.71165 | 0.6384 | -0.073254 | LDNO HV: Domestic Unrestricted | -0.01314% | -0.02156% | -0.008424% | -0.010815 | -0.017749 | -0.0069341
> Domestic Two Rate | [6 empty] | > Domestic Two Rate
Domestic Two Rate | -0.07065% | 0.1346% | 0.2054% | -0.10563 | 0.20132 | 0.30695 | Domestic Two Rate | 0.02441% | -0.1163% | -0.1407% | 0.0365 | -0.17386 | -0.21036
LDNO LV: Domestic Two Rate | -1.988% | -1.321% | 0.6809% | -1.2353 | -0.8207 | 0.41456 | LDNO LV: Domestic Two Rate | 0.03999% | -0.315% | -0.3549% | 0.024844 | -0.1957 | -0.22055
LDNO HV: Domestic Two Rate | -1.097% | -0.6444% | 0.4572% | -0.49639 | -0.2917 | 0.20468 | LDNO HV: Domestic Two Rate | 0.03275% | -0.2225% | -0.2552% | 0.014827 | -0.10073 | -0.11556
> Domestic Off Peak (related MPAN) | [6 empty] | > Domestic Off Peak (related MPAN)
Domestic Off Peak (related MPAN) | 4.732% | 3.155% | -1.506% | 0.70966 | 0.47311 | -0.23655 | Domestic Off Peak (related MPAN) | 0% | 0.3155% | 0.3155% | 0 | 0.047311 | 0.047311
LDNO LV: Domestic Off Peak (related MPAN) | #VALUE! | #VALUE! | #VALUE! | #VALUE! | #VALUE! | #VALUE! | LDNO LV: Domestic Off Peak (related MPAN) | #VALUE! | #VALUE! | #VALUE! | #VALUE! | #VALUE! | #VALUE!
LDNO HV: Domestic Off Peak (related MPAN) | #VALUE! | #VALUE! | #VALUE! | #VALUE! | #VALUE! | #VALUE! | LDNO HV: Domestic Off Peak (related MPAN) | #VALUE! | #VALUE! | #VALUE! | #VALUE! | #VALUE! | #VALUE!
> Small Non Domestic Unrestricted | [6 empty] | > Small Non Domestic Unrestricted
Small Non Domestic Unrestricted | 1.636% | 1.425% | -0.2076% | 7.0225 | 6.1171 | -0.90537 | Small Non Domestic Unrestricted | -0.02735% | 0.03681% | 0.06418% | -0.11737 | 0.158 | 0.27537
LDNO LV: Small Non Domestic Unrestricted | 1.099% | 1.01% | -0.0878% | 2.2302 | 2.0501 | -0.18012 | LDNO LV: Small Non Domestic Unrestricted | -0.02284% | -0.01313% | 0.009707% | -0.046344 | -0.026651 | 0.019693
LDNO HV: Small Non Domestic Unrestricted | 2.373% | 1.995% | -0.3699% | 10.4316 | 8.7674 | -1.6642 | LDNO HV: Small Non Domestic Unrestricted | -0.03354% | 0.1054% | 0.1389% | -0.1474 | 0.46307 | 0.61047
> Small Non Domestic Two Rate | [6 empty] | > Small Non Domestic Two Rate
Small Non Domestic Two Rate | 2.205% | 1.804% | -0.3927% | 15.3477 | 12.5541 | -2.7935 | Small Non Domestic Two Rate | 0.005244% | 0.1122% | 0.107% | 0.0365 | 0.78111 | 0.74461
LDNO LV: Small Non Domestic Two Rate | 2.628% | 2.141% | -0.4748% | 31.5119 | 25.669 | -5.8429 | LDNO LV: Small Non Domestic Two Rate | 0.002072% | 0.152% | 0.15% | 0.024844 | 1.8231 | 1.7983
LDNO HV: Small Non Domestic Two Rate | 2.22% | 1.825% | -0.386% | 6.6833 | 5.4953 | -1.188 | LDNO HV: Small Non Domestic Two Rate | 0.004925% | 0.1137% | 0.1088% | 0.014827 | 0.34239 | 0.32756
> Small Non Domestic Off Peak (related MPAN) | [6 empty] | > Small Non Domestic Off Peak (related MPAN)
Small Non Domestic Off Peak (related MPAN) | 6.751% | 4.219% | -2.372% | 0.94918 | 0.59324 | -0.35594 | Small Non Domestic Off Peak (related MPAN) | 0% | 0.8439% | 0.8439% | 0 | 0.11865 | 0.11865
LDNO LV: Small Non Domestic Off Peak (related MPAN) | #VALUE! | #VALUE! | #VALUE! | #VALUE! | #VALUE! | #VALUE! | LDNO LV: Small Non Domestic Off Peak (related MPAN) | #VALUE! | #VALUE! | #VALUE! | #VALUE! | #VALUE! | #VALUE!
LDNO HV: Small Non Domestic Off Peak (related MPAN) | #VALUE! | #VALUE! | #VALUE! | #VALUE! | #VALUE! | #VALUE! | LDNO HV: Small Non Domestic Off Peak (related MPAN) | #VALUE! | #VALUE! | #VALUE! | #VALUE! | #VALUE! | #VALUE!
> LV Medium Non-Domestic | [6 empty] | > LV Medium Non-Domestic
LV Medium Non-Domestic | 1.933% | 1.551% | -0.3753% | 53.2038 | 42.6768 | -10.527 | LV Medium Non-Domestic | -0.03789% | 0.1136% | 0.1516% | -1.0428 | 3.1273 | 4.1701
LDNO LV: LV Medium Non-Domestic | #VALUE! | #VALUE! | #VALUE! | #VALUE! | #VALUE! | #VALUE! | LDNO LV: LV Medium Non-Domestic | #VALUE! | #VALUE! | #VALUE! | #VALUE! | #VALUE! | #VALUE!
LDNO HV: LV Medium Non-Domestic | 1.259% | 0.8908% | -0.3631% | 7.3116 | 5.1753 | -2.1363 | LDNO HV: LV Medium Non-Domestic | -0.03523% | 0.09101% | 0.1263% | -0.20467 | 0.52876 | 0.73343
> LV Sub Medium Non-Domestic | [6 empty] | > LV Sub Medium Non-Domestic
LV Sub Medium Non-Domestic | 2.477% | 2.17% | -0.2987% | 63.3119 | 55.487 | -7.8249 | LV Sub Medium Non-Domestic | -0.007139% | 0.1475% | 0.1546% | -0.1825 | 3.7704 | 3.9529
> HV Medium Non-Domestic | [6 empty] | > HV Medium Non-Domestic
HV Medium Non-Domestic | -5.944% | -3.087% | 3.037% | -338.4537 | -175.7702 | 162.6835 | HV Medium Non-Domestic | 0.09496% | -0.6364% | -0.7306% | 5.4075 | -36.237 | -41.6445
> LV HH Metered | [6 empty] | > LV HH Metered
LV HH Metered | 2.808% | 1.671% | -1.106% | 186.8939 | 111.2305 | -75.6634 | LV HH Metered | 0.01051% | 0.3665% | 0.3559% | 0.69974 | 24.3956 | 23.6959
LDNO LV: LV HH Metered | #VALUE! | #VALUE! | #VALUE! | #VALUE! | #VALUE! | #VALUE! | LDNO LV: LV HH Metered | #VALUE! | #VALUE! | #VALUE! | #VALUE! | #VALUE! | #VALUE!
LDNO HV: LV HH Metered | 4.086% | 1.965% | -2.038% | 164.8764 | 79.2911 | -85.5853 | LDNO HV: LV HH Metered | 0.00922% | 0.6258% | 0.6165% | 0.37206 | 25.2517 | 24.8796
> LV Sub HH Metered | [6 empty] | > LV Sub HH Metered
LV Sub HH Metered | 4.674% | 3.058% | -1.544% | 649.5837 | 425.0146 | -224.5691 | LV Sub HH Metered | -0.0192% | 0.496% | 0.5153% | -2.6682 | 68.9342 | 71.6025
LDNO HV: LV Sub HH Metered | #VALUE! | #VALUE! | #VALUE! | #VALUE! | #VALUE! | #VALUE! | LDNO HV: LV Sub HH Metered | #VALUE! | #VALUE! | #VALUE! | #VALUE! | #VALUE! | #VALUE!
> HV HH Metered | [6 empty] | > HV HH Metered
HV HH Metered | -4.797% | -3.859% | 0.9858% | -2164.7443 | -1741.276 | 423.4682 | HV HH Metered | -0.004621% | 0.09257% | 0.0972% | -2.0852 | 41.7708 | 43.856
LDNO HV: HV HH Metered | -4.714% | -3.418% | 1.361% | -1055.7956 | -765.4636 | 290.332 | LDNO HV: HV HH Metered | 0.009769% | -0.02934% | -0.03911% | 2.1878 | -6.5718 | -8.7596
> HV Sub HH Metered | [6 empty] | > HV Sub HH Metered
HV Sub HH Metered | #VALUE! | #VALUE! | #VALUE! | #VALUE! | #VALUE! | #VALUE! | HV Sub HH Metered | #VALUE! | #VALUE! | #VALUE! | #VALUE! | #VALUE! | #VALUE!
> NHH UMS | [6 empty] | > NHH UMS
NHH UMS | -2.16% | -1.413% | 0.7643% | -55.7068 | -36.4237 | 19.2831 | NHH UMS | 0% | -0.3324% | -0.3324% | 0 | -8.5703 | -8.5703
LDNO LV: NHH UMS | -2.16% | -1.413% | 0.7643% | -0.49488 | -0.32357 | 0.1713 | LDNO LV: NHH UMS | 0% | -0.3324% | -0.3324% | 0 | -0.076135 | -0.076135
LDNO HV: NHH UMS | -2.16% | -1.413% | 0.7643% | -0.52254 | -0.34166 | 0.18088 | LDNO HV: NHH UMS | 0% | -0.3324% | -0.3324% | 0 | -0.080392 | -0.080392
> LV UMS (Pseudo HH Metered) | [6 empty] | > LV UMS (Pseudo HH Metered)
LV UMS (Pseudo HH Metered) | -2.114% | -1.388% | 0.7419% | -4592.0974 | -3014.5752 | 1577.5222 | LV UMS (Pseudo HH Metered) | 0.02619% | -0.3284% | -0.3545% | 56.8912 | -713.4939 | -770.3851
LDNO LV: LV UMS (Pseudo HH Metered) | #VALUE! | #VALUE! | #VALUE! | #VALUE! | #VALUE! | #VALUE! | LDNO LV: LV UMS (Pseudo HH Metered) | #VALUE! | #VALUE! | #VALUE! | #VALUE! | #VALUE! | #VALUE!
LDNO HV: LV UMS (Pseudo HH Metered) | #VALUE! | #VALUE! | #VALUE! | #VALUE! | #VALUE! | #VALUE! | LDNO HV: LV UMS (Pseudo HH Metered) | #VALUE! | #VALUE! | #VALUE! | #VALUE! | #VALUE! | #VALUE!
> LV Generation NHH | [6 empty] | > LV Generation NHH
LV Generation NHH | 30.63% | 21.37% | -7.091% | -14.6929 | -10.2497 | 4.4432 | LV Generation NHH | -0.2105% | 2.526% | 2.743% | 0.10098 | -1.2118 | -1.3128
LDNO LV: LV Generation NHH | #VALUE! | #VALUE! | #VALUE! | #VALUE! | #VALUE! | #VALUE! | LDNO LV: LV Generation NHH | #VALUE! | #VALUE! | #VALUE! | #VALUE! | #VALUE! | #VALUE!
LDNO HV: LV Generation NHH | #VALUE! | #VALUE! | #VALUE! | #VALUE! | #VALUE! | #VALUE! | LDNO HV: LV Generation NHH | #VALUE! | #VALUE! | #VALUE! | #VALUE! | #VALUE! | #VALUE!
> LV Sub Generation NHH | [6 empty] | > LV Sub Generation NHH
LV Sub Generation NHH | 31.12% | 21.89% | -7.04% | -25.1928 | -17.7212 | 7.4716 | LV Sub Generation NHH | -0.2367% | 2.604% | 2.847% | 0.19158 | -2.1074 | -2.299
LDNO HV: LV Sub Generation NHH | #VALUE! | #VALUE! | #VALUE! | #VALUE! | #VALUE! | #VALUE! | LDNO HV: LV Sub Generation NHH | #VALUE! | #VALUE! | #VALUE! | #VALUE! | #VALUE! | #VALUE!
> LV Generation Intermittent | [6 empty] | > LV Generation Intermittent
LV Generation Intermittent | 30.7% | 21.43% | -7.092% | -501.4696 | -350.0664 | 151.4032 | LV Generation Intermittent | -0.2225% | 2.528% | 2.756% | 3.6346 | -41.2918 | -44.9264
LDNO LV: LV Generation Intermittent | #VALUE! | #VALUE! | #VALUE! | #VALUE! | #VALUE! | #VALUE! | LDNO LV: LV Generation Intermittent | #VALUE! | #VALUE! | #VALUE! | #VALUE! | #VALUE! | #VALUE!
LDNO HV: LV Generation Intermittent | #VALUE! | #VALUE! | #VALUE! | #VALUE! | #VALUE! | #VALUE! | LDNO HV: LV Generation Intermittent | #VALUE! | #VALUE! | #VALUE! | #VALUE! | #VALUE! | #VALUE!
> LV Generation Non-Intermittent | [6 empty] | > LV Generation Non-Intermittent
LV Generation Non-Intermittent | 30.78% | 21.49% | -7.098% | -3626.0647 | -2532.308 | 1093.7567 | LV Generation Non-Intermittent | -0.2971% | 2.492% | 2.797% | 35.0105 | -293.5772 | -328.5877
LDNO LV: LV Generation Non-Intermittent | #VALUE! | #VALUE! | #VALUE! | #VALUE! | #VALUE! | #VALUE! | LDNO LV: LV Generation Non-Intermittent | #VALUE! | #VALUE! | #VALUE! | #VALUE! | #VALUE! | #VALUE!
LDNO HV: LV Generation Non-Intermittent | #VALUE! | #VALUE! | #VALUE! | #VALUE! | #VALUE! | #VALUE! | LDNO HV: LV Generation Non-Intermittent | #VALUE! | #VALUE! | #VALUE! | #VALUE! | #VALUE! | #VALUE!
> LV Sub Generation Intermittent | [6 empty] | > LV Sub Generation Intermittent
LV Sub Generation Intermittent | 31.12% | 21.9% | -7.038% | -952.3471 | -669.9617 | 282.3854 | LV Sub Generation Intermittent | -0.2358% | 2.602% | 2.844% | 7.2135 | -79.6133 | -86.8268
LDNO HV: LV Sub Generation Intermittent | #VALUE! | #VALUE! | #VALUE! | #VALUE! | #VALUE! | #VALUE! | LDNO HV: LV Sub Generation Intermittent | #VALUE! | #VALUE! | #VALUE! | #VALUE! | #VALUE! | #VALUE!
> LV Sub Generation Non-Intermittent | [6 empty] | > LV Sub Generation Non-Intermittent
LV Sub Generation Non-Intermittent | 31.4% | 22.12% | -7.066% | -76.6032 | -53.954 | 22.6492 | LV Sub Generation Non-Intermittent | -0.2515% | 2.618% | 2.876% | 0.61367 | -6.3857 | -6.9994
LDNO HV: LV Sub Generation Non-Intermittent | #VALUE! | #VALUE! | #VALUE! | #VALUE! | #VALUE! | #VALUE! | LDNO HV: LV Sub Generation Non-Intermittent | #VALUE! | #VALUE! | #VALUE! | #VALUE! | #VALUE! | #VALUE!
> HV Generation Intermittent | [6 empty] | > HV Generation Intermittent
HV Generation Intermittent | 32.2% | 24.7% | -5.671% | -6988.0682 | -5360.7988 | 1627.2694 | HV Generation Intermittent | -0.3835% | 2.507% | 2.901% | 83.2395 | -544.0872 | -627.3266
LDNO HV: HV Generation Intermittent | #VALUE! | #VALUE! | #VALUE! | #VALUE! | #VALUE! | #VALUE! | LDNO HV: HV Generation Intermittent | #VALUE! | #VALUE! | #VALUE! | #VALUE! | #VALUE! | #VALUE!
> HV Generation Non-Intermittent | [6 empty] | > HV Generation Non-Intermittent
HV Generation Non-Intermittent | 32.32% | 24.73% | -5.742% | -9774.2655 | -7476.8497 | 2297.4158 | HV Generation Non-Intermittent | -0.2449% | 2.505% | 2.756% | 74.0485 | -757.3835 | -831.432
LDNO HV: HV Generation Non-Intermittent | #VALUE! | #VALUE! | #VALUE! | #VALUE! | #VALUE! | #VALUE! | LDNO HV: HV Generation Non-Intermittent | #VALUE! | #VALUE! | #VALUE! | #VALUE! | #VALUE! | #VALUE!
> HV Sub Generation Non-Intermittent | [6 empty] | > HV Sub Generation Non-Intermittent
HV Sub Generation Non-Intermittent | 55.7% | 46.81% | -5.712% | -8271.2953 | -6950.6812 | 1320.6141 | HV Sub Generation Non-Intermittent | -0.2837% | 2.434% | 2.726% | 42.1274 | -361.4864 | -403.6138
> HV Sub Generation Intermittent | [6 empty] | > HV Sub Generation Intermittent
HV Sub Generation Intermittent | 58.31% | 48.7% | -6.071% | -3258.7947 | -2721.6627 | 537.132 | HV Sub Generation Intermittent | -0.2656% | 2.653% | 2.926% | 14.8452 | -148.2704 | -163.1155

## 500MW model - tariffs
Tariffs for Charging Year: Base Model
| Open LLFCs | PCs | Unit rate 1 p/kWh | Unit rate 2 p/kWh | Unit rate 3 p/kWh | Fixed charge p/MPAN/day | Capacity charge p/kVA/day | Reactive power charge p/kVArh | Closed LLFCs
Domestic Unrestricted | 101, 102 | 1 | 2.96 | 0 | 0 | 4.33 | 0 | 0
Domestic Two Rate | 103, 105, 111, 112, 113, 114, 115, 116, 117, 118, 119, 120, 131, 132, 133, 134, 147, 148, 149, 150 | 2 | 3.709 | 0.349 | 0 | 4.33 | 0 | 0 | 145, 146
Domestic Off Peak (related MPAN) | 104, 106, 130, 153, 155 | 2 | 0.317 | 0 | 0 | 0 | 0 | 0 | 135, 136, 137, 138, 140, 141, 142, 143
Small Non Domestic Unrestricted | 201, 202, 203, 209 | 3 | 2.659 | 0 | 0 | 5.49 | 0 | 0 | 207
Small Non Domestic Two Rate | 205, 211, 231, 232 | 4 | 2.856 | 0.206 | 0 | 5.49 | 0 | 0 | 208, 210
Small Non Domestic Off Peak (related MPAN) | 212 | 4 | 0.237 | 0 | 0 | 0 | 0 | 0 | 233, 234, 235, 236, 237
LV Medium Non-Domestic | 401, 402 | 5-8 | 3.031 | 0.199 | 0 | 26.97 | 0 | 0
LV Sub Medium Non-Domestic | 403, 404 | 5-8 | 2.691 | 0.173 | 0 | 24.81 | 0 | 0
HV Medium Non-Domestic |  | 5-8 | 1.82 | 0.103 | 0 | 425.73 | 0 | 0 | 405
LV HH Metered | 511, 591 | 0 | 12.356 | 0.869 | 0.15 | 21.17 | 2.25 | 0.651 | 501
LV Sub HH Metered | 513, 592 | 0 | 10.613 | 0.577 | 0.115 | 7.47 | 4.43 | 0.5 | 503
HV HH Metered | 515, 593 | 0 | 8.153 | 0.329 | 0.079 | 113.1 | 4.26 | 0.348 | 505
HV Sub HH Metered |  | 0 | 7.13 | 0.246 | 0.065 | 243.68 | 2.99 | 0.292 | 507, 517, 594
NHH UMS | 900, 901, 902, 903, 904, 905, 906, 907 | 1&8 | 2.407 | 0 | 0 | 0 | 0 | 0 | 912, 913
LV UMS (Pseudo HH Metered) | 910 | 0 | 15.613 | 1.603 | 0.588 | 0 | 0 | 0
LV Generation NHH | 781, 782, 783, 784, 785 | 8 | -0.95 | 0 | 0 | 0 | 0 | 0
LV Sub Generation NHH | 780 | 8 | -0.845 | 0 | 0 | 0 | 0 | 0
LV Generation Intermittent | 786, 787 | 0 | -0.95 | 0 | 0 | 0 | 0 | 0.36
LV Generation Non-Intermittent | 791, 795 | 0 | -6.76 | -0.753 | -0.106 | 0 | 0 | 0.36
LV Sub Generation Intermittent | 788, 789 | 0 | -0.845 | 0 | 0 | 0 | 0 | 0.331
LV Sub Generation Non-Intermittent | 792, 796 | 0 | -6.093 | -0.652 | -0.093 | 0 | 0 | 0.331
HV Generation Intermittent | 770, 771 | 0 | -0.535 | 0 | 0 | 82.59 | 0 | 0.257
HV Generation Non-Intermittent | 793, 797 | 0 | -4.24 | -0.33 | -0.055 | 82.59 | 0 | 0.257
HV Sub Generation Non-Intermittent | 794, 798 | 0 | -3.578 | -0.215 | -0.041 | 82.59 | 0 | 0.155
HV Sub Generation Intermittent | 772, 773 | 0 | -0.424 | 0 | 0 | 82.59 | 0 | 0.155
LDNO LV: Domestic Unrestricted | N/A | 1 | 2.0148 | 0 | 0 | 2.9473 | 0 | 0
LDNO LV: Domestic Two Rate | N/A | 2 | 2.5246 | 0.23755 | 0 | 2.9473 | 0 | 0
LDNO LV: Domestic Off Peak (related MPAN) | N/A | 2 | 0.21577 | 0 | 0 | 0 | 0 | 0
LDNO LV: Small Non Domestic Unrestricted | N/A | 3 | 1.8099 | 0 | 0 | 3.7369 | 0 | 0
LDNO LV: Small Non Domestic Two Rate | N/A | 4 | 1.944 | 0.14022 | 0 | 3.7369 | 0 | 0
LDNO LV: Small Non Domestic Off Peak (related MPAN) | N/A | 4 | 0.16132 | 0 | 0 | 0 | 0 | 0
LDNO LV: LV Medium Non-Domestic | N/A | 5-8 | 2.0631 | 0.13545 | 0 | 18.3575 | 0 | 0
LDNO LV: LV HH Metered | N/A | 0 | 8.4103 | 0.5915 | 0.1021 | 14.4097 | 1.5315 | 0.44311
LDNO LV: NHH UMS | N/A | 1&8 | 1.6384 | 0 | 0 | 0 | 0 | 0
LDNO LV: LV UMS (Pseudo HH Metered) | N/A | 0 | 10.6272 | 1.0911 | 0.40023 | 0 | 0 | 0
LDNO LV: LV Generation NHH | N/A | 8 | -0.95 | 0 | 0 | 0 | 0 | 0
LDNO LV: LV Generation Intermittent | N/A | 0 | -0.95 | 0 | 0 | 0 | 0 | 0.36
LDNO LV: LV Generation Non-Intermittent | N/A | 0 | -6.76 | -0.753 | -0.106 | 0 | 0 | 0.36
LDNO HV: Domestic Unrestricted | N/A | 1 | 1.2024 | 0 | 0 | 1.759 | 0 | 0
LDNO HV: Domestic Two Rate | N/A | 2 | 1.5067 | 0.14177 | 0 | 1.759 | 0 | 0
LDNO HV: Domestic Off Peak (related MPAN) | N/A | 2 | 0.12877 | 0 | 0 | 0 | 0 | 0
LDNO HV: Small Non Domestic Unrestricted | N/A | 3 | 1.0802 | 0 | 0 | 2.2302 | 0 | 0
LDNO HV: Small Non Domestic Two Rate | N/A | 4 | 1.1602 | 0.083683 | 0 | 2.2302 | 0 | 0
LDNO HV: Small Non Domestic Off Peak (related MPAN) | N/A | 4 | 0.096276 | 0 | 0 | 0 | 0 | 0
LDNO HV: LV Medium Non-Domestic | N/A | 5-8 | 1.2313 | 0.08084 | 0 | 10.956 | 0 | 0
LDNO HV: LV HH Metered | N/A | 0 | 5.0194 | 0.35301 | 0.060934 | 8.5999 | 0.91401 | 0.26445
LDNO HV: LV Sub HH Metered | N/A | 0 | 6.6695 | 0.3626 | 0.072269 | 4.6944 | 2.7839 | 0.31421
LDNO HV: HV HH Metered | N/A | 0 | 5.7186 | 0.23077 | 0.055412 | 79.33 | 2.988 | 0.24409
LDNO HV: NHH UMS | N/A | 1&8 | 0.97779 | 0 | 0 | 0 | 0 | 0
LDNO HV: LV UMS (Pseudo HH Metered) | N/A | 0 | 6.3425 | 0.65118 | 0.23886 | 0 | 0 | 0
LDNO HV: LV Generation NHH | N/A | 8 | -0.95 | 0 | 0 | 0 | 0 | 0
LDNO HV: LV Sub Generation NHH | N/A | 8 | -0.845 | 0 | 0 | 0 | 0 | 0
LDNO HV: LV Generation Intermittent | N/A | 0 | -0.95 | 0 | 0 | 0 | 0 | 0.36
LDNO HV: LV Generation Non-Intermittent | N/A | 0 | -6.76 | -0.753 | -0.106 | 0 | 0 | 0.36
LDNO HV: LV Sub Generation Intermittent | N/A | 0 | -0.845 | 0 | 0 | 0 | 0 | 0.331
LDNO HV: LV Sub Generation Non-Intermittent | N/A | 0 | -6.093 | -0.652 | -0.093 | 0 | 0 | 0.331
LDNO HV: HV Generation Intermittent | N/A | 0 | -0.535 | 0 | 0 | 0 | 0 | 0.257
LDNO HV: HV Generation Non-Intermittent | N/A | 0 | -4.24 | -0.33 | -0.055 | 0 | 0 | 0.257
Tariffs for Charging Year: Scenario 1
| Open LLFCs | PCs | Unit rate 1 p/kWh | Unit rate 2 p/kWh | Unit rate 3 p/kWh | Fixed charge p/MPAN/day | Capacity charge p/kVA/day | Reactive power charge p/kVArh | Closed LLFCs
Domestic Unrestricted | 101, 102 | 1 | 3.045 | 0 | 0 | 3.34 | 0 | 0 | 0
Domestic Two Rate | 103, 105, 111, 112, 113, 114, 115, 116, 117, 118, 119, 120, 131, 132, 133, 134, 147, 148, 149, 150 | 2 | 3.789 | 0.372 | 0 | 3.34 | 0 | 0 | 145, 146
Domestic Off Peak (related MPAN) | 104, 106, 130, 153, 155 | 2 | 0.332 | 0 | 0 | 0 | 0 | 0 | 135, 136, 137, 138, 140, 141, 142, 143
Small Non Domestic Unrestricted | 201, 202, 203, 209 | 3 | 2.735 | 0 | 0 | 4.21 | 0 | 0 | 207
Small Non Domestic Two Rate | 205, 211, 231, 232 | 4 | 2.938 | 0.219 | 0 | 4.21 | 0 | 0 | 208, 210
Small Non Domestic Off Peak (related MPAN) | 212 | 4 | 0.253 | 0 | 0 | 0 | 0 | 0 | 233, 234, 235, 236, 237
LV Medium Non-Domestic | 401, 402 | 5-8 | 3.11 | 0.211 | 0 | 22.19 | 0 | 0 | 0
LV Sub Medium Non-Domestic | 403, 404 | 5-8 | 2.734 | 0.182 | 0 | 30.99 | 0 | 0 | 0
HV Medium Non-Domestic | 0 | 5-8 | 1.747 | 0.102 | 0 | 377.98 | 0 | 0 | 405
LV HH Metered | 511, 591 | 0 | 12.118 | 0.952 | 0.157 | 15.73 | 2.55 | 0.665 | 501
LV Sub HH Metered | 513, 592 | 0 | 10.072 | 0.603 | 0.115 | 5.55 | 5.37 | 0.491 | 503
HV HH Metered | 515, 593 | 0 | 7.625 | 0.361 | 0.079 | 84.05 | 4 | 0.337 | 505
HV Sub HH Metered | 0 | 0 | 5.891 | 0.172 | 0.051 | 181.09 | 4.29 | 0.234 | 507, 517, 594
NHH UMS | 900, 901, 902, 903, 904, 905, 906, 907 | 1&8 | 2.355 | 0 | 0 | 0 | 0 | 0 | 912, 913
LV UMS (Pseudo HH Metered) | 910 | 0 | 15.423 | 1.629 | 0.498 | 0 | 0 | 0 | 0
LV Generation NHH | 781, 782, 783, 784, 785 | 8 | -1.241 | 0 | 0 | 0 | 0 | 0 | 0
LV Sub Generation NHH | 780 | 8 | -1.108 | 0 | 0 | 0 | 0 | 0 | 0
LV Generation Intermittent | 786, 787 | 0 | -1.241 | 0 | 0 | 0 | 0 | 0.466 | 0
LV Generation Non-Intermittent | 791, 795 | 0 | -9.151 | -0.915 | -0.135 | 0 | 0 | 0.466 | 0
LV Sub Generation Intermittent | 788, 789 | 0 | -1.108 | 0 | 0 | 0 | 0 | 0.434 | 0
LV Sub Generation Non-Intermittent | 792, 796 | 0 | -8.287 | -0.791 | -0.119 | 0 | 0 | 0.434 | 0
HV Generation Intermittent | 770, 771 | 0 | -0.703 | 0 | 0 | 61.38 | 0 | 0.327 | 0
HV Generation Non-Intermittent | 793, 797 | 0 | -5.841 | -0.378 | -0.069 | 61.38 | 0 | 0.327 | 0
HV Sub Generation Non-Intermittent | 794, 798 | 0 | -5.523 | -0.328 | -0.063 | 61.38 | 0 | 0.239 | 0
HV Sub Generation Intermittent | 772, 773 | 0 | -0.653 | 0 | 0 | 61.38 | 0 | 0.239 | 0
LDNO LV: Domestic Unrestricted | N/A | 1 | 2.0726 | 0 | 0 | 2.2734 | 0 | 0 | 0
LDNO LV: Domestic Two Rate | N/A | 2 | 2.579 | 0.25321 | 0 | 2.2734 | 0 | 0 | 0
LDNO LV: Domestic Off Peak (related MPAN) | N/A | 2 | 0.22598 | 0 | 0 | 0 | 0 | 0 | 0
LDNO LV: Small Non Domestic Unrestricted | N/A | 3 | 1.8616 | 0 | 0 | 2.8656 | 0 | 0 | 0
LDNO LV: Small Non Domestic Two Rate | N/A | 4 | 1.9998 | 0.14907 | 0 | 2.8656 | 0 | 0 | 0
LDNO LV: Small Non Domestic Off Peak (related MPAN) | N/A | 4 | 0.17221 | 0 | 0 | 0 | 0 | 0 | 0
LDNO LV: LV Medium Non-Domestic | N/A | 5-8 | 2.1169 | 0.14362 | 0 | 15.104 | 0 | 0 | 0
LDNO LV: LV HH Metered | N/A | 0 | 8.2483 | 0.64799 | 0.10686 | 10.7069 | 1.7357 | 0.45264 | 0
LDNO LV: NHH UMS | N/A | 1&8 | 1.603 | 0 | 0 | 0 | 0 | 0 | 0
LDNO LV: LV UMS (Pseudo HH Metered) | N/A | 0 | 10.4979 | 1.1088 | 0.33897 | 0 | 0 | 0 | 0
LDNO LV: LV Generation NHH | N/A | 8 | -1.241 | 0 | 0 | 0 | 0 | 0 | 0
LDNO LV: LV Generation Intermittent | N/A | 0 | -1.241 | 0 | 0 | 0 | 0 | 0.466 | 0
LDNO LV: LV Generation Non-Intermittent | N/A | 0 | -9.151 | -0.915 | -0.135 | 0 | 0 | 0.466 | 0
LDNO HV: Domestic Unrestricted | N/A | 1 | 1.237 | 0 | 0 | 1.3568 | 0 | 0 | 0
LDNO HV: Domestic Two Rate | N/A | 2 | 1.5392 | 0.15112 | 0 | 1.3568 | 0 | 0 | 0
LDNO HV: Domestic Off Peak (related MPAN) | N/A | 2 | 0.13487 | 0 | 0 | 0 | 0 | 0 | 0
LDNO HV: Small Non Domestic Unrestricted | N/A | 3 | 1.111 | 0 | 0 | 1.7102 | 0 | 0 | 0
LDNO HV: Small Non Domestic Two Rate | N/A | 4 | 1.1935 | 0.088964 | 0 | 1.7102 | 0 | 0 | 0
LDNO HV: Small Non Domestic Off Peak (related MPAN) | N/A | 4 | 0.10278 | 0 | 0 | 0 | 0 | 0 | 0
LDNO HV: LV Medium Non-Domestic | N/A | 5-8 | 1.2634 | 0.085714 | 0 | 9.0142 | 0 | 0 | 0
LDNO HV: LV HH Metered | N/A | 0 | 4.9227 | 0.38673 | 0.063778 | 6.39 | 1.0359 | 0.27014 | 0
LDNO HV: LV Sub HH Metered | N/A | 0 | 6.3295 | 0.37894 | 0.072269 | 3.4878 | 3.3747 | 0.30856 | 0
LDNO HV: HV HH Metered | N/A | 0 | 5.3483 | 0.25321 | 0.055412 | 58.9539 | 2.8057 | 0.23638 | 0
LDNO HV: NHH UMS | N/A | 1&8 | 0.95667 | 0 | 0 | 0 | 0 | 0 | 0
LDNO HV: LV UMS (Pseudo HH Metered) | N/A | 0 | 6.2653 | 0.66175 | 0.2023 | 0 | 0 | 0 | 0
LDNO HV: LV Generation NHH | N/A | 8 | -1.241 | 0 | 0 | 0 | 0 | 0 | 0
LDNO HV: LV Sub Generation NHH | N/A | 8 | -1.108 | 0 | 0 | 0 | 0 | 0 | 0
LDNO HV: LV Generation Intermittent | N/A | 0 | -1.241 | 0 | 0 | 0 | 0 | 0.466 | 0
LDNO HV: LV Generation Non-Intermittent | N/A | 0 | -9.151 | -0.915 | -0.135 | 0 | 0 | 0.466 | 0
LDNO HV: LV Sub Generation Intermittent | N/A | 0 | -1.108 | 0 | 0 | 0 | 0 | 0.434 | 0
LDNO HV: LV Sub Generation Non-Intermittent | N/A | 0 | -8.287 | -0.791 | -0.119 | 0 | 0 | 0.434 | 0
LDNO HV: HV Generation Intermittent | N/A | 0 | -0.703 | 0 | 0 | 0 | 0 | 0.327 | 0
LDNO HV: HV Generation Non-Intermittent | N/A | 0 | -5.841 | -0.378 | -0.069 | 0 | 0 | 0.327 | 0
Tariffs for Charging Year: Scenario 2
| Open LLFCs | PCs | Unit rate 1 p/kWh | Unit rate 2 p/kWh | Unit rate 3 p/kWh | Fixed charge p/MPAN/day | Capacity charge p/kVA/day | Reactive power charge p/kVArh | Closed LLFCs
Domestic Unrestricted | 101, 102 | 1 | 3.03 | 0 | 0 | 3.55 | 0 | 0 | 0
Domestic Two Rate | 103, 105, 111, 112, 113, 114, 115, 116, 117, 118, 119, 120, 131, 132, 133, 134, 147, 148, 149, 150 | 2 | 3.786 | 0.363 | 0 | 3.55 | 0 | 0 | 145, 146
Domestic Off Peak (related MPAN) | 104, 106, 130, 153, 155 | 2 | 0.327 | 0 | 0 | 0 | 0 | 0 | 135, 136, 137, 138, 140, 141, 142, 143
Small Non Domestic Unrestricted | 201, 202, 203, 209 | 3 | 2.722 | 0 | 0 | 4.51 | 0 | 0 | 207
Small Non Domestic Two Rate | 205, 211, 231, 232 | 4 | 2.923 | 0.214 | 0 | 4.51 | 0 | 0 | 208, 210
Small Non Domestic Off Peak (related MPAN) | 212 | 4 | 0.247 | 0 | 0 | 0 | 0 | 0 | 233, 234, 235, 236, 237
LV Medium Non-Domestic | 401, 402 | 5-8 | 3.099 | 0.206 | 0 | 22.2 | 0 | 0 | 0
LV Sub Medium Non-Domestic | 403, 404 | 5-8 | 2.736 | 0.179 | 0 | 28.53 | 0 | 0 | 0
HV Medium Non-Domestic | 0 | 5-8 | 1.839 | 0.106 | 0 | 365.41 | 0 | 0 | 405
LV HH Metered | 511, 591 | 0 | 12.403 | 0.908 | 0.155 | 17.35 | 2.34 | 0.666 | 501
LV Sub HH Metered | 513, 592 | 0 | 10.53 | 0.592 | 0.117 | 6.12 | 4.86 | 0.505 | 503
HV HH Metered | 515, 593 | 0 | 8.097 | 0.363 | 0.082 | 92.72 | 3.72 | 0.353 | 505
HV Sub HH Metered | 0 | 0 | 6.397 | 0.183 | 0.055 | 199.77 | 4.04 | 0.254 | 507, 517, 594
NHH UMS | 900, 901, 902, 903, 904, 905, 906, 907 | 1&8 | 2.373 | 0 | 0 | 0 | 0 | 0 | 912, 913
LV UMS (Pseudo HH Metered) | 910 | 0 | 15.658 | 1.588 | 0.524 | 0 | 0 | 0 | 0
LV Generation NHH | 781, 782, 783, 784, 785 | 8 | -1.153 | 0 | 0 | 0 | 0 | 0 | 0
LV Sub Generation NHH | 780 | 8 | -1.03 | 0 | 0 | 0 | 0 | 0 | 0
LV Generation Intermittent | 786, 787 | 0 | -1.153 | 0 | 0 | 0 | 0 | 0.433 | 0
LV Generation Non-Intermittent | 791, 795 | 0 | -8.529 | -0.844 | -0.125 | 0 | 0 | 0.433 | 0
LV Sub Generation Intermittent | 788, 789 | 0 | -1.03 | 0 | 0 | 0 | 0 | 0.403 | 0
LV Sub Generation Non-Intermittent | 792, 796 | 0 | -7.729 | -0.729 | -0.11 | 0 | 0 | 0.403 | 0
HV Generation Intermittent | 770, 771 | 0 | -0.664 | 0 | 0 | 67.71 | 0 | 0.307 | 0
HV Generation Non-Intermittent | 793, 797 | 0 | -5.514 | -0.356 | -0.065 | 67.71 | 0 | 0.307 | 0
HV Sub Generation Non-Intermittent | 794, 798 | 0 | -5.216 | -0.309 | -0.06 | 67.71 | 0 | 0.226 | 0
HV Sub Generation Intermittent | 772, 773 | 0 | -0.616 | 0 | 0 | 67.71 | 0 | 0.226 | 0
LDNO LV: Domestic Unrestricted | N/A | 1 | 2.0624 | 0 | 0 | 2.4164 | 0 | 0 | 0
LDNO LV: Domestic Two Rate | N/A | 2 | 2.577 | 0.24708 | 0 | 2.4164 | 0 | 0 | 0
LDNO LV: Domestic Off Peak (related MPAN) | N/A | 2 | 0.22258 | 0 | 0 | 0 | 0 | 0 | 0
LDNO LV: Small Non Domestic Unrestricted | N/A | 3 | 1.8528 | 0 | 0 | 3.0698 | 0 | 0 | 0
LDNO LV: Small Non Domestic Two Rate | N/A | 4 | 1.9896 | 0.14566 | 0 | 3.0698 | 0 | 0 | 0
LDNO LV: Small Non Domestic Off Peak (related MPAN) | N/A | 4 | 0.16812 | 0 | 0 | 0 | 0 | 0 | 0
LDNO LV: LV Medium Non-Domestic | N/A | 5-8 | 2.1094 | 0.14022 | 0 | 15.1108 | 0 | 0 | 0
LDNO LV: LV HH Metered | N/A | 0 | 8.4423 | 0.61804 | 0.1055 | 11.8095 | 1.5928 | 0.45332 | 0
LDNO LV: NHH UMS | N/A | 1&8 | 1.6152 | 0 | 0 | 0 | 0 | 0 | 0
LDNO LV: LV UMS (Pseudo HH Metered) | N/A | 0 | 10.6579 | 1.0809 | 0.35667 | 0 | 0 | 0 | 0
LDNO LV: LV Generation NHH | N/A | 8 | -1.153 | 0 | 0 | 0 | 0 | 0 | 0
LDNO LV: LV Generation Intermittent | N/A | 0 | -1.153 | 0 | 0 | 0 | 0 | 0.433 | 0
LDNO LV: LV Generation Non-Intermittent | N/A | 0 | -8.529 | -0.844 | -0.125 | 0 | 0 | 0.433 | 0
LDNO HV: Domestic Unrestricted | N/A | 1 | 1.2309 | 0 | 0 | 1.4421 | 0 | 0 | 0
LDNO HV: Domestic Two Rate | N/A | 2 | 1.538 | 0.14746 | 0 | 1.4421 | 0 | 0 | 0
LDNO HV: Domestic Off Peak (related MPAN) | N/A | 2 | 0.13284 | 0 | 0 | 0 | 0 | 0 | 0
LDNO HV: Small Non Domestic Unrestricted | N/A | 3 | 1.1058 | 0 | 0 | 1.8321 | 0 | 0 | 0
LDNO HV: Small Non Domestic Two Rate | N/A | 4 | 1.1874 | 0.086933 | 0 | 1.8321 | 0 | 0 | 0
LDNO HV: Small Non Domestic Off Peak (related MPAN) | N/A | 4 | 0.10034 | 0 | 0 | 0 | 0 | 0 | 0
LDNO HV: LV Medium Non-Domestic | N/A | 5-8 | 1.2589 | 0.083683 | 0 | 9.0183 | 0 | 0 | 0
LDNO HV: LV HH Metered | N/A | 0 | 5.0385 | 0.36886 | 0.062965 | 7.0481 | 0.95058 | 0.27055 | 0
LDNO HV: LV Sub HH Metered | N/A | 0 | 6.6174 | 0.37203 | 0.073526 | 3.846 | 3.0542 | 0.31736 | 0
LDNO HV: HV HH Metered | N/A | 0 | 5.6794 | 0.25461 | 0.057516 | 65.0352 | 2.6093 | 0.2476 | 0
LDNO HV: NHH UMS | N/A | 1&8 | 0.96398 | 0 | 0 | 0 | 0 | 0 | 0
LDNO HV: LV UMS (Pseudo HH Metered) | N/A | 0 | 6.3607 | 0.64509 | 0.21286 | 0 | 0 | 0 | 0
LDNO HV: LV Generation NHH | N/A | 8 | -1.153 | 0 | 0 | 0 | 0 | 0 | 0
LDNO HV: LV Sub Generation NHH | N/A | 8 | -1.03 | 0 | 0 | 0 | 0 | 0 | 0
LDNO HV: LV Generation Intermittent | N/A | 0 | -1.153 | 0 | 0 | 0 | 0 | 0.433 | 0
LDNO HV: LV Generation Non-Intermittent | N/A | 0 | -8.529 | -0.844 | -0.125 | 0 | 0 | 0.433 | 0
LDNO HV: LV Sub Generation Intermittent | N/A | 0 | -1.03 | 0 | 0 | 0 | 0 | 0.403 | 0
LDNO HV: LV Sub Generation Non-Intermittent | N/A | 0 | -7.729 | -0.729 | -0.11 | 0 | 0 | 0.403 | 0
LDNO HV: HV Generation Intermittent | N/A | 0 | -0.664 | 0 | 0 | 0 | 0 | 0.307 | 0
LDNO HV: HV Generation Non-Intermittent | N/A | 0 | -5.514 | -0.356 | -0.065 | 0 | 0 | 0.307 | 0
Tariffs for Charging Year: Scenario 3
| Open LLFCs | PCs | Unit rate 1 p/kWh | Unit rate 2 p/kWh | Unit rate 3 p/kWh | Fixed charge p/MPAN/day | Capacity charge p/kVA/day | Reactive power charge p/kVArh | Closed LLFCs
Domestic Unrestricted | 101, 102 | 1 | 2.959 | 0 | 0 | 4.34 | 0 | 0 | 0
Domestic Two Rate | 103, 105, 111, 112, 113, 114, 115, 116, 117, 118, 119, 120, 131, 132, 133, 134, 147, 148, 149, 150 | 2 | 3.709 | 0.349 | 0 | 4.34 | 0 | 0 | 145, 146
Domestic Off Peak (related MPAN) | 104, 106, 130, 153, 155 | 2 | 0.317 | 0 | 0 | 0 | 0 | 0 | 135, 136, 137, 138, 140, 141, 142, 143
Small Non Domestic Unrestricted | 201, 202, 203, 209 | 3 | 2.658 | 0 | 0 | 5.5 | 0 | 0 | 207
Small Non Domestic Two Rate | 205, 211, 231, 232 | 4 | 2.856 | 0.206 | 0 | 5.5 | 0 | 0 | 208, 210
Small Non Domestic Off Peak (related MPAN) | 212 | 4 | 0.237 | 0 | 0 | 0 | 0 | 0 | 233, 234, 235, 236, 237
LV Medium Non-Domestic | 401, 402 | 5-8 | 3.03 | 0.198 | 0 | 26.98 | 0 | 0 | 0
LV Sub Medium Non-Domestic | 403, 404 | 5-8 | 2.691 | 0.173 | 0 | 24.76 | 0 | 0 | 0
HV Medium Non-Domestic | 0 | 5-8 | 1.823 | 0.103 | 0 | 425.37 | 0 | 0 | 405
LV HH Metered | 511, 591 | 0 | 12.362 | 0.868 | 0.15 | 21.23 | 2.25 | 0.651 | 501
LV Sub HH Metered | 513, 592 | 0 | 10.623 | 0.577 | 0.115 | 7.49 | 4.42 | 0.501 | 503
HV HH Metered | 515, 593 | 0 | 8.165 | 0.329 | 0.079 | 113.46 | 4.25 | 0.348 | 505
HV Sub HH Metered | 0 | 0 | 7.142 | 0.246 | 0.065 | 244.44 | 2.98 | 0.292 | 507, 517, 594
NHH UMS | 900, 901, 902, 903, 904, 905, 906, 907 | 1&8 | 2.407 | 0 | 0 | 0 | 0 | 0 | 912, 913
LV UMS (Pseudo HH Metered) | 910 | 0 | 15.619 | 1.602 | 0.589 | 0 | 0 | 0 | 0
LV Generation NHH | 781, 782, 783, 784, 785 | 8 | -0.948 | 0 | 0 | 0 | 0 | 0 | 0
LV Sub Generation NHH | 780 | 8 | -0.843 | 0 | 0 | 0 | 0 | 0 | 0
LV Generation Intermittent | 786, 787 | 0 | -0.948 | 0 | 0 | 0 | 0 | 0.36 | 0
LV Generation Non-Intermittent | 791, 795 | 0 | -6.743 | -0.751 | -0.105 | 0 | 0 | 0.36 | 0
LV Sub Generation Intermittent | 788, 789 | 0 | -0.843 | 0 | 0 | 0 | 0 | 0.33 | 0
LV Sub Generation Non-Intermittent | 792, 796 | 0 | -6.078 | -0.65 | -0.093 | 0 | 0 | 0.33 | 0
HV Generation Intermittent | 770, 771 | 0 | -0.533 | 0 | 0 | 82.85 | 0 | 0.257 | 0
HV Generation Non-Intermittent | 793, 797 | 0 | -4.23 | -0.329 | -0.055 | 82.85 | 0 | 0.257 | 0
HV Sub Generation Non-Intermittent | 794, 798 | 0 | -3.569 | -0.214 | -0.041 | 82.85 | 0 | 0.155 | 0
HV Sub Generation Intermittent | 772, 773 | 0 | -0.423 | 0 | 0 | 82.85 | 0 | 0.155 | 0
LDNO LV: Domestic Unrestricted | N/A | 1 | 2.0141 | 0 | 0 | 2.9541 | 0 | 0 | 0
LDNO LV: Domestic Two Rate | N/A | 2 | 2.5246 | 0.23755 | 0 | 2.9541 | 0 | 0 | 0
LDNO LV: Domestic Off Peak (related MPAN) | N/A | 2 | 0.21577 | 0 | 0 | 0 | 0 | 0 | 0
LDNO LV: Small Non Domestic Unrestricted | N/A | 3 | 1.8092 | 0 | 0 | 3.7437 | 0 | 0 | 0
LDNO LV: Small Non Domestic Two Rate | N/A | 4 | 1.944 | 0.14022 | 0 | 3.7437 | 0 | 0 | 0
LDNO LV: Small Non Domestic Off Peak (related MPAN) | N/A | 4 | 0.16132 | 0 | 0 | 0 | 0 | 0 | 0
LDNO LV: LV Medium Non-Domestic | N/A | 5-8 | 2.0624 | 0.13477 | 0 | 18.3643 | 0 | 0 | 0
LDNO LV: LV HH Metered | N/A | 0 | 8.4144 | 0.59082 | 0.1021 | 14.4505 | 1.5315 | 0.44311 | 0
LDNO LV: NHH UMS | N/A | 1&8 | 1.6384 | 0 | 0 | 0 | 0 | 0 | 0
LDNO LV: LV UMS (Pseudo HH Metered) | N/A | 0 | 10.6313 | 1.0904 | 0.40091 | 0 | 0 | 0 | 0
LDNO LV: LV Generation NHH | N/A | 8 | -0.948 | 0 | 0 | 0 | 0 | 0 | 0
LDNO LV: LV Generation Intermittent | N/A | 0 | -0.948 | 0 | 0 | 0 | 0 | 0.36 | 0
LDNO LV: LV Generation Non-Intermittent | N/A | 0 | -6.743 | -0.751 | -0.105 | 0 | 0 | 0.36 | 0
LDNO HV: Domestic Unrestricted | N/A | 1 | 1.202 | 0 | 0 | 1.763 | 0 | 0 | 0
LDNO HV: Domestic Two Rate | N/A | 2 | 1.5067 | 0.14177 | 0 | 1.763 | 0 | 0 | 0
LDNO HV: Domestic Off Peak (related MPAN) | N/A | 2 | 0.12877 | 0 | 0 | 0 | 0 | 0 | 0
LDNO HV: Small Non Domestic Unrestricted | N/A | 3 | 1.0798 | 0 | 0 | 2.2343 | 0 | 0 | 0
LDNO HV: Small Non Domestic Two Rate | N/A | 4 | 1.1602 | 0.083683 | 0 | 2.2343 | 0 | 0 | 0
LDNO HV: Small Non Domestic Off Peak (related MPAN) | N/A | 4 | 0.096276 | 0 | 0 | 0 | 0 | 0 | 0
LDNO HV: LV Medium Non-Domestic | N/A | 5-8 | 1.2309 | 0.080433 | 0 | 10.9601 | 0 | 0 | 0
LDNO HV: LV HH Metered | N/A | 0 | 5.0218 | 0.35261 | 0.060934 | 8.6242 | 0.91401 | 0.26445 | 0
LDNO HV: LV Sub HH Metered | N/A | 0 | 6.6758 | 0.3626 | 0.072269 | 4.7069 | 2.7777 | 0.31484 | 0
LDNO HV: HV HH Metered | N/A | 0 | 5.7271 | 0.23077 | 0.055412 | 79.5825 | 2.981 | 0.24409 | 0
LDNO HV: NHH UMS | N/A | 1&8 | 0.97779 | 0 | 0 | 0 | 0 | 0 | 0
LDNO HV: LV UMS (Pseudo HH Metered) | N/A | 0 | 6.3449 | 0.65078 | 0.23927 | 0 | 0 | 0 | 0
LDNO HV: LV Generation NHH | N/A | 8 | -0.948 | 0 | 0 | 0 | 0 | 0 | 0
LDNO HV: LV Sub Generation NHH | N/A | 8 | -0.843 | 0 | 0 | 0 | 0 | 0 | 0
LDNO HV: LV Generation Intermittent | N/A | 0 | -0.948 | 0 | 0 | 0 | 0 | 0.36 | 0
LDNO HV: LV Generation Non-Intermittent | N/A | 0 | -6.743 | -0.751 | -0.105 | 0 | 0 | 0.36 | 0
LDNO HV: LV Sub Generation Intermittent | N/A | 0 | -0.843 | 0 | 0 | 0 | 0 | 0.33 | 0
LDNO HV: LV Sub Generation Non-Intermittent | N/A | 0 | -6.078 | -0.65 | -0.093 | 0 | 0 | 0.33 | 0
LDNO HV: HV Generation Intermittent | N/A | 0 | -0.533 | 0 | 0 | 0 | 0 | 0.257 | 0
LDNO HV: HV Generation Non-Intermittent | N/A | 0 | -4.23 | -0.329 | -0.055 | 0 | 0 | 0.257 | 0
Tariffs for Charging Year: Scenario 4
| Open LLFCs | PCs | Unit rate 1 p/kWh | Unit rate 2 p/kWh | Unit rate 3 p/kWh | Fixed charge p/MPAN/day | Capacity charge p/kVA/day | Reactive power charge p/kVArh | Closed LLFCs
Domestic Unrestricted | 101, 102 | 1 | 2.965 | 0 | 0 | 4.22 | 0 | 0 | 0
Domestic Two Rate | 103, 105, 111, 112, 113, 114, 115, 116, 117, 118, 119, 120, 131, 132, 133, 134, 147, 148, 149, 150 | 2 | 3.711 | 0.352 | 0 | 4.22 | 0 | 0 | 145, 146
Domestic Off Peak (related MPAN) | 104, 106, 130, 153, 155 | 2 | 0.318 | 0 | 0 | 0 | 0 | 0 | 135, 136, 137, 138, 140, 141, 142, 143
Small Non Domestic Unrestricted | 201, 202, 203, 209 | 3 | 2.663 | 0 | 0 | 5.35 | 0 | 0 | 207
Small Non Domestic Two Rate | 205, 211, 231, 232 | 4 | 2.861 | 0.207 | 0 | 5.35 | 0 | 0 | 208, 210
Small Non Domestic Off Peak (related MPAN) | 212 | 4 | 0.239 | 0 | 0 | 0 | 0 | 0 | 233, 234, 235, 236, 237
LV Medium Non-Domestic | 401, 402 | 5-8 | 3.035 | 0.2 | 0 | 26.75 | 0 | 0 | 0
LV Sub Medium Non-Domestic | 403, 404 | 5-8 | 2.693 | 0.174 | 0 | 25.22 | 0 | 0 | 0
HV Medium Non-Domestic | 0 | 5-8 | 1.798 | 0.102 | 0 | 428.3 | 0 | 0 | 405
LV HH Metered | 511, 591 | 0 | 12.288 | 0.882 | 0.151 | 20.45 | 2.3 | 0.651 | 501
LV Sub HH Metered | 513, 592 | 0 | 10.507 | 0.583 | 0.115 | 7.22 | 4.54 | 0.498 | 503
HV HH Metered | 515, 593 | 0 | 8.033 | 0.329 | 0.078 | 109.29 | 4.36 | 0.344 | 505
HV Sub HH Metered | 0 | 0 | 7.007 | 0.244 | 0.064 | 235.47 | 3.07 | 0.288 | 507, 517, 594
NHH UMS | 900, 901, 902, 903, 904, 905, 906, 907 | 1&8 | 2.399 | 0 | 0 | 0 | 0 | 0 | 912, 913
LV UMS (Pseudo HH Metered) | 910 | 0 | 15.55 | 1.611 | 0.577 | 0 | 0 | 0 | 0
LV Generation NHH | 781, 782, 783, 784, 785 | 8 | -0.974 | 0 | 0 | 0 | 0 | 0 | 0
LV Sub Generation NHH | 780 | 8 | -0.867 | 0 | 0 | 0 | 0 | 0 | 0
LV Generation Intermittent | 786, 787 | 0 | -0.974 | 0 | 0 | 0 | 0 | 0.369 | 0
LV Generation Non-Intermittent | 791, 795 | 0 | -6.927 | -0.773 | -0.108 | 0 | 0 | 0.369 | 0
LV Sub Generation Intermittent | 788, 789 | 0 | -0.867 | 0 | 0 | 0 | 0 | 0.34 | 0
LV Sub Generation Non-Intermittent | 792, 796 | 0 | -6.246 | -0.67 | -0.096 | 0 | 0 | 0.34 | 0
HV Generation Intermittent | 770, 771 | 0 | -0.548 | 0 | 0 | 79.81 | 0 | 0.263 | 0
HV Generation Non-Intermittent | 793, 797 | 0 | -4.342 | -0.339 | -0.056 | 79.81 | 0 | 0.263 | 0
HV Sub Generation Non-Intermittent | 794, 798 | 0 | -3.661 | -0.22 | -0.042 | 79.81 | 0 | 0.159 | 0
HV Sub Generation Intermittent | 772, 773 | 0 | -0.434 | 0 | 0 | 79.81 | 0 | 0.159 | 0
LDNO LV: Domestic Unrestricted | N/A | 1 | 2.0182 | 0 | 0 | 2.8724 | 0 | 0 | 0
LDNO LV: Domestic Two Rate | N/A | 2 | 2.5259 | 0.23959 | 0 | 2.8724 | 0 | 0 | 0
LDNO LV: Domestic Off Peak (related MPAN) | N/A | 2 | 0.21645 | 0 | 0 | 0 | 0 | 0 | 0
LDNO LV: Small Non Domestic Unrestricted | N/A | 3 | 1.8126 | 0 | 0 | 3.6416 | 0 | 0 | 0
LDNO LV: Small Non Domestic Two Rate | N/A | 4 | 1.9474 | 0.1409 | 0 | 3.6416 | 0 | 0 | 0
LDNO LV: Small Non Domestic Off Peak (related MPAN) | N/A | 4 | 0.16268 | 0 | 0 | 0 | 0 | 0 | 0
LDNO LV: LV Medium Non-Domestic | N/A | 5-8 | 2.0658 | 0.13613 | 0 | 18.2078 | 0 | 0 | 0
LDNO LV: LV HH Metered | N/A | 0 | 8.364 | 0.60035 | 0.10278 | 13.9196 | 1.5655 | 0.44311 | 0
LDNO LV: NHH UMS | N/A | 1&8 | 1.6329 | 0 | 0 | 0 | 0 | 0 | 0
LDNO LV: LV UMS (Pseudo HH Metered) | N/A | 0 | 10.5843 | 1.0966 | 0.39274 | 0 | 0 | 0 | 0
LDNO LV: LV Generation NHH | N/A | 8 | -0.974 | 0 | 0 | 0 | 0 | 0 | 0
LDNO LV: LV Generation Intermittent | N/A | 0 | -0.974 | 0 | 0 | 0 | 0 | 0.369 | 0
LDNO LV: LV Generation Non-Intermittent | N/A | 0 | -6.927 | -0.773 | -0.108 | 0 | 0 | 0.369 | 0
LDNO HV: Domestic Unrestricted | N/A | 1 | 1.2045 | 0 | 0 | 1.7143 | 0 | 0 | 0
LDNO HV: Domestic Two Rate | N/A | 2 | 1.5075 | 0.14299 | 0 | 1.7143 | 0 | 0 | 0
LDNO HV: Domestic Off Peak (related MPAN) | N/A | 2 | 0.12918 | 0 | 0 | 0 | 0 | 0 | 0
LDNO HV: Small Non Domestic Unrestricted | N/A | 3 | 1.0818 | 0 | 0 | 2.1733 | 0 | 0 | 0
LDNO HV: Small Non Domestic Two Rate | N/A | 4 | 1.1622 | 0.084089 | 0 | 2.1733 | 0 | 0 | 0
LDNO HV: Small Non Domestic Off Peak (related MPAN) | N/A | 4 | 0.097089 | 0 | 0 | 0 | 0 | 0 | 0
LDNO HV: LV Medium Non-Domestic | N/A | 5-8 | 1.2329 | 0.081246 | 0 | 10.8666 | 0 | 0 | 0
LDNO HV: LV HH Metered | N/A | 0 | 4.9917 | 0.35829 | 0.061341 | 8.3074 | 0.93433 | 0.26445 | 0
LDNO HV: LV Sub HH Metered | N/A | 0 | 6.6029 | 0.36637 | 0.072269 | 4.5373 | 2.8531 | 0.31296 | 0
LDNO HV: HV HH Metered | N/A | 0 | 5.6345 | 0.23077 | 0.05471 | 76.6576 | 3.0582 | 0.24129 | 0
LDNO HV: NHH UMS | N/A | 1&8 | 0.97454 | 0 | 0 | 0 | 0 | 0 | 0
LDNO HV: LV UMS (Pseudo HH Metered) | N/A | 0 | 6.3169 | 0.65443 | 0.23439 | 0 | 0 | 0 | 0
LDNO HV: LV Generation NHH | N/A | 8 | -0.974 | 0 | 0 | 0 | 0 | 0 | 0
LDNO HV: LV Sub Generation NHH | N/A | 8 | -0.867 | 0 | 0 | 0 | 0 | 0 | 0
LDNO HV: LV Generation Intermittent | N/A | 0 | -0.974 | 0 | 0 | 0 | 0 | 0.369 | 0
LDNO HV: LV Generation Non-Intermittent | N/A | 0 | -6.927 | -0.773 | -0.108 | 0 | 0 | 0.369 | 0
LDNO HV: LV Sub Generation Intermittent | N/A | 0 | -0.867 | 0 | 0 | 0 | 0 | 0.34 | 0
LDNO HV: LV Sub Generation Non-Intermittent | N/A | 0 | -6.246 | -0.67 | -0.096 | 0 | 0 | 0.34 | 0
LDNO HV: HV Generation Intermittent | N/A | 0 | -0.548 | 0 | 0 | 0 | 0 | 0.263 | 0
LDNO HV: HV Generation Non-Intermittent | N/A | 0 | -4.342 | -0.339 | -0.056 | 0 | 0 | 0.263 | 0

## 500MW model - typical bill
| Y | Y+1 | Y+2 | Y+3 | Y+4
TARIFF | Base Model | Scenario 1 | Scenario 2 | Scenario 3 | Scenario 4
> Domestic Unrestricted
Domestic Unrestricted | 123.1477 | 122.6166 | 122.8392 | 123.1479 | 122.9697
LDNO LV: Domestic Unrestricted | 104.911 | 105.1551 | 105.1997 | 104.904 | 104.8255
LDNO HV: Domestic Unrestricted | 82.3202 | 83.0318 | 82.9586 | 82.3094 | 82.3024
> Domestic Two Rate
Domestic Two Rate | 149.5236 | 149.418 | 149.7249 | 149.5601 | 149.3497
LDNO LV: Domestic Two Rate | 62.1206 | 60.8853 | 61.2999 | 62.1454 | 61.9249
LDNO HV: Domestic Two Rate | 45.2689 | 44.7726 | 44.9772 | 45.2838 | 45.1682
> Domestic Off Peak (related MPAN)
Domestic Off Peak (related MPAN) | 14.9975 | 15.7071 | 15.4706 | 14.9975 | 15.0448
LDNO LV: Domestic Off Peak (related MPAN)
LDNO HV: Domestic Off Peak (related MPAN)
> Small Non Domestic Unrestricted
Small Non Domestic Unrestricted | 429.1916 | 436.2141 | 435.3087 | 429.0742 | 429.3496
LDNO LV: Small Non Domestic Unrestricted | 202.9294 | 205.1596 | 204.9795 | 202.883 | 202.9027
LDNO HV: Small Non Domestic Unrestricted | 439.509 | 449.9406 | 448.2764 | 439.3616 | 439.9721
> Small Non Domestic Two Rate
Small Non Domestic Two Rate | 696.0013 | 711.349 | 708.5555 | 696.0378 | 696.7825
LDNO LV: Small Non Domestic Two Rate | 1199.143 | 1230.655 | 1224.812 | 1199.1679 | 1200.9661
LDNO HV: Small Non Domestic Two Rate | 301.0771 | 307.7604 | 306.5724 | 301.0919 | 301.4195
> Small Non Domestic Off Peak (related MPAN)
Small Non Domestic Off Peak (related MPAN) | 14.0597 | 15.0089 | 14.653 | 14.0597 | 14.1784
LDNO LV: Small Non Domestic Off Peak (related MPAN)
LDNO HV: Small Non Domestic Off Peak (related MPAN)
> LV Medium Non-Domestic
LV Medium Non-Domestic | 2752.0974 | 2805.3012 | 2794.7742 | 2751.0546 | 2755.2247
LDNO LV: LV Medium Non-Domestic
LDNO HV: LV Medium Non-Domestic | 580.9634 | 588.275 | 586.1387 | 580.7587 | 581.4921
> LV Sub Medium Non-Domestic
LV Sub Medium Non-Domestic | 2556.4178 | 2619.7296 | 2611.9048 | 2556.2353 | 2560.1881
> HV Medium Non-Domestic
HV Medium Non-Domestic | 5694.4011 | 5355.9474 | 5518.6309 | 5699.8086 | 5658.1641
> LV HH Metered
LV HH Metered | 6656.7684 | 6843.6623 | 6767.9989 | 6657.4681 | 6681.164
LDNO LV: LV HH Metered
LDNO HV: LV HH Metered | 4035.3307 | 4200.2072 | 4114.6218 | 4035.7028 | 4060.5824
> LV Sub HH Metered
LV Sub HH Metered | 13898.4539 | 14548.0376 | 14323.4685 | 13895.7857 | 13967.3881
LDNO HV: LV Sub HH Metered
> HV HH Metered
HV HH Metered | 45122.5167 | 42957.7724 | 43381.2407 | 45120.4315 | 45164.2875
LDNO HV: HV HH Metered | 22395.1648 | 21339.3692 | 21629.7011 | 22397.3526 | 22388.593
> HV Sub HH Metered
HV Sub HH Metered
> NHH UMS
NHH UMS | 2578.5802 | 2522.8734 | 2542.1565 | 2578.5802 | 2570.0099
LDNO LV: NHH UMS | 22.9071 | 22.4122 | 22.5835 | 22.9071 | 22.831
LDNO HV: NHH UMS | 24.1878 | 23.6653 | 23.8461 | 24.1878 | 24.1074
> LV UMS (Pseudo HH Metered)
LV UMS (Pseudo HH Metered) | 217236.4915 | 212644.3941 | 214221.9163 | 217293.3827 | 216522.9975
LDNO LV: LV UMS (Pseudo HH Metered)
LDNO HV: LV UMS (Pseudo HH Metered)
> LV Generation NHH
LV Generation NHH | -47.9666 | -62.6595 | -58.2163 | -47.8656 | -49.1784
LDNO LV: LV Generation NHH
LDNO HV: LV Generation NHH
> LV Sub Generation NHH
LV Sub Generation NHH | -80.9426 | -106.1354 | -98.6638 | -80.7511 | -83.05
LDNO HV: LV Sub Generation NHH
> LV Generation Intermittent
LV Generation Intermittent | -1633.4984 | -2134.968 | -1983.5648 | -1629.8638 | -1674.7902
LDNO LV: LV Generation Intermittent
LDNO HV: LV Generation Intermittent
> LV Generation Non-Intermittent
LV Generation Non-Intermittent | -11782.2228 | -15408.2875 | -14314.5308 | -11747.2124 | -12075.8
LDNO LV: LV Generation Non-Intermittent
LDNO HV: LV Generation Non-Intermittent
> LV Sub Generation Intermittent
LV Sub Generation Intermittent | -3059.8133 | -4012.1604 | -3729.775 | -3052.5998 | -3139.4266
LDNO HV: LV Sub Generation Intermittent
> LV Sub Generation Non-Intermittent
LV Sub Generation Non-Intermittent | -243.956 | -320.5592 | -297.91 | -243.3423 | -250.3417
LDNO HV: LV Sub Generation Non-Intermittent
> HV Generation Intermittent
HV Generation Intermittent | -21704.8313 | -28692.8995 | -27065.6301 | -21621.5918 | -22248.9184
LDNO HV: HV Generation Intermittent
> HV Generation Non-Intermittent
HV Generation Non-Intermittent | -30239.357 | -40013.6225 | -37716.2067 | -30165.3086 | -30996.7406
LDNO HV: HV Generation Non-Intermittent
> HV Sub Generation Non-Intermittent
HV Sub Generation Non-Intermittent | -14849.212 | -23120.5073 | -21799.8932 | -14807.0847 | -15210.6985
> HV Sub Generation Intermittent
HV Sub Generation Intermittent | -5588.9638 | -8847.7585 | -8310.6265 | -5574.1187 | -5737.2342

## LV SM - summary
Tariff Comparison
Scenario 1 vs Base | [6 empty] | Scenario 3 vs Base
| Unit rate 1 p/kWh | Unit rate 2 p/kWh | Unit rate 3 p/kWh | Fixed charge p/MPAN/day | Capacity charge p/kVA/day | Reactive power charge p/kVArh |  | Unit rate 1 p/kWh | Unit rate 2 p/kWh | Unit rate 3 p/kWh | Fixed charge p/MPAN/day | Capacity charge p/kVA/day | Reactive power charge p/kVArh
Domestic Unrestricted | 0% |  |  | 0% |  |  | Domestic Unrestricted | 0% |  |  | -0.2817%
Domestic Two Rate | 0% | 0% |  | 0% |  |  | Domestic Two Rate | 0.02641% | 0% |  | -0.2817%
Domestic Off Peak (related MPAN) | 0% | [5 empty] | Domestic Off Peak (related MPAN) | 0%
Small Non Domestic Unrestricted | 0% |  |  | 0% |  |  | Small Non Domestic Unrestricted | 0% |  |  | -0.2217%
Small Non Domestic Two Rate | 0% | 0% |  | 0% |  |  | Small Non Domestic Two Rate | 0.03421% | 0% |  | -0.2217%
Small Non Domestic Off Peak (related MPAN) | 0% | [5 empty] | Small Non Domestic Off Peak (related MPAN) | 0%
LV Medium Non-Domestic | 0% | 0% |  | 0% |  |  | LV Medium Non-Domestic | 0.03227% | 0% |  | -0.1351%
LV Sub Medium Non-Domestic | 0% | 0% |  | 0% |  |  | LV Sub Medium Non-Domestic | 0% | 0% |  | 0.03505%
HV Medium Non-Domestic | 0% | 0% |  | 0% |  |  | HV Medium Non-Domestic | 0% | 0% |  | 0.04105%
LV HH Metered | 0% | 0% | 0% | 0% | 0% | 0% | LV HH Metered | 0.01613% | 0% | 0% | -0.3458% | 0% | 0%
LV Sub HH Metered | 0% | 0% | 0% | 0% | 0% | 0% | LV Sub HH Metered | 0.01899% | 0% | 0% | -0.3268% | 0% | 0%
HV HH Metered | 0% | 0% | 0% | 0% | 0% | 0% | HV HH Metered | 0.01235% | 0% | 0% | 0.06471% | 0% | 0.2833%
HV Sub HH Metered | 0% | 0% | 0% | 0% | 0% | 0% | HV Sub HH Metered | 0% | 0% | 0% | 0.06507% | 0% | 0%
NHH UMS | 0% | [5 empty] | NHH UMS | -0.04214%
LV UMS (Pseudo HH Metered) | 0% | 0% | 0% |  |  |  | LV UMS (Pseudo HH Metered) | 0.006387% | -0.06297% | -0.1908%
Scenario 2 vs Base | [6 empty] | Scenario 4 vs Base
| Unit rate 1 p/kWh | Unit rate 2 p/kWh | Unit rate 3 p/kWh | Fixed charge p/MPAN/day | Capacity charge p/kVA/day | Reactive power charge p/kVArh |  | Unit rate 1 p/kWh | Unit rate 2 p/kWh | Unit rate 3 p/kWh | Fixed charge p/MPAN/day | Capacity charge p/kVA/day | Reactive power charge p/kVArh
Domestic Unrestricted | 0% |  |  | 0% |  |  | Domestic Unrestricted | -0.231% |  |  | 2.535%
Domestic Two Rate | 0% | 0% |  | 0% |  |  | Domestic Two Rate | -0.1849% | -0.2755% |  | 2.535%
Domestic Off Peak (related MPAN) | 0% | [5 empty] | Domestic Off Peak (related MPAN) | -0.3058%
Small Non Domestic Unrestricted | 0% |  |  | 0% |  |  | Small Non Domestic Unrestricted | -0.2204% |  |  | 2.661%
Small Non Domestic Two Rate | 0% | 0% |  | 0% |  |  | Small Non Domestic Two Rate | -0.2053% | 0% |  | 2.661%
Small Non Domestic Off Peak (related MPAN) | 0% | [5 empty] | Small Non Domestic Off Peak (related MPAN) | -0.4049%
LV Medium Non-Domestic | 0% | 0% |  | 0% |  |  | LV Medium Non-Domestic | -0.1936% | 0% |  | 0.6757%
LV Sub Medium Non-Domestic | 0% | 0% |  | 0% |  |  | LV Sub Medium Non-Domestic | -0.1827% | -0.5587% |  | -0.8412%
HV Medium Non-Domestic | 0% | 0% |  | 0% |  |  | HV Medium Non-Domestic | -0.1088% | 0% |  | -0.8018%
LV HH Metered | 0% | 0% | 0% | 0% | 0% | 0% | LV HH Metered | -0.1209% | -0.3304% | -0.6452% | 3.458% | -0.4274% | -0.1502%
LV Sub HH Metered | 0% | 0% | 0% | 0% | 0% | 0% | LV Sub HH Metered | -0.06648% | -0.1689% | 0% | 3.595% | -0.4115% | 0%
HV HH Metered | 0% | 0% | 0% | 0% | 0% | 0% | HV HH Metered | -0.03705% | 0% | 0% | -0.7765% | -0.5376% | 0%
HV Sub HH Metered | 0% | 0% | 0% | 0% | 0% | 0% | HV Sub HH Metered | 0.03126% | 0% | 0% | -0.7859% | -0.495% | 0%
NHH UMS | 0% | [5 empty] | NHH UMS | 0.295%
LV UMS (Pseudo HH Metered) | 0% | 0% | 0% |  |  |  | LV UMS (Pseudo HH Metered) | -0.08302% | 0.4408% | 2.099%
Scenario 2 vs Scenario 1 | [6 empty] | Scenario 4 vs Scenario 3
| Unit rate 1 p/kWh | Unit rate 2 p/kWh | Unit rate 3 p/kWh | Fixed charge p/MPAN/day | Capacity charge p/kVA/day | Reactive power charge p/kVArh |  | Unit rate 1 p/kWh | Unit rate 2 p/kWh | Unit rate 3 p/kWh | Fixed charge p/MPAN/day | Capacity charge p/kVA/day | Reactive power charge p/kVArh
Domestic Unrestricted | 0% |  |  | 0% |  |  | Domestic Unrestricted | -0.231% |  |  | 2.825%
Domestic Two Rate | 0% | 0% |  | 0% |  |  | Domestic Two Rate | -0.2112% | -0.2755% |  | 2.825%
Domestic Off Peak (related MPAN) | 0% | [5 empty] | Domestic Off Peak (related MPAN) | -0.3058%
Small Non Domestic Unrestricted | 0% |  |  | 0% |  |  | Small Non Domestic Unrestricted | -0.2204% |  |  | 2.889%
Small Non Domestic Two Rate | 0% | 0% |  | 0% |  |  | Small Non Domestic Two Rate | -0.2394% | 0% |  | 2.889%
Small Non Domestic Off Peak (related MPAN) | 0% | [5 empty] | Small Non Domestic Off Peak (related MPAN) | -0.4049%
LV Medium Non-Domestic | 0% | 0% |  | 0% |  |  | LV Medium Non-Domestic | -0.2258% | 0% |  | 0.8119%
LV Sub Medium Non-Domestic | 0% | 0% |  | 0% |  |  | LV Sub Medium Non-Domestic | -0.1827% | -0.5587% |  | -0.876%
HV Medium Non-Domestic | 0% | 0% |  | 0% |  |  | HV Medium Non-Domestic | -0.1088% | 0% |  | -0.8425%
LV HH Metered | 0% | 0% | 0% | 0% | 0% | 0% | LV HH Metered | -0.137% | -0.3304% | -0.6452% | 3.817% | -0.4274% | -0.1502%
LV Sub HH Metered | 0% | 0% | 0% | 0% | 0% | 0% | LV Sub HH Metered | -0.08545% | -0.1689% | 0% | 3.934% | -0.4115% | 0%
HV HH Metered | 0% | 0% | 0% | 0% | 0% | 0% | HV HH Metered | -0.04939% | 0% | 0% | -0.8407% | -0.5376% | -0.2825%
HV Sub HH Metered | 0% | 0% | 0% | 0% | 0% | 0% | HV Sub HH Metered | 0.03126% | 0% | 0% | -0.8504% | -0.495% | 0%
NHH UMS | 0% | [5 empty] | NHH UMS | 0.3373%
LV UMS (Pseudo HH Metered) | 0% | 0% | 0% |  |  |  | LV UMS (Pseudo HH Metered) | -0.08941% | 0.5041% | 2.294%
Typical Bill Comparison
| Percentage Change |  |  | Absolute Change (£) |  |  |  | Percentage Change |  |  | Absolute Change (£)
TARIFF | Scenario 1 vs Base | Scenario 2 vs Base | Scenario 2 vs Scenario 1 | Scenario 1 vs Base | Scenario 2 vs Base | Scenario 2 vs Scenario 1 | TARIFF | Scenario 3 vs Base | Scenario 4 vs Base | Scenario 4 vs Scenario 3 | Scenario 3 vs Base | Scenario 4 vs Base | Scenario 4 vs Scenario 3
> Domestic Unrestricted | [6 empty] | > Domestic Unrestricted
Domestic Unrestricted | 0% | 0% | 0% | 0 | 0 | 0 | Domestic Unrestricted | -0.02971% | 0.0904% | 0.1202% | -0.0365 | 0.11105 | 0.14755
LDNO LV: Domestic Unrestricted | 0% | 0% | 0% | 0 | 0 | 0 | LDNO LV: Domestic Unrestricted | -0.02362% | 0.02444% | 0.04807% | -0.024844 | 0.025715 | 0.050559
LDNO HV: Domestic Unrestricted | 0% | 0% | 0% | 0 | 0 | 0 | LDNO HV: Domestic Unrestricted | -0.01787% | -0.03768% | -0.01981% | -0.014827 | -0.03126 | -0.016433
> Domestic Two Rate | [6 empty] | > Domestic Two Rate
Domestic Two Rate | 0% | 0% | 0% | 0 | 0 | 0 | Domestic Two Rate | -0.002832% | 0.06597% | 0.0688% | -0.0042402 | 0.098773 | 0.10301
LDNO LV: Domestic Two Rate | 0% | 0% | 0% | 0 | 0 | 0 | LDNO LV: Domestic Two Rate | -0.01909% | 0.2429% | 0.262% | -0.011704 | 0.14887 | 0.16057
LDNO HV: Domestic Two Rate | 0% | 0% | 0% | 0 | 0 | 0 | LDNO HV: Domestic Two Rate | -0.01148% | 0.16% | 0.1715% | -0.0051656 | 0.071967 | 0.077132
> Domestic Off Peak (related MPAN) | [6 empty] | > Domestic Off Peak (related MPAN)
Domestic Off Peak (related MPAN) | 0% | 0% | 0% | 0 | 0 | 0 | Domestic Off Peak (related MPAN) | 0% | -0.3058% | -0.3058% | 0 | -0.047311 | -0.047311
LDNO LV: Domestic Off Peak (related MPAN) | #VALUE! | #VALUE! | #VALUE! | #VALUE! | #VALUE! | #VALUE! | LDNO LV: Domestic Off Peak (related MPAN) | #VALUE! | #VALUE! | #VALUE! | #VALUE! | #VALUE! | #VALUE!
LDNO HV: Domestic Off Peak (related MPAN) | #VALUE! | #VALUE! | #VALUE! | #VALUE! | #VALUE! | #VALUE! | LDNO HV: Domestic Off Peak (related MPAN) | #VALUE! | #VALUE! | #VALUE! | #VALUE! | #VALUE! | #VALUE!
> Small Non Domestic Unrestricted | [6 empty] | > Small Non Domestic Unrestricted
Small Non Domestic Unrestricted | 0% | 0% | 0% | 0 | 0 | 0 | Small Non Domestic Unrestricted | -0.008385% | -0.1008% | -0.09246% | -0.0365 | -0.43895 | -0.40245
LDNO LV: Small Non Domestic Unrestricted | 0% | 0% | 0% | 0 | 0 | 0 | LDNO LV: Small Non Domestic Unrestricted | -0.01212% | -0.04756% | -0.03544% | -0.024844 | -0.097484 | -0.07264
LDNO HV: Small Non Domestic Unrestricted | 0% | 0% | 0% | 0 | 0 | 0 | LDNO HV: Small Non Domestic Unrestricted | -0.003308% | -0.1733% | -0.1699% | -0.014827 | -0.77664 | -0.76181
> Small Non Domestic Two Rate | [6 empty] | > Small Non Domestic Two Rate
Small Non Domestic Two Rate | 0% | 0% | 0% | 0 | 0 | 0 | Small Non Domestic Two Rate | 0.02737% | -0.1268% | -0.1541% | 0.19395 | -0.89842 | -1.0924
LDNO LV: Small Non Domestic Two Rate | 0% | 0% | 0% | 0 | 0 | 0 | LDNO LV: Small Non Domestic Two Rate | 0.03132% | -0.1732% | -0.2044% | 0.38359 | -2.1209 | -2.5045
LDNO HV: Small Non Domestic Two Rate | 0% | 0% | 0% | 0 | 0 | 0 | LDNO HV: Small Non Domestic Two Rate | 0.02805% | -0.1332% | -0.1612% | 0.086005 | -0.40826 | -0.49426
> Small Non Domestic Off Peak (related MPAN) | [6 empty] | > Small Non Domestic Off Peak (related MPAN)
Small Non Domestic Off Peak (related MPAN) | 0% | 0% | 0% | 0 | 0 | 0 | Small Non Domestic Off Peak (related MPAN) | 0% | -0.4049% | -0.4049% | 0 | -0.059324 | -0.059324
LDNO LV: Small Non Domestic Off Peak (related MPAN) | #VALUE! | #VALUE! | #VALUE! | #VALUE! | #VALUE! | #VALUE! | LDNO LV: Small Non Domestic Off Peak (related MPAN) | #VALUE! | #VALUE! | #VALUE! | #VALUE! | #VALUE! | #VALUE!
LDNO HV: Small Non Domestic Off Peak (related MPAN) | #VALUE! | #VALUE! | #VALUE! | #VALUE! | #VALUE! | #VALUE! | LDNO HV: Small Non Domestic Off Peak (related MPAN) | #VALUE! | #VALUE! | #VALUE! | #VALUE! | #VALUE! | #VALUE!
> LV Medium Non-Domestic | [6 empty] | > LV Medium Non-Domestic
LV Medium Non-Domestic | 0% | 0% | 0% | 0 | 0 | 0 | LV Medium Non-Domestic | 0.0269% | -0.1573% | -0.1841% | 0.75169 | -4.3961 | -5.1478
LDNO LV: LV Medium Non-Domestic | #VALUE! | #VALUE! | #VALUE! | #VALUE! | #VALUE! | #VALUE! | LDNO LV: LV Medium Non-Domestic | #VALUE! | #VALUE! | #VALUE! | #VALUE! | #VALUE! | #VALUE!
LDNO HV: LV Medium Non-Domestic | 0% | 0% | 0% | 0 | 0 | 0 | LDNO HV: LV Medium Non-Domestic | 0.02237% | -0.1263% | -0.1487% | 0.13112 | -0.74039 | -0.8715
> LV Sub Medium Non-Domestic | [6 empty] | > LV Sub Medium Non-Domestic
LV Sub Medium Non-Domestic | 0% | 0% | 0% | 0 | 0 | 0 | LV Sub Medium Non-Domestic | 0.001397% | -0.2038% | -0.2052% | 0.0365 | -5.3219 | -5.3584
> HV Medium Non-Domestic | [6 empty] | > HV Medium Non-Domestic
HV Medium Non-Domestic | 0% | 0% | 0% | 0 | 0 | 0 | HV Medium Non-Domestic | 0.009921% | -0.2093% | -0.2192% | 0.5475 | -11.5507 | -12.0982
> LV HH Metered | [6 empty] | > LV HH Metered
LV HH Metered | 0% | 0% | 0% | 0 | 0 | 0 | LV HH Metered | 0.005992% | -0.1455% | -0.1515% | 0.40552 | -9.846 | -10.2515
LDNO LV: LV HH Metered | #VALUE! | #VALUE! | #VALUE! | #VALUE! | #VALUE! | #VALUE! | LDNO LV: LV HH Metered | #VALUE! | #VALUE! | #VALUE! | #VALUE! | #VALUE! | #VALUE!
LDNO HV: LV HH Metered | 0% | 0% | 0% | 0 | 0 | 0 | LDNO HV: LV HH Metered | 0.006287% | -0.1527% | -0.159% | 0.25869 | -6.2843 | -6.543
> LV Sub HH Metered | [6 empty] | > LV Sub HH Metered
LV Sub HH Metered | 0% | 0% | 0% | 0 | 0 | 0 | LV Sub HH Metered | 0.008707% | -0.09512% | -0.1038% | 1.2471 | -13.6245 | -14.8716
LDNO HV: LV Sub HH Metered | #VALUE! | #VALUE! | #VALUE! | #VALUE! | #VALUE! | #VALUE! | LDNO HV: LV Sub HH Metered | #VALUE! | #VALUE! | #VALUE! | #VALUE! | #VALUE! | #VALUE!
> HV HH Metered | [6 empty] | > HV HH Metered
HV HH Metered | 0% | 0% | 0% | 0 | 0 | 0 | HV HH Metered | 0.01281% | -0.1074% | -0.1202% | 5.5593 | -46.576 | -52.1352
LDNO HV: HV HH Metered | 0% | 0% | 0% | 0 | 0 | 0 | LDNO HV: HV HH Metered | 0.007989% | -0.1021% | -0.1101% | 1.7279 | -22.0879 | -23.8159
> HV Sub HH Metered | [6 empty] | > HV Sub HH Metered
HV Sub HH Metered | #VALUE! | #VALUE! | #VALUE! | #VALUE! | #VALUE! | #VALUE! | HV Sub HH Metered | #VALUE! | #VALUE! | #VALUE! | #VALUE! | #VALUE! | #VALUE!
> NHH UMS | [6 empty] | > NHH UMS
NHH UMS | 0% | 0% | 0% | 0 | 0 | 0 | NHH UMS | -0.04214% | 0.295% | 0.3373% | -1.0713 | 7.499 | 8.5703
LDNO LV: NHH UMS | 0% | 0% | 0% | 0 | 0 | 0 | LDNO LV: NHH UMS | -0.04214% | 0.295% | 0.3373% | -0.0095169 | 0.066618 | 0.076135
LDNO HV: NHH UMS | 0% | 0% | 0% | 0 | 0 | 0 | LDNO HV: NHH UMS | -0.04214% | 0.295% | 0.3373% | -0.010049 | 0.070343 | 0.080392
> LV UMS (Pseudo HH Metered) | [6 empty] | > LV UMS (Pseudo HH Metered)
LV UMS (Pseudo HH Metered) | 0% | 0% | 0% | 0 | 0 | 0 | LV UMS (Pseudo HH Metered) | -0.03427% | 0.2989% | 0.3333% | -73.4138 | 640.3056 | 713.7194
LDNO LV: LV UMS (Pseudo HH Metered) | #VALUE! | #VALUE! | #VALUE! | #VALUE! | #VALUE! | #VALUE! | LDNO LV: LV UMS (Pseudo HH Metered) | #VALUE! | #VALUE! | #VALUE! | #VALUE! | #VALUE! | #VALUE!
LDNO HV: LV UMS (Pseudo HH Metered) | #VALUE! | #VALUE! | #VALUE! | #VALUE! | #VALUE! | #VALUE! | LDNO HV: LV UMS (Pseudo HH Metered) | #VALUE! | #VALUE! | #VALUE! | #VALUE! | #VALUE! | #VALUE!
> LV Generation NHH | [6 empty] | > LV Generation NHH
LV Generation NHH | 0% | 0% | 0% | 0 | 0 | 0 | LV Generation NHH | 0% | -0.4337% | -0.4337% | 0 | 0.25246 | 0.25246
LDNO LV: LV Generation NHH | #VALUE! | #VALUE! | #VALUE! | #VALUE! | #VALUE! | #VALUE! | LDNO LV: LV Generation NHH | #VALUE! | #VALUE! | #VALUE! | #VALUE! | #VALUE! | #VALUE!
LDNO HV: LV Generation NHH | #VALUE! | #VALUE! | #VALUE! | #VALUE! | #VALUE! | #VALUE! | LDNO HV: LV Generation NHH | #VALUE! | #VALUE! | #VALUE! | #VALUE! | #VALUE! | #VALUE!
> LV Sub Generation NHH | [6 empty] | > LV Sub Generation NHH
LV Sub Generation NHH | 0% | 0% | 0% | 0 | 0 | 0 | LV Sub Generation NHH | 0% | -0.4854% | -0.4854% | 0 | 0.47895 | 0.47895
LDNO HV: LV Sub Generation NHH | #VALUE! | #VALUE! | #VALUE! | #VALUE! | #VALUE! | #VALUE! | LDNO HV: LV Sub Generation NHH | #VALUE! | #VALUE! | #VALUE! | #VALUE! | #VALUE! | #VALUE!
> LV Generation Intermittent | [6 empty] | > LV Generation Intermittent
LV Generation Intermittent | 0% | 0% | 0% | 0 | 0 | 0 | LV Generation Intermittent | 0% | -0.4321% | -0.4321% | 0 | 8.5702 | 8.5702
LDNO LV: LV Generation Intermittent | #VALUE! | #VALUE! | #VALUE! | #VALUE! | #VALUE! | #VALUE! | LDNO LV: LV Generation Intermittent | #VALUE! | #VALUE! | #VALUE! | #VALUE! | #VALUE! | #VALUE!
LDNO HV: LV Generation Intermittent | #VALUE! | #VALUE! | #VALUE! | #VALUE! | #VALUE! | #VALUE! | LDNO HV: LV Generation Intermittent | #VALUE! | #VALUE! | #VALUE! | #VALUE! | #VALUE! | #VALUE!
> LV Generation Non-Intermittent | [6 empty] | > LV Generation Non-Intermittent
LV Generation Non-Intermittent | 0% | 0% | 0% | 0 | 0 | 0 | LV Generation Non-Intermittent | 0.01573% | -0.4499% | -0.4655% | -2.2514 | 64.3966 | 66.648
LDNO LV: LV Generation Non-Intermittent | #VALUE! | #VALUE! | #VALUE! | #VALUE! | #VALUE! | #VALUE! | LDNO LV: LV Generation Non-Intermittent | #VALUE! | #VALUE! | #VALUE! | #VALUE! | #VALUE! | #VALUE!
LDNO HV: LV Generation Non-Intermittent | #VALUE! | #VALUE! | #VALUE! | #VALUE! | #VALUE! | #VALUE! | LDNO HV: LV Generation Non-Intermittent | #VALUE! | #VALUE! | #VALUE! | #VALUE! | #VALUE! | #VALUE!
> LV Sub Generation Intermittent | [6 empty] | > LV Sub Generation Intermittent
LV Sub Generation Intermittent | 0% | 0% | 0% | 0 | 0 | 0 | LV Sub Generation Intermittent | 0% | -0.4888% | -0.4888% | 0 | 18.2321 | 18.2321
LDNO HV: LV Sub Generation Intermittent | #VALUE! | #VALUE! | #VALUE! | #VALUE! | #VALUE! | #VALUE! | LDNO HV: LV Sub Generation Intermittent | #VALUE! | #VALUE! | #VALUE! | #VALUE! | #VALUE! | #VALUE!
> LV Sub Generation Non-Intermittent | [6 empty] | > LV Sub Generation Non-Intermittent
LV Sub Generation Non-Intermittent | 0% | 0% | 0% | 0 | 0 | 0 | LV Sub Generation Non-Intermittent | 0.01786% | -0.376% | -0.3938% | -0.0532 | 1.1201 | 1.1733
LDNO HV: LV Sub Generation Non-Intermittent | #VALUE! | #VALUE! | #VALUE! | #VALUE! | #VALUE! | #VALUE! | LDNO HV: LV Sub Generation Non-Intermittent | #VALUE! | #VALUE! | #VALUE! | #VALUE! | #VALUE! | #VALUE!
> HV Generation Intermittent | [6 empty] | > HV Generation Intermittent
HV Generation Intermittent | 0% | 0% | 0% | 0 | 0 | 0 | HV Generation Intermittent | -0.0005394% | -0.4513% | -0.4508% | 0.146 | 122.148 | 122.002
LDNO HV: HV Generation Intermittent | #VALUE! | #VALUE! | #VALUE! | #VALUE! | #VALUE! | #VALUE! | LDNO HV: HV Generation Intermittent | #VALUE! | #VALUE! | #VALUE! | #VALUE! | #VALUE! | #VALUE!
> HV Generation Non-Intermittent | [6 empty] | > HV Generation Non-Intermittent
HV Generation Non-Intermittent | 0% | 0% | 0% | 0 | 0 | 0 | HV Generation Non-Intermittent | 0.01331% | -0.3406% | -0.3539% | -5.0203 | 128.4777 | 133.498
LDNO HV: HV Generation Non-Intermittent | #VALUE! | #VALUE! | #VALUE! | #VALUE! | #VALUE! | #VALUE! | LDNO HV: HV Generation Non-Intermittent | #VALUE! | #VALUE! | #VALUE! | #VALUE! | #VALUE! | #VALUE!
> HV Sub Generation Non-Intermittent | [6 empty] | > HV Sub Generation Non-Intermittent
HV Sub Generation Non-Intermittent | 0% | 0% | 0% | 0 | 0 | 0 | HV Sub Generation Non-Intermittent | 0.01536% | -0.4278% | -0.4431% | -3.3476 | 93.262 | 96.6096
> HV Sub Generation Intermittent | [6 empty] | > HV Sub Generation Intermittent
HV Sub Generation Intermittent | 0% | 0% | 0% | 0 | 0 | 0 | HV Sub Generation Intermittent | -0.001757% | -0.3191% | -0.3174% | 0.146 | 26.5196 | 26.3736

## LV SM - tariffs
Tariffs for Charging Year: Base Model
| Open LLFCs | PCs | Unit rate 1 p/kWh | Unit rate 2 p/kWh | Unit rate 3 p/kWh | Fixed charge p/MPAN/day | Capacity charge p/kVA/day | Reactive power charge p/kVArh | Closed LLFCs
Domestic Unrestricted | 101, 102 | 1 | 3.03 | 0 | 0 | 3.55 | 0 | 0
Domestic Two Rate | 103, 105, 111, 112, 113, 114, 115, 116, 117, 118, 119, 120, 131, 132, 133, 134, 147, 148, 149, 150 | 2 | 3.786 | 0.363 | 0 | 3.55 | 0 | 0 | 145, 146
Domestic Off Peak (related MPAN) | 104, 106, 130, 153, 155 | 2 | 0.327 | 0 | 0 | 0 | 0 | 0 | 135, 136, 137, 138, 140, 141, 142, 143
Small Non Domestic Unrestricted | 201, 202, 203, 209 | 3 | 2.722 | 0 | 0 | 4.51 | 0 | 0 | 207
Small Non Domestic Two Rate | 205, 211, 231, 232 | 4 | 2.923 | 0.214 | 0 | 4.51 | 0 | 0 | 208, 210
Small Non Domestic Off Peak (related MPAN) | 212 | 4 | 0.247 | 0 | 0 | 0 | 0 | 0 | 233, 234, 235, 236, 237
LV Medium Non-Domestic | 401, 402 | 5-8 | 3.099 | 0.206 | 0 | 22.2 | 0 | 0
LV Sub Medium Non-Domestic | 403, 404 | 5-8 | 2.736 | 0.179 | 0 | 28.53 | 0 | 0
HV Medium Non-Domestic |  | 5-8 | 1.839 | 0.106 | 0 | 365.41 | 0 | 0 | 405
LV HH Metered | 511, 591 | 0 | 12.403 | 0.908 | 0.155 | 17.35 | 2.34 | 0.666 | 501
LV Sub HH Metered | 513, 592 | 0 | 10.53 | 0.592 | 0.117 | 6.12 | 4.86 | 0.505 | 503
HV HH Metered | 515, 593 | 0 | 8.097 | 0.363 | 0.082 | 92.72 | 3.72 | 0.353 | 505
HV Sub HH Metered |  | 0 | 6.397 | 0.183 | 0.055 | 199.77 | 4.04 | 0.254 | 507, 517, 594
NHH UMS | 900, 901, 902, 903, 904, 905, 906, 907 | 1&8 | 2.373 | 0 | 0 | 0 | 0 | 0 | 912, 913
LV UMS (Pseudo HH Metered) | 910 | 0 | 15.658 | 1.588 | 0.524 | 0 | 0 | 0
LV Generation NHH | 781, 782, 783, 784, 785 | 8 | -1.153 | 0 | 0 | 0 | 0 | 0
LV Sub Generation NHH | 780 | 8 | -1.03 | 0 | 0 | 0 | 0 | 0
LV Generation Intermittent | 786, 787 | 0 | -1.153 | 0 | 0 | 0 | 0 | 0.433
LV Generation Non-Intermittent | 791, 795 | 0 | -8.529 | -0.844 | -0.125 | 0 | 0 | 0.433
LV Sub Generation Intermittent | 788, 789 | 0 | -1.03 | 0 | 0 | 0 | 0 | 0.403
LV Sub Generation Non-Intermittent | 792, 796 | 0 | -7.729 | -0.729 | -0.11 | 0 | 0 | 0.403
HV Generation Intermittent | 770, 771 | 0 | -0.664 | 0 | 0 | 67.71 | 0 | 0.307
HV Generation Non-Intermittent | 793, 797 | 0 | -5.514 | -0.356 | -0.065 | 67.71 | 0 | 0.307
HV Sub Generation Non-Intermittent | 794, 798 | 0 | -5.216 | -0.309 | -0.06 | 67.71 | 0 | 0.226
HV Sub Generation Intermittent | 772, 773 | 0 | -0.616 | 0 | 0 | 67.71 | 0 | 0.226
LDNO LV: Domestic Unrestricted | N/A | 1 | 2.0624 | 0 | 0 | 2.4164 | 0 | 0
LDNO LV: Domestic Two Rate | N/A | 2 | 2.577 | 0.24708 | 0 | 2.4164 | 0 | 0
LDNO LV: Domestic Off Peak (related MPAN) | N/A | 2 | 0.22258 | 0 | 0 | 0 | 0 | 0
LDNO LV: Small Non Domestic Unrestricted | N/A | 3 | 1.8528 | 0 | 0 | 3.0698 | 0 | 0
LDNO LV: Small Non Domestic Two Rate | N/A | 4 | 1.9896 | 0.14566 | 0 | 3.0698 | 0 | 0
LDNO LV: Small Non Domestic Off Peak (related MPAN) | N/A | 4 | 0.16812 | 0 | 0 | 0 | 0 | 0
LDNO LV: LV Medium Non-Domestic | N/A | 5-8 | 2.1094 | 0.14022 | 0 | 15.1108 | 0 | 0
LDNO LV: LV HH Metered | N/A | 0 | 8.4423 | 0.61804 | 0.1055 | 11.8095 | 1.5928 | 0.45332
LDNO LV: NHH UMS | N/A | 1&8 | 1.6152 | 0 | 0 | 0 | 0 | 0
LDNO LV: LV UMS (Pseudo HH Metered) | N/A | 0 | 10.6579 | 1.0809 | 0.35667 | 0 | 0 | 0
LDNO LV: LV Generation NHH | N/A | 8 | -1.153 | 0 | 0 | 0 | 0 | 0
LDNO LV: LV Generation Intermittent | N/A | 0 | -1.153 | 0 | 0 | 0 | 0 | 0.433
LDNO LV: LV Generation Non-Intermittent | N/A | 0 | -8.529 | -0.844 | -0.125 | 0 | 0 | 0.433
LDNO HV: Domestic Unrestricted | N/A | 1 | 1.2309 | 0 | 0 | 1.4421 | 0 | 0
LDNO HV: Domestic Two Rate | N/A | 2 | 1.538 | 0.14746 | 0 | 1.4421 | 0 | 0
LDNO HV: Domestic Off Peak (related MPAN) | N/A | 2 | 0.13284 | 0 | 0 | 0 | 0 | 0
LDNO HV: Small Non Domestic Unrestricted | N/A | 3 | 1.1058 | 0 | 0 | 1.8321 | 0 | 0
LDNO HV: Small Non Domestic Two Rate | N/A | 4 | 1.1874 | 0.086933 | 0 | 1.8321 | 0 | 0
LDNO HV: Small Non Domestic Off Peak (related MPAN) | N/A | 4 | 0.10034 | 0 | 0 | 0 | 0 | 0
LDNO HV: LV Medium Non-Domestic | N/A | 5-8 | 1.2589 | 0.083683 | 0 | 9.0183 | 0 | 0
LDNO HV: LV HH Metered | N/A | 0 | 5.0385 | 0.36886 | 0.062965 | 7.0481 | 0.95058 | 0.27055
LDNO HV: LV Sub HH Metered | N/A | 0 | 6.6174 | 0.37203 | 0.073526 | 3.846 | 3.0542 | 0.31736
LDNO HV: HV HH Metered | N/A | 0 | 5.6794 | 0.25461 | 0.057516 | 65.0352 | 2.6093 | 0.2476
LDNO HV: NHH UMS | N/A | 1&8 | 0.96398 | 0 | 0 | 0 | 0 | 0
LDNO HV: LV UMS (Pseudo HH Metered) | N/A | 0 | 6.3607 | 0.64509 | 0.21286 | 0 | 0 | 0
LDNO HV: LV Generation NHH | N/A | 8 | -1.153 | 0 | 0 | 0 | 0 | 0
LDNO HV: LV Sub Generation NHH | N/A | 8 | -1.03 | 0 | 0 | 0 | 0 | 0
LDNO HV: LV Generation Intermittent | N/A | 0 | -1.153 | 0 | 0 | 0 | 0 | 0.433
LDNO HV: LV Generation Non-Intermittent | N/A | 0 | -8.529 | -0.844 | -0.125 | 0 | 0 | 0.433
LDNO HV: LV Sub Generation Intermittent | N/A | 0 | -1.03 | 0 | 0 | 0 | 0 | 0.403
LDNO HV: LV Sub Generation Non-Intermittent | N/A | 0 | -7.729 | -0.729 | -0.11 | 0 | 0 | 0.403
LDNO HV: HV Generation Intermittent | N/A | 0 | -0.664 | 0 | 0 | 0 | 0 | 0.307
LDNO HV: HV Generation Non-Intermittent | N/A | 0 | -5.514 | -0.356 | -0.065 | 0 | 0 | 0.307
Tariffs for Charging Year: Scenario 1
| Open LLFCs | PCs | Unit rate 1 p/kWh | Unit rate 2 p/kWh | Unit rate 3 p/kWh | Fixed charge p/MPAN/day | Capacity charge p/kVA/day | Reactive power charge p/kVArh | Closed LLFCs
Domestic Unrestricted | 101, 102 | 1 | 3.03 | 0 | 0 | 3.55 | 0 | 0 | 0
Domestic Two Rate | 103, 105, 111, 112, 113, 114, 115, 116, 117, 118, 119, 120, 131, 132, 133, 134, 147, 148, 149, 150 | 2 | 3.786 | 0.363 | 0 | 3.55 | 0 | 0 | 145, 146
Domestic Off Peak (related MPAN) | 104, 106, 130, 153, 155 | 2 | 0.327 | 0 | 0 | 0 | 0 | 0 | 135, 136, 137, 138, 140, 141, 142, 143
Small Non Domestic Unrestricted | 201, 202, 203, 209 | 3 | 2.722 | 0 | 0 | 4.51 | 0 | 0 | 207
Small Non Domestic Two Rate | 205, 211, 231, 232 | 4 | 2.923 | 0.214 | 0 | 4.51 | 0 | 0 | 208, 210
Small Non Domestic Off Peak (related MPAN) | 212 | 4 | 0.247 | 0 | 0 | 0 | 0 | 0 | 233, 234, 235, 236, 237
LV Medium Non-Domestic | 401, 402 | 5-8 | 3.099 | 0.206 | 0 | 22.2 | 0 | 0 | 0
LV Sub Medium Non-Domestic | 403, 404 | 5-8 | 2.736 | 0.179 | 0 | 28.53 | 0 | 0 | 0
HV Medium Non-Domestic | 0 | 5-8 | 1.839 | 0.106 | 0 | 365.41 | 0 | 0 | 405
LV HH Metered | 511, 591 | 0 | 12.403 | 0.908 | 0.155 | 17.35 | 2.34 | 0.666 | 501
LV Sub HH Metered | 513, 592 | 0 | 10.53 | 0.592 | 0.117 | 6.12 | 4.86 | 0.505 | 503
HV HH Metered | 515, 593 | 0 | 8.097 | 0.363 | 0.082 | 92.72 | 3.72 | 0.353 | 505
HV Sub HH Metered | 0 | 0 | 6.397 | 0.183 | 0.055 | 199.77 | 4.04 | 0.254 | 507, 517, 594
NHH UMS | 900, 901, 902, 903, 904, 905, 906, 907 | 1&8 | 2.373 | 0 | 0 | 0 | 0 | 0 | 912, 913
LV UMS (Pseudo HH Metered) | 910 | 0 | 15.658 | 1.588 | 0.524 | 0 | 0 | 0 | 0
LV Generation NHH | 781, 782, 783, 784, 785 | 8 | -1.153 | 0 | 0 | 0 | 0 | 0 | 0
LV Sub Generation NHH | 780 | 8 | -1.03 | 0 | 0 | 0 | 0 | 0 | 0
LV Generation Intermittent | 786, 787 | 0 | -1.153 | 0 | 0 | 0 | 0 | 0.433 | 0
LV Generation Non-Intermittent | 791, 795 | 0 | -8.529 | -0.844 | -0.125 | 0 | 0 | 0.433 | 0
LV Sub Generation Intermittent | 788, 789 | 0 | -1.03 | 0 | 0 | 0 | 0 | 0.403 | 0
LV Sub Generation Non-Intermittent | 792, 796 | 0 | -7.729 | -0.729 | -0.11 | 0 | 0 | 0.403 | 0
HV Generation Intermittent | 770, 771 | 0 | -0.664 | 0 | 0 | 67.71 | 0 | 0.307 | 0
HV Generation Non-Intermittent | 793, 797 | 0 | -5.514 | -0.356 | -0.065 | 67.71 | 0 | 0.307 | 0
HV Sub Generation Non-Intermittent | 794, 798 | 0 | -5.216 | -0.309 | -0.06 | 67.71 | 0 | 0.226 | 0
HV Sub Generation Intermittent | 772, 773 | 0 | -0.616 | 0 | 0 | 67.71 | 0 | 0.226 | 0
LDNO LV: Domestic Unrestricted | N/A | 1 | 2.0624 | 0 | 0 | 2.4164 | 0 | 0 | 0
LDNO LV: Domestic Two Rate | N/A | 2 | 2.577 | 0.24708 | 0 | 2.4164 | 0 | 0 | 0
LDNO LV: Domestic Off Peak (related MPAN) | N/A | 2 | 0.22258 | 0 | 0 | 0 | 0 | 0 | 0
LDNO LV: Small Non Domestic Unrestricted | N/A | 3 | 1.8528 | 0 | 0 | 3.0698 | 0 | 0 | 0
LDNO LV: Small Non Domestic Two Rate | N/A | 4 | 1.9896 | 0.14566 | 0 | 3.0698 | 0 | 0 | 0
LDNO LV: Small Non Domestic Off Peak (related MPAN) | N/A | 4 | 0.16812 | 0 | 0 | 0 | 0 | 0 | 0
LDNO LV: LV Medium Non-Domestic | N/A | 5-8 | 2.1094 | 0.14022 | 0 | 15.1108 | 0 | 0 | 0
LDNO LV: LV HH Metered | N/A | 0 | 8.4423 | 0.61804 | 0.1055 | 11.8095 | 1.5928 | 0.45332 | 0
LDNO LV: NHH UMS | N/A | 1&8 | 1.6152 | 0 | 0 | 0 | 0 | 0 | 0
LDNO LV: LV UMS (Pseudo HH Metered) | N/A | 0 | 10.6579 | 1.0809 | 0.35667 | 0 | 0 | 0 | 0
LDNO LV: LV Generation NHH | N/A | 8 | -1.153 | 0 | 0 | 0 | 0 | 0 | 0
LDNO LV: LV Generation Intermittent | N/A | 0 | -1.153 | 0 | 0 | 0 | 0 | 0.433 | 0
LDNO LV: LV Generation Non-Intermittent | N/A | 0 | -8.529 | -0.844 | -0.125 | 0 | 0 | 0.433 | 0
LDNO HV: Domestic Unrestricted | N/A | 1 | 1.2309 | 0 | 0 | 1.4421 | 0 | 0 | 0
LDNO HV: Domestic Two Rate | N/A | 2 | 1.538 | 0.14746 | 0 | 1.4421 | 0 | 0 | 0
LDNO HV: Domestic Off Peak (related MPAN) | N/A | 2 | 0.13284 | 0 | 0 | 0 | 0 | 0 | 0
LDNO HV: Small Non Domestic Unrestricted | N/A | 3 | 1.1058 | 0 | 0 | 1.8321 | 0 | 0 | 0
LDNO HV: Small Non Domestic Two Rate | N/A | 4 | 1.1874 | 0.086933 | 0 | 1.8321 | 0 | 0 | 0
LDNO HV: Small Non Domestic Off Peak (related MPAN) | N/A | 4 | 0.10034 | 0 | 0 | 0 | 0 | 0 | 0
LDNO HV: LV Medium Non-Domestic | N/A | 5-8 | 1.2589 | 0.083683 | 0 | 9.0183 | 0 | 0 | 0
LDNO HV: LV HH Metered | N/A | 0 | 5.0385 | 0.36886 | 0.062965 | 7.0481 | 0.95058 | 0.27055 | 0
LDNO HV: LV Sub HH Metered | N/A | 0 | 6.6174 | 0.37203 | 0.073526 | 3.846 | 3.0542 | 0.31736 | 0
LDNO HV: HV HH Metered | N/A | 0 | 5.6794 | 0.25461 | 0.057516 | 65.0352 | 2.6093 | 0.2476 | 0
LDNO HV: NHH UMS | N/A | 1&8 | 0.96398 | 0 | 0 | 0 | 0 | 0 | 0
LDNO HV: LV UMS (Pseudo HH Metered) | N/A | 0 | 6.3607 | 0.64509 | 0.21286 | 0 | 0 | 0 | 0
LDNO HV: LV Generation NHH | N/A | 8 | -1.153 | 0 | 0 | 0 | 0 | 0 | 0
LDNO HV: LV Sub Generation NHH | N/A | 8 | -1.03 | 0 | 0 | 0 | 0 | 0 | 0
LDNO HV: LV Generation Intermittent | N/A | 0 | -1.153 | 0 | 0 | 0 | 0 | 0.433 | 0
LDNO HV: LV Generation Non-Intermittent | N/A | 0 | -8.529 | -0.844 | -0.125 | 0 | 0 | 0.433 | 0
LDNO HV: LV Sub Generation Intermittent | N/A | 0 | -1.03 | 0 | 0 | 0 | 0 | 0.403 | 0
LDNO HV: LV Sub Generation Non-Intermittent | N/A | 0 | -7.729 | -0.729 | -0.11 | 0 | 0 | 0.403 | 0
LDNO HV: HV Generation Intermittent | N/A | 0 | -0.664 | 0 | 0 | 0 | 0 | 0.307 | 0
LDNO HV: HV Generation Non-Intermittent | N/A | 0 | -5.514 | -0.356 | -0.065 | 0 | 0 | 0.307 | 0
Tariffs for Charging Year: Scenario 2
| Open LLFCs | PCs | Unit rate 1 p/kWh | Unit rate 2 p/kWh | Unit rate 3 p/kWh | Fixed charge p/MPAN/day | Capacity charge p/kVA/day | Reactive power charge p/kVArh | Closed LLFCs
Domestic Unrestricted | 101, 102 | 1 | 3.03 | 0 | 0 | 3.55 | 0 | 0 | 0
Domestic Two Rate | 103, 105, 111, 112, 113, 114, 115, 116, 117, 118, 119, 120, 131, 132, 133, 134, 147, 148, 149, 150 | 2 | 3.786 | 0.363 | 0 | 3.55 | 0 | 0 | 145, 146
Domestic Off Peak (related MPAN) | 104, 106, 130, 153, 155 | 2 | 0.327 | 0 | 0 | 0 | 0 | 0 | 135, 136, 137, 138, 140, 141, 142, 143
Small Non Domestic Unrestricted | 201, 202, 203, 209 | 3 | 2.722 | 0 | 0 | 4.51 | 0 | 0 | 207
Small Non Domestic Two Rate | 205, 211, 231, 232 | 4 | 2.923 | 0.214 | 0 | 4.51 | 0 | 0 | 208, 210
Small Non Domestic Off Peak (related MPAN) | 212 | 4 | 0.247 | 0 | 0 | 0 | 0 | 0 | 233, 234, 235, 236, 237
LV Medium Non-Domestic | 401, 402 | 5-8 | 3.099 | 0.206 | 0 | 22.2 | 0 | 0 | 0
LV Sub Medium Non-Domestic | 403, 404 | 5-8 | 2.736 | 0.179 | 0 | 28.53 | 0 | 0 | 0
HV Medium Non-Domestic | 0 | 5-8 | 1.839 | 0.106 | 0 | 365.41 | 0 | 0 | 405
LV HH Metered | 511, 591 | 0 | 12.403 | 0.908 | 0.155 | 17.35 | 2.34 | 0.666 | 501
LV Sub HH Metered | 513, 592 | 0 | 10.53 | 0.592 | 0.117 | 6.12 | 4.86 | 0.505 | 503
HV HH Metered | 515, 593 | 0 | 8.097 | 0.363 | 0.082 | 92.72 | 3.72 | 0.353 | 505
HV Sub HH Metered | 0 | 0 | 6.397 | 0.183 | 0.055 | 199.77 | 4.04 | 0.254 | 507, 517, 594
NHH UMS | 900, 901, 902, 903, 904, 905, 906, 907 | 1&8 | 2.373 | 0 | 0 | 0 | 0 | 0 | 912, 913
LV UMS (Pseudo HH Metered) | 910 | 0 | 15.658 | 1.588 | 0.524 | 0 | 0 | 0 | 0
LV Generation NHH | 781, 782, 783, 784, 785 | 8 | -1.153 | 0 | 0 | 0 | 0 | 0 | 0
LV Sub Generation NHH | 780 | 8 | -1.03 | 0 | 0 | 0 | 0 | 0 | 0
LV Generation Intermittent | 786, 787 | 0 | -1.153 | 0 | 0 | 0 | 0 | 0.433 | 0
LV Generation Non-Intermittent | 791, 795 | 0 | -8.529 | -0.844 | -0.125 | 0 | 0 | 0.433 | 0
LV Sub Generation Intermittent | 788, 789 | 0 | -1.03 | 0 | 0 | 0 | 0 | 0.403 | 0
LV Sub Generation Non-Intermittent | 792, 796 | 0 | -7.729 | -0.729 | -0.11 | 0 | 0 | 0.403 | 0
HV Generation Intermittent | 770, 771 | 0 | -0.664 | 0 | 0 | 67.71 | 0 | 0.307 | 0
HV Generation Non-Intermittent | 793, 797 | 0 | -5.514 | -0.356 | -0.065 | 67.71 | 0 | 0.307 | 0
HV Sub Generation Non-Intermittent | 794, 798 | 0 | -5.216 | -0.309 | -0.06 | 67.71 | 0 | 0.226 | 0
HV Sub Generation Intermittent | 772, 773 | 0 | -0.616 | 0 | 0 | 67.71 | 0 | 0.226 | 0
LDNO LV: Domestic Unrestricted | N/A | 1 | 2.0624 | 0 | 0 | 2.4164 | 0 | 0 | 0
LDNO LV: Domestic Two Rate | N/A | 2 | 2.577 | 0.24708 | 0 | 2.4164 | 0 | 0 | 0
LDNO LV: Domestic Off Peak (related MPAN) | N/A | 2 | 0.22258 | 0 | 0 | 0 | 0 | 0 | 0
LDNO LV: Small Non Domestic Unrestricted | N/A | 3 | 1.8528 | 0 | 0 | 3.0698 | 0 | 0 | 0
LDNO LV: Small Non Domestic Two Rate | N/A | 4 | 1.9896 | 0.14566 | 0 | 3.0698 | 0 | 0 | 0
LDNO LV: Small Non Domestic Off Peak (related MPAN) | N/A | 4 | 0.16812 | 0 | 0 | 0 | 0 | 0 | 0
LDNO LV: LV Medium Non-Domestic | N/A | 5-8 | 2.1094 | 0.14022 | 0 | 15.1108 | 0 | 0 | 0
LDNO LV: LV HH Metered | N/A | 0 | 8.4423 | 0.61804 | 0.1055 | 11.8095 | 1.5928 | 0.45332 | 0
LDNO LV: NHH UMS | N/A | 1&8 | 1.6152 | 0 | 0 | 0 | 0 | 0 | 0
LDNO LV: LV UMS (Pseudo HH Metered) | N/A | 0 | 10.6579 | 1.0809 | 0.35667 | 0 | 0 | 0 | 0
LDNO LV: LV Generation NHH | N/A | 8 | -1.153 | 0 | 0 | 0 | 0 | 0 | 0
LDNO LV: LV Generation Intermittent | N/A | 0 | -1.153 | 0 | 0 | 0 | 0 | 0.433 | 0
LDNO LV: LV Generation Non-Intermittent | N/A | 0 | -8.529 | -0.844 | -0.125 | 0 | 0 | 0.433 | 0
LDNO HV: Domestic Unrestricted | N/A | 1 | 1.2309 | 0 | 0 | 1.4421 | 0 | 0 | 0
LDNO HV: Domestic Two Rate | N/A | 2 | 1.538 | 0.14746 | 0 | 1.4421 | 0 | 0 | 0
LDNO HV: Domestic Off Peak (related MPAN) | N/A | 2 | 0.13284 | 0 | 0 | 0 | 0 | 0 | 0
LDNO HV: Small Non Domestic Unrestricted | N/A | 3 | 1.1058 | 0 | 0 | 1.8321 | 0 | 0 | 0
LDNO HV: Small Non Domestic Two Rate | N/A | 4 | 1.1874 | 0.086933 | 0 | 1.8321 | 0 | 0 | 0
LDNO HV: Small Non Domestic Off Peak (related MPAN) | N/A | 4 | 0.10034 | 0 | 0 | 0 | 0 | 0 | 0
LDNO HV: LV Medium Non-Domestic | N/A | 5-8 | 1.2589 | 0.083683 | 0 | 9.0183 | 0 | 0 | 0
LDNO HV: LV HH Metered | N/A | 0 | 5.0385 | 0.36886 | 0.062965 | 7.0481 | 0.95058 | 0.27055 | 0
LDNO HV: LV Sub HH Metered | N/A | 0 | 6.6174 | 0.37203 | 0.073526 | 3.846 | 3.0542 | 0.31736 | 0
LDNO HV: HV HH Metered | N/A | 0 | 5.6794 | 0.25461 | 0.057516 | 65.0352 | 2.6093 | 0.2476 | 0
LDNO HV: NHH UMS | N/A | 1&8 | 0.96398 | 0 | 0 | 0 | 0 | 0 | 0
LDNO HV: LV UMS (Pseudo HH Metered) | N/A | 0 | 6.3607 | 0.64509 | 0.21286 | 0 | 0 | 0 | 0
LDNO HV: LV Generation NHH | N/A | 8 | -1.153 | 0 | 0 | 0 | 0 | 0 | 0
LDNO HV: LV Sub Generation NHH | N/A | 8 | -1.03 | 0 | 0 | 0 | 0 | 0 | 0
LDNO HV: LV Generation Intermittent | N/A | 0 | -1.153 | 0 | 0 | 0 | 0 | 0.433 | 0
LDNO HV: LV Generation Non-Intermittent | N/A | 0 | -8.529 | -0.844 | -0.125 | 0 | 0 | 0.433 | 0
LDNO HV: LV Sub Generation Intermittent | N/A | 0 | -1.03 | 0 | 0 | 0 | 0 | 0.403 | 0
LDNO HV: LV Sub Generation Non-Intermittent | N/A | 0 | -7.729 | -0.729 | -0.11 | 0 | 0 | 0.403 | 0
LDNO HV: HV Generation Intermittent | N/A | 0 | -0.664 | 0 | 0 | 0 | 0 | 0.307 | 0
LDNO HV: HV Generation Non-Intermittent | N/A | 0 | -5.514 | -0.356 | -0.065 | 0 | 0 | 0.307 | 0
Tariffs for Charging Year: Scenario 3
| Open LLFCs | PCs | Unit rate 1 p/kWh | Unit rate 2 p/kWh | Unit rate 3 p/kWh | Fixed charge p/MPAN/day | Capacity charge p/kVA/day | Reactive power charge p/kVArh | Closed LLFCs
Domestic Unrestricted | 101, 102 | 1 | 3.03 | 0 | 0 | 3.54 | 0 | 0 | 0
Domestic Two Rate | 103, 105, 111, 112, 113, 114, 115, 116, 117, 118, 119, 120, 131, 132, 133, 134, 147, 148, 149, 150 | 2 | 3.787 | 0.363 | 0 | 3.54 | 0 | 0 | 145, 146
Domestic Off Peak (related MPAN) | 104, 106, 130, 153, 155 | 2 | 0.327 | 0 | 0 | 0 | 0 | 0 | 135, 136, 137, 138, 140, 141, 142, 143
Small Non Domestic Unrestricted | 201, 202, 203, 209 | 3 | 2.722 | 0 | 0 | 4.5 | 0 | 0 | 207
Small Non Domestic Two Rate | 205, 211, 231, 232 | 4 | 2.924 | 0.214 | 0 | 4.5 | 0 | 0 | 208, 210
Small Non Domestic Off Peak (related MPAN) | 212 | 4 | 0.247 | 0 | 0 | 0 | 0 | 0 | 233, 234, 235, 236, 237
LV Medium Non-Domestic | 401, 402 | 5-8 | 3.1 | 0.206 | 0 | 22.17 | 0 | 0 | 0
LV Sub Medium Non-Domestic | 403, 404 | 5-8 | 2.736 | 0.179 | 0 | 28.54 | 0 | 0 | 0
HV Medium Non-Domestic | 0 | 5-8 | 1.839 | 0.106 | 0 | 365.56 | 0 | 0 | 405
LV HH Metered | 511, 591 | 0 | 12.405 | 0.908 | 0.155 | 17.29 | 2.34 | 0.666 | 501
LV Sub HH Metered | 513, 592 | 0 | 10.532 | 0.592 | 0.117 | 6.1 | 4.86 | 0.505 | 503
HV HH Metered | 515, 593 | 0 | 8.098 | 0.363 | 0.082 | 92.78 | 3.72 | 0.354 | 505
HV Sub HH Metered | 0 | 0 | 6.397 | 0.183 | 0.055 | 199.9 | 4.04 | 0.254 | 507, 517, 594
NHH UMS | 900, 901, 902, 903, 904, 905, 906, 907 | 1&8 | 2.372 | 0 | 0 | 0 | 0 | 0 | 912, 913
LV UMS (Pseudo HH Metered) | 910 | 0 | 15.659 | 1.587 | 0.523 | 0 | 0 | 0 | 0
LV Generation NHH | 781, 782, 783, 784, 785 | 8 | -1.153 | 0 | 0 | 0 | 0 | 0 | 0
LV Sub Generation NHH | 780 | 8 | -1.03 | 0 | 0 | 0 | 0 | 0 | 0
LV Generation Intermittent | 786, 787 | 0 | -1.153 | 0 | 0 | 0 | 0 | 0.433 | 0
LV Generation Non-Intermittent | 791, 795 | 0 | -8.531 | -0.844 | -0.125 | 0 | 0 | 0.433 | 0
LV Sub Generation Intermittent | 788, 789 | 0 | -1.03 | 0 | 0 | 0 | 0 | 0.403 | 0
LV Sub Generation Non-Intermittent | 792, 796 | 0 | -7.731 | -0.729 | -0.11 | 0 | 0 | 0.403 | 0
HV Generation Intermittent | 770, 771 | 0 | -0.664 | 0 | 0 | 67.75 | 0 | 0.307 | 0
HV Generation Non-Intermittent | 793, 797 | 0 | -5.515 | -0.356 | -0.065 | 67.75 | 0 | 0.307 | 0
HV Sub Generation Non-Intermittent | 794, 798 | 0 | -5.217 | -0.309 | -0.06 | 67.75 | 0 | 0.226 | 0
HV Sub Generation Intermittent | 772, 773 | 0 | -0.616 | 0 | 0 | 67.75 | 0 | 0.226 | 0
LDNO LV: Domestic Unrestricted | N/A | 1 | 2.0624 | 0 | 0 | 2.4096 | 0 | 0 | 0
LDNO LV: Domestic Two Rate | N/A | 2 | 2.5777 | 0.24708 | 0 | 2.4096 | 0 | 0 | 0
LDNO LV: Domestic Off Peak (related MPAN) | N/A | 2 | 0.22258 | 0 | 0 | 0 | 0 | 0 | 0
LDNO LV: Small Non Domestic Unrestricted | N/A | 3 | 1.8528 | 0 | 0 | 3.063 | 0 | 0 | 0
LDNO LV: Small Non Domestic Two Rate | N/A | 4 | 1.9903 | 0.14566 | 0 | 3.063 | 0 | 0 | 0
LDNO LV: Small Non Domestic Off Peak (related MPAN) | N/A | 4 | 0.16812 | 0 | 0 | 0 | 0 | 0 | 0
LDNO LV: LV Medium Non-Domestic | N/A | 5-8 | 2.1101 | 0.14022 | 0 | 15.0903 | 0 | 0 | 0
LDNO LV: LV HH Metered | N/A | 0 | 8.4437 | 0.61804 | 0.1055 | 11.7687 | 1.5928 | 0.45332 | 0
LDNO LV: NHH UMS | N/A | 1&8 | 1.6145 | 0 | 0 | 0 | 0 | 0 | 0
LDNO LV: LV UMS (Pseudo HH Metered) | N/A | 0 | 10.6585 | 1.0802 | 0.35599 | 0 | 0 | 0 | 0
LDNO LV: LV Generation NHH | N/A | 8 | -1.153 | 0 | 0 | 0 | 0 | 0 | 0
LDNO LV: LV Generation Intermittent | N/A | 0 | -1.153 | 0 | 0 | 0 | 0 | 0.433 | 0
LDNO LV: LV Generation Non-Intermittent | N/A | 0 | -8.531 | -0.844 | -0.125 | 0 | 0 | 0.433 | 0
LDNO HV: Domestic Unrestricted | N/A | 1 | 1.2309 | 0 | 0 | 1.438 | 0 | 0 | 0
LDNO HV: Domestic Two Rate | N/A | 2 | 1.5384 | 0.14746 | 0 | 1.438 | 0 | 0 | 0
LDNO HV: Domestic Off Peak (related MPAN) | N/A | 2 | 0.13284 | 0 | 0 | 0 | 0 | 0 | 0
LDNO HV: Small Non Domestic Unrestricted | N/A | 3 | 1.1058 | 0 | 0 | 1.828 | 0 | 0 | 0
LDNO HV: Small Non Domestic Two Rate | N/A | 4 | 1.1878 | 0.086933 | 0 | 1.828 | 0 | 0 | 0
LDNO HV: Small Non Domestic Off Peak (related MPAN) | N/A | 4 | 0.10034 | 0 | 0 | 0 | 0 | 0 | 0
LDNO HV: LV Medium Non-Domestic | N/A | 5-8 | 1.2593 | 0.083683 | 0 | 9.0061 | 0 | 0 | 0
LDNO HV: LV HH Metered | N/A | 0 | 5.0393 | 0.36886 | 0.062965 | 7.0237 | 0.95058 | 0.27055 | 0
LDNO HV: LV Sub HH Metered | N/A | 0 | 6.6186 | 0.37203 | 0.073526 | 3.8334 | 3.0542 | 0.31736 | 0
LDNO HV: HV HH Metered | N/A | 0 | 5.6801 | 0.25461 | 0.057516 | 65.0773 | 2.6093 | 0.2483 | 0
LDNO HV: NHH UMS | N/A | 1&8 | 0.96357 | 0 | 0 | 0 | 0 | 0 | 0
LDNO HV: LV UMS (Pseudo HH Metered) | N/A | 0 | 6.3611 | 0.64469 | 0.21246 | 0 | 0 | 0 | 0
LDNO HV: LV Generation NHH | N/A | 8 | -1.153 | 0 | 0 | 0 | 0 | 0 | 0
LDNO HV: LV Sub Generation NHH | N/A | 8 | -1.03 | 0 | 0 | 0 | 0 | 0 | 0
LDNO HV: LV Generation Intermittent | N/A | 0 | -1.153 | 0 | 0 | 0 | 0 | 0.433 | 0
LDNO HV: LV Generation Non-Intermittent | N/A | 0 | -8.531 | -0.844 | -0.125 | 0 | 0 | 0.433 | 0
LDNO HV: LV Sub Generation Intermittent | N/A | 0 | -1.03 | 0 | 0 | 0 | 0 | 0.403 | 0
LDNO HV: LV Sub Generation Non-Intermittent | N/A | 0 | -7.731 | -0.729 | -0.11 | 0 | 0 | 0.403 | 0
LDNO HV: HV Generation Intermittent | N/A | 0 | -0.664 | 0 | 0 | 0 | 0 | 0.307 | 0
LDNO HV: HV Generation Non-Intermittent | N/A | 0 | -5.515 | -0.356 | -0.065 | 0 | 0 | 0.307 | 0
Tariffs for Charging Year: Scenario 4
| Open LLFCs | PCs | Unit rate 1 p/kWh | Unit rate 2 p/kWh | Unit rate 3 p/kWh | Fixed charge p/MPAN/day | Capacity charge p/kVA/day | Reactive power charge p/kVArh | Closed LLFCs
Domestic Unrestricted | 101, 102 | 1 | 3.023 | 0 | 0 | 3.64 | 0 | 0 | 0
Domestic Two Rate | 103, 105, 111, 112, 113, 114, 115, 116, 117, 118, 119, 120, 131, 132, 133, 134, 147, 148, 149, 150 | 2 | 3.779 | 0.362 | 0 | 3.64 | 0 | 0 | 145, 146
Domestic Off Peak (related MPAN) | 104, 106, 130, 153, 155 | 2 | 0.326 | 0 | 0 | 0 | 0 | 0 | 135, 136, 137, 138, 140, 141, 142, 143
Small Non Domestic Unrestricted | 201, 202, 203, 209 | 3 | 2.716 | 0 | 0 | 4.63 | 0 | 0 | 207
Small Non Domestic Two Rate | 205, 211, 231, 232 | 4 | 2.917 | 0.214 | 0 | 4.63 | 0 | 0 | 208, 210
Small Non Domestic Off Peak (related MPAN) | 212 | 4 | 0.246 | 0 | 0 | 0 | 0 | 0 | 233, 234, 235, 236, 237
LV Medium Non-Domestic | 401, 402 | 5-8 | 3.093 | 0.206 | 0 | 22.35 | 0 | 0 | 0
LV Sub Medium Non-Domestic | 403, 404 | 5-8 | 2.731 | 0.178 | 0 | 28.29 | 0 | 0 | 0
HV Medium Non-Domestic | 0 | 5-8 | 1.837 | 0.106 | 0 | 362.48 | 0 | 0 | 405
LV HH Metered | 511, 591 | 0 | 12.388 | 0.905 | 0.154 | 17.95 | 2.33 | 0.665 | 501
LV Sub HH Metered | 513, 592 | 0 | 10.523 | 0.591 | 0.117 | 6.34 | 4.84 | 0.505 | 503
HV HH Metered | 515, 593 | 0 | 8.094 | 0.363 | 0.082 | 92 | 3.7 | 0.353 | 505
HV Sub HH Metered | 0 | 0 | 6.399 | 0.183 | 0.055 | 198.2 | 4.02 | 0.254 | 507, 517, 594
NHH UMS | 900, 901, 902, 903, 904, 905, 906, 907 | 1&8 | 2.38 | 0 | 0 | 0 | 0 | 0 | 912, 913
LV UMS (Pseudo HH Metered) | 910 | 0 | 15.645 | 1.595 | 0.535 | 0 | 0 | 0 | 0
LV Generation NHH | 781, 782, 783, 784, 785 | 8 | -1.148 | 0 | 0 | 0 | 0 | 0 | 0
LV Sub Generation NHH | 780 | 8 | -1.025 | 0 | 0 | 0 | 0 | 0 | 0
LV Generation Intermittent | 786, 787 | 0 | -1.148 | 0 | 0 | 0 | 0 | 0.431 | 0
LV Generation Non-Intermittent | 791, 795 | 0 | -8.494 | -0.84 | -0.124 | 0 | 0 | 0.431 | 0
LV Sub Generation Intermittent | 788, 789 | 0 | -1.025 | 0 | 0 | 0 | 0 | 0.402 | 0
LV Sub Generation Non-Intermittent | 792, 796 | 0 | -7.699 | -0.726 | -0.11 | 0 | 0 | 0.402 | 0
HV Generation Intermittent | 770, 771 | 0 | -0.661 | 0 | 0 | 67.18 | 0 | 0.306 | 0
HV Generation Non-Intermittent | 793, 797 | 0 | -5.493 | -0.355 | -0.065 | 67.18 | 0 | 0.306 | 0
HV Sub Generation Non-Intermittent | 794, 798 | 0 | -5.196 | -0.308 | -0.059 | 67.18 | 0 | 0.225 | 0
HV Sub Generation Intermittent | 772, 773 | 0 | -0.614 | 0 | 0 | 67.18 | 0 | 0.225 | 0
LDNO LV: Domestic Unrestricted | N/A | 1 | 2.0577 | 0 | 0 | 2.4776 | 0 | 0 | 0
LDNO LV: Domestic Two Rate | N/A | 2 | 2.5722 | 0.2464 | 0 | 2.4776 | 0 | 0 | 0
LDNO LV: Domestic Off Peak (related MPAN) | N/A | 2 | 0.2219 | 0 | 0 | 0 | 0 | 0 | 0
LDNO LV: Small Non Domestic Unrestricted | N/A | 3 | 1.8487 | 0 | 0 | 3.1515 | 0 | 0 | 0
LDNO LV: Small Non Domestic Two Rate | N/A | 4 | 1.9855 | 0.14566 | 0 | 3.1515 | 0 | 0 | 0
LDNO LV: Small Non Domestic Off Peak (related MPAN) | N/A | 4 | 0.16744 | 0 | 0 | 0 | 0 | 0 | 0
LDNO LV: LV Medium Non-Domestic | N/A | 5-8 | 2.1053 | 0.14022 | 0 | 15.2129 | 0 | 0 | 0
LDNO LV: LV HH Metered | N/A | 0 | 8.4321 | 0.616 | 0.10482 | 12.2179 | 1.586 | 0.45264 | 0
LDNO LV: NHH UMS | N/A | 1&8 | 1.62 | 0 | 0 | 0 | 0 | 0 | 0
LDNO LV: LV UMS (Pseudo HH Metered) | N/A | 0 | 10.649 | 1.0857 | 0.36416 | 0 | 0 | 0 | 0
LDNO LV: LV Generation NHH | N/A | 8 | -1.148 | 0 | 0 | 0 | 0 | 0 | 0
LDNO LV: LV Generation Intermittent | N/A | 0 | -1.148 | 0 | 0 | 0 | 0 | 0.431 | 0
LDNO LV: LV Generation Non-Intermittent | N/A | 0 | -8.494 | -0.84 | -0.124 | 0 | 0 | 0.431 | 0
LDNO HV: Domestic Unrestricted | N/A | 1 | 1.228 | 0 | 0 | 1.4787 | 0 | 0 | 0
LDNO HV: Domestic Two Rate | N/A | 2 | 1.5351 | 0.14705 | 0 | 1.4787 | 0 | 0 | 0
LDNO HV: Domestic Off Peak (related MPAN) | N/A | 2 | 0.13243 | 0 | 0 | 0 | 0 | 0 | 0
LDNO HV: Small Non Domestic Unrestricted | N/A | 3 | 1.1033 | 0 | 0 | 1.8808 | 0 | 0 | 0
LDNO HV: Small Non Domestic Two Rate | N/A | 4 | 1.185 | 0.086933 | 0 | 1.8808 | 0 | 0 | 0
LDNO HV: Small Non Domestic Off Peak (related MPAN) | N/A | 4 | 0.099932 | 0 | 0 | 0 | 0 | 0 | 0
LDNO HV: LV Medium Non-Domestic | N/A | 5-8 | 1.2565 | 0.083683 | 0 | 9.0792 | 0 | 0 | 0
LDNO HV: LV HH Metered | N/A | 0 | 5.0324 | 0.36764 | 0.062559 | 7.2918 | 0.94651 | 0.27014 | 0
LDNO HV: LV Sub HH Metered | N/A | 0 | 6.613 | 0.3714 | 0.073526 | 3.9842 | 3.0416 | 0.31736 | 0
LDNO HV: HV HH Metered | N/A | 0 | 5.6773 | 0.25461 | 0.057516 | 64.5302 | 2.5952 | 0.2476 | 0
LDNO HV: NHH UMS | N/A | 1&8 | 0.96682 | 0 | 0 | 0 | 0 | 0 | 0
LDNO HV: LV UMS (Pseudo HH Metered) | N/A | 0 | 6.3554 | 0.64793 | 0.21733 | 0 | 0 | 0 | 0
LDNO HV: LV Generation NHH | N/A | 8 | -1.148 | 0 | 0 | 0 | 0 | 0 | 0
LDNO HV: LV Sub Generation NHH | N/A | 8 | -1.025 | 0 | 0 | 0 | 0 | 0 | 0
LDNO HV: LV Generation Intermittent | N/A | 0 | -1.148 | 0 | 0 | 0 | 0 | 0.431 | 0
LDNO HV: LV Generation Non-Intermittent | N/A | 0 | -8.494 | -0.84 | -0.124 | 0 | 0 | 0.431 | 0
LDNO HV: LV Sub Generation Intermittent | N/A | 0 | -1.025 | 0 | 0 | 0 | 0 | 0.402 | 0
LDNO HV: LV Sub Generation Non-Intermittent | N/A | 0 | -7.699 | -0.726 | -0.11 | 0 | 0 | 0.402 | 0
LDNO HV: HV Generation Intermittent | N/A | 0 | -0.661 | 0 | 0 | 0 | 0 | 0.306 | 0
LDNO HV: HV Generation Non-Intermittent | N/A | 0 | -5.493 | -0.355 | -0.065 | 0 | 0 | 0.306 | 0

## LV SM - typical bill
| Y | Y+1 | Y+2 | Y+3 | Y+4
TARIFF | Base Model | Scenario 1 | Scenario 2 | Scenario 3 | Scenario 4
> Domestic Unrestricted
Domestic Unrestricted | 122.8392 | 122.8392 | 122.8392 | 122.8027 | 122.9502
LDNO LV: Domestic Unrestricted | 105.1997 | 105.1997 | 105.1997 | 105.1749 | 105.2255
LDNO HV: Domestic Unrestricted | 82.9586 | 82.9586 | 82.9586 | 82.9438 | 82.9273
> Domestic Two Rate
Domestic Two Rate | 149.7249 | 149.7249 | 149.7249 | 149.7207 | 149.8237
LDNO LV: Domestic Two Rate | 61.2999 | 61.2999 | 61.2999 | 61.2882 | 61.4487
LDNO HV: Domestic Two Rate | 44.9772 | 44.9772 | 44.9772 | 44.9721 | 45.0492
> Domestic Off Peak (related MPAN)
Domestic Off Peak (related MPAN) | 15.4706 | 15.4706 | 15.4706 | 15.4706 | 15.4233
LDNO LV: Domestic Off Peak (related MPAN)
LDNO HV: Domestic Off Peak (related MPAN)
> Small Non Domestic Unrestricted
Small Non Domestic Unrestricted | 435.3087 | 435.3087 | 435.3087 | 435.2722 | 434.8697
LDNO LV: Small Non Domestic Unrestricted | 204.9795 | 204.9795 | 204.9795 | 204.9547 | 204.882
LDNO HV: Small Non Domestic Unrestricted | 448.2764 | 448.2764 | 448.2764 | 448.2616 | 447.4997
> Small Non Domestic Two Rate
Small Non Domestic Two Rate | 708.5555 | 708.5555 | 708.5555 | 708.7494 | 707.6571
LDNO LV: Small Non Domestic Two Rate | 1224.812 | 1224.812 | 1224.812 | 1225.1956 | 1222.6911
LDNO HV: Small Non Domestic Two Rate | 306.5724 | 306.5724 | 306.5724 | 306.6584 | 306.1641
> Small Non Domestic Off Peak (related MPAN)
Small Non Domestic Off Peak (related MPAN) | 14.653 | 14.653 | 14.653 | 14.653 | 14.5936
LDNO LV: Small Non Domestic Off Peak (related MPAN)
LDNO HV: Small Non Domestic Off Peak (related MPAN)
> LV Medium Non-Domestic
LV Medium Non-Domestic | 2794.7742 | 2794.7742 | 2794.7742 | 2795.5259 | 2790.3781
LDNO LV: LV Medium Non-Domestic
LDNO HV: LV Medium Non-Domestic | 586.1387 | 586.1387 | 586.1387 | 586.2698 | 585.3983
> LV Sub Medium Non-Domestic
LV Sub Medium Non-Domestic | 2611.9048 | 2611.9048 | 2611.9048 | 2611.9413 | 2606.5828
> HV Medium Non-Domestic
HV Medium Non-Domestic | 5518.6309 | 5518.6309 | 5518.6309 | 5519.1784 | 5507.0802
> LV HH Metered
LV HH Metered | 6767.9989 | 6767.9989 | 6767.9989 | 6768.4044 | 6758.1529
LDNO LV: LV HH Metered
LDNO HV: LV HH Metered | 4114.6218 | 4114.6218 | 4114.6218 | 4114.8805 | 4108.3375
> LV Sub HH Metered
LV Sub HH Metered | 14323.4685 | 14323.4685 | 14323.4685 | 14324.7156 | 14309.844
LDNO HV: LV Sub HH Metered
> HV HH Metered
HV HH Metered | 43381.2407 | 43381.2407 | 43381.2407 | 43386.7999 | 43334.6647
LDNO HV: HV HH Metered | 21629.7011 | 21629.7011 | 21629.7011 | 21631.4291 | 21607.6132
> HV Sub HH Metered
HV Sub HH Metered
> NHH UMS
NHH UMS | 2542.1565 | 2542.1565 | 2542.1565 | 2541.0852 | 2549.6555
LDNO LV: NHH UMS | 22.5835 | 22.5835 | 22.5835 | 22.574 | 22.6502
LDNO HV: NHH UMS | 23.8461 | 23.8461 | 23.8461 | 23.8361 | 23.9165
> LV UMS (Pseudo HH Metered)
LV UMS (Pseudo HH Metered) | 214221.9163 | 214221.9163 | 214221.9163 | 214148.5025 | 214862.2219
LDNO LV: LV UMS (Pseudo HH Metered)
LDNO HV: LV UMS (Pseudo HH Metered)
> LV Generation NHH
LV Generation NHH | -58.2163 | -58.2163 | -58.2163 | -58.2163 | -57.9638
LDNO LV: LV Generation NHH
LDNO HV: LV Generation NHH
> LV Sub Generation NHH
LV Sub Generation NHH | -98.6638 | -98.6638 | -98.6638 | -98.6638 | -98.1849
LDNO HV: LV Sub Generation NHH
> LV Generation Intermittent
LV Generation Intermittent | -1983.5648 | -1983.5648 | -1983.5648 | -1983.5648 | -1974.9946
LDNO LV: LV Generation Intermittent
LDNO HV: LV Generation Intermittent
> LV Generation Non-Intermittent
LV Generation Non-Intermittent | -14314.5308 | -14314.5308 | -14314.5308 | -14316.7822 | -14250.1342
LDNO LV: LV Generation Non-Intermittent
LDNO HV: LV Generation Non-Intermittent
> LV Sub Generation Intermittent
LV Sub Generation Intermittent | -3729.775 | -3729.775 | -3729.775 | -3729.775 | -3711.543
LDNO HV: LV Sub Generation Intermittent
> LV Sub Generation Non-Intermittent
LV Sub Generation Non-Intermittent | -297.91 | -297.91 | -297.91 | -297.9632 | -296.7899
LDNO HV: LV Sub Generation Non-Intermittent
> HV Generation Intermittent
HV Generation Intermittent | -27065.6301 | -27065.6301 | -27065.6301 | -27065.4841 | -26943.4821
LDNO HV: HV Generation Intermittent
> HV Generation Non-Intermittent
HV Generation Non-Intermittent | -37716.2067 | -37716.2067 | -37716.2067 | -37721.227 | -37587.729
LDNO HV: HV Generation Non-Intermittent
> HV Sub Generation Non-Intermittent
HV Sub Generation Non-Intermittent | -21799.8932 | -21799.8932 | -21799.8932 | -21803.2409 | -21706.6312
> HV Sub Generation Intermittent
HV Sub Generation Intermittent | -8310.6265 | -8310.6265 | -8310.6265 | -8310.4805 | -8284.1069

## HV SM - summary
Tariff Comparison
Scenario 1 vs Base | [6 empty] | Scenario 3 vs Base
| Unit rate 1 p/kWh | Unit rate 2 p/kWh | Unit rate 3 p/kWh | Fixed charge p/MPAN/day | Capacity charge p/kVA/day | Reactive power charge p/kVArh |  | Unit rate 1 p/kWh | Unit rate 2 p/kWh | Unit rate 3 p/kWh | Fixed charge p/MPAN/day | Capacity charge p/kVA/day | Reactive power charge p/kVArh
Domestic Unrestricted | 0% |  |  | 0% |  |  | Domestic Unrestricted | 0% |  |  | 0%
Domestic Two Rate | 0% | 0% |  | 0% |  |  | Domestic Two Rate | 0% | 0% |  | 0%
Domestic Off Peak (related MPAN) | 0% | [5 empty] | Domestic Off Peak (related MPAN) | 0%
Small Non Domestic Unrestricted | 0% |  |  | 0% |  |  | Small Non Domestic Unrestricted | 0% |  |  | 0%
Small Non Domestic Two Rate | 0% | 0% |  | 0% |  |  | Small Non Domestic Two Rate | 0% | 0% |  | 0%
Small Non Domestic Off Peak (related MPAN) | 0% | [5 empty] | Small Non Domestic Off Peak (related MPAN) | 0%
LV Medium Non-Domestic | 0% | 0% |  | 0% |  |  | LV Medium Non-Domestic | 0% | 0% |  | 0%
LV Sub Medium Non-Domestic | 0% | 0% |  | 0% |  |  | LV Sub Medium Non-Domestic | 0% | 0% |  | 0%
HV Medium Non-Domestic | 0% | 0% |  | 0% |  |  | HV Medium Non-Domestic | 0% | 0% |  | -0.09578%
LV HH Metered | 0% | 0% | 0% | 0% | 0% | 0% | LV HH Metered | 0% | 0% | 0% | 0% | 0% | 0%
LV Sub HH Metered | 0% | 0% | 0% | 0% | 0% | 0% | LV Sub HH Metered | 0% | 0% | 0% | 0% | 0% | 0%
HV HH Metered | 0% | 0% | 0% | 0% | 0% | 0% | HV HH Metered | 0% | 0% | 0% | -0.3883% | 0% | 0%
HV Sub HH Metered | 0% | 0% | 0% | 0% | 0% | 0% | HV Sub HH Metered | 0% | 0% | 0% | -0.3904% | 0% | 0%
NHH UMS | 0% | [5 empty] | NHH UMS | 0%
LV UMS (Pseudo HH Metered) | 0% | 0% | 0% |  |  |  | LV UMS (Pseudo HH Metered) | 0% | 0% | 0%
Scenario 2 vs Base | [6 empty] | Scenario 4 vs Base
| Unit rate 1 p/kWh | Unit rate 2 p/kWh | Unit rate 3 p/kWh | Fixed charge p/MPAN/day | Capacity charge p/kVA/day | Reactive power charge p/kVArh |  | Unit rate 1 p/kWh | Unit rate 2 p/kWh | Unit rate 3 p/kWh | Fixed charge p/MPAN/day | Capacity charge p/kVA/day | Reactive power charge p/kVArh
Domestic Unrestricted | 0% |  |  | 0% |  |  | Domestic Unrestricted | -0.033% |  |  | 0%
Domestic Two Rate | 0% | 0% |  | 0% |  |  | Domestic Two Rate | -0.02641% | -0.2755% |  | 0%
Domestic Off Peak (related MPAN) | 0% | [5 empty] | Domestic Off Peak (related MPAN) | 0%
Small Non Domestic Unrestricted | 0% |  |  | 0% |  |  | Small Non Domestic Unrestricted | -0.03674% |  |  | -0.2217%
Small Non Domestic Two Rate | 0% | 0% |  | 0% |  |  | Small Non Domestic Two Rate | -0.03421% | 0% |  | -0.2217%
Small Non Domestic Off Peak (related MPAN) | 0% | [5 empty] | Small Non Domestic Off Peak (related MPAN) | -0.4049%
LV Medium Non-Domestic | 0% | 0% |  | 0% |  |  | LV Medium Non-Domestic | -0.03227% | 0% |  | -0.3153%
LV Sub Medium Non-Domestic | 0% | 0% |  | 0% |  |  | LV Sub Medium Non-Domestic | -0.03655% | 0% |  | -0.4557%
HV Medium Non-Domestic | 0% | 0% |  | 0% |  |  | HV Medium Non-Domestic | 0.05438% | 0% |  | 0.7061%
LV HH Metered | 0% | 0% | 0% | 0% | 0% | 0% | LV HH Metered | 0.02419% | -0.1101% | 0% | -0.05764% | 0% | 0%
LV Sub HH Metered | 0% | 0% | 0% | 0% | 0% | 0% | LV Sub HH Metered | 0.05698% | 0% | 0% | 0% | -0.2058% | 0%
HV HH Metered | 0% | 0% | 0% | 0% | 0% | 0% | HV HH Metered | 0.08645% | 0% | 0% | 4.195% | -0.2688% | 0.2833%
HV Sub HH Metered | 0% | 0% | 0% | 0% | 0% | 0% | HV Sub HH Metered | 0.1407% | 0% | 0% | 4.19% | -0.2475% | 0%
NHH UMS | 0% | [5 empty] | NHH UMS | 0%
LV UMS (Pseudo HH Metered) | 0% | 0% | 0% |  |  |  | LV UMS (Pseudo HH Metered) | 0.006387% | -0.06297% | 0%
Scenario 2 vs Scenario 1 | [6 empty] | Scenario 4 vs Scenario 3
| Unit rate 1 p/kWh | Unit rate 2 p/kWh | Unit rate 3 p/kWh | Fixed charge p/MPAN/day | Capacity charge p/kVA/day | Reactive power charge p/kVArh |  | Unit rate 1 p/kWh | Unit rate 2 p/kWh | Unit rate 3 p/kWh | Fixed charge p/MPAN/day | Capacity charge p/kVA/day | Reactive power charge p/kVArh
Domestic Unrestricted | 0% |  |  | 0% |  |  | Domestic Unrestricted | -0.033% |  |  | 0%
Domestic Two Rate | 0% | 0% |  | 0% |  |  | Domestic Two Rate | -0.02641% | -0.2755% |  | 0%
Domestic Off Peak (related MPAN) | 0% | [5 empty] | Domestic Off Peak (related MPAN) | 0%
Small Non Domestic Unrestricted | 0% |  |  | 0% |  |  | Small Non Domestic Unrestricted | -0.03674% |  |  | -0.2217%
Small Non Domestic Two Rate | 0% | 0% |  | 0% |  |  | Small Non Domestic Two Rate | -0.03421% | 0% |  | -0.2217%
Small Non Domestic Off Peak (related MPAN) | 0% | [5 empty] | Small Non Domestic Off Peak (related MPAN) | -0.4049%
LV Medium Non-Domestic | 0% | 0% |  | 0% |  |  | LV Medium Non-Domestic | -0.03227% | 0% |  | -0.3153%
LV Sub Medium Non-Domestic | 0% | 0% |  | 0% |  |  | LV Sub Medium Non-Domestic | -0.03655% | 0% |  | -0.4557%
HV Medium Non-Domestic | 0% | 0% |  | 0% |  |  | HV Medium Non-Domestic | 0.05438% | 0% |  | 0.8026%
LV HH Metered | 0% | 0% | 0% | 0% | 0% | 0% | LV HH Metered | 0.02419% | -0.1101% | 0% | -0.05764% | 0% | 0%
LV Sub HH Metered | 0% | 0% | 0% | 0% | 0% | 0% | LV Sub HH Metered | 0.05698% | 0% | 0% | 0% | -0.2058% | 0%
HV HH Metered | 0% | 0% | 0% | 0% | 0% | 0% | HV HH Metered | 0.08645% | 0% | 0% | 4.602% | -0.2688% | 0.2833%
HV Sub HH Metered | 0% | 0% | 0% | 0% | 0% | 0% | HV Sub HH Metered | 0.1407% | 0% | 0% | 4.598% | -0.2475% | 0%
NHH UMS | 0% | [5 empty] | NHH UMS | 0%
LV UMS (Pseudo HH Metered) | 0% | 0% | 0% |  |  |  | LV UMS (Pseudo HH Metered) | 0.006387% | -0.06297% | 0%
Typical Bill Comparison
| Percentage Change |  |  | Absolute Change (£) |  |  |  | Percentage Change |  |  | Absolute Change (£)
TARIFF | Scenario 1 vs Base | Scenario 2 vs Base | Scenario 2 vs Scenario 1 | Scenario 1 vs Base | Scenario 2 vs Base | Scenario 2 vs Scenario 1 | TARIFF | Scenario 3 vs Base | Scenario 4 vs Base | Scenario 4 vs Scenario 3 | Scenario 3 vs Base | Scenario 4 vs Base | Scenario 4 vs Scenario 3
> Domestic Unrestricted | [6 empty] | > Domestic Unrestricted
Domestic Unrestricted | 0% | 0% | 0% | 0 | 0 | 0 | Domestic Unrestricted | 0% | -0.0006224% | -0.0006224% | 0 | -0.00076458 | -0.00076458
LDNO LV: Domestic Unrestricted | 0% | 0% | 0% | 0 | 0 | 0 | LDNO LV: Domestic Unrestricted | 0% | -0.007267% | -0.007267% | 0 | -0.007645 | -0.007645
LDNO HV: Domestic Unrestricted | 0% | 0% | 0% | 0 | 0 | 0 | LDNO HV: Domestic Unrestricted | 0% | -0.01353% | -0.01353% | 0 | -0.011221 | -0.011221
> Domestic Two Rate | [6 empty] | > Domestic Two Rate
Domestic Two Rate | 0% | 0% | 0% | 0 | 0 | 0 | Domestic Two Rate | 0% | -0.02476% | -0.02476% | 0 | -0.037068 | -0.037068
LDNO LV: Domestic Two Rate | 0% | 0% | 0% | 0 | 0 | 0 | LDNO LV: Domestic Two Rate | 0% | 0.005704% | 0.005704% | 0 | 0.0034964 | 0.0034964
LDNO HV: Domestic Two Rate | 0% | 0% | 0% | 0 | 0 | 0 | LDNO HV: Domestic Two Rate | 0% | -0.008614% | -0.008614% | 0 | -0.0038745 | -0.0038745
> Domestic Off Peak (related MPAN) | [6 empty] | > Domestic Off Peak (related MPAN)
Domestic Off Peak (related MPAN) | 0% | 0% | 0% | 0 | 0 | 0 | Domestic Off Peak (related MPAN) | 0% | 0% | 0% | 0 | 0 | 0
LDNO LV: Domestic Off Peak (related MPAN) | #VALUE! | #VALUE! | #VALUE! | #VALUE! | #VALUE! | #VALUE! | LDNO LV: Domestic Off Peak (related MPAN) | #VALUE! | #VALUE! | #VALUE! | #VALUE! | #VALUE! | #VALUE!
LDNO HV: Domestic Off Peak (related MPAN) | #VALUE! | #VALUE! | #VALUE! | #VALUE! | #VALUE! | #VALUE! | LDNO HV: Domestic Off Peak (related MPAN) | #VALUE! | #VALUE! | #VALUE! | #VALUE! | #VALUE! | #VALUE!
> Small Non Domestic Unrestricted | [6 empty] | > Small Non Domestic Unrestricted
Small Non Domestic Unrestricted | 0% | 0% | 0% | 0 | 0 | 0 | Small Non Domestic Unrestricted | 0% | -0.0334% | -0.0334% | 0 | -0.14537 | -0.14537
LDNO LV: Small Non Domestic Unrestricted | 0% | 0% | 0% | 0 | 0 | 0 | LDNO LV: Small Non Domestic Unrestricted | 0% | -0.03191% | -0.03191% | 0 | -0.065403 | -0.065403
LDNO HV: Small Non Domestic Unrestricted | 0% | 0% | 0% | 0 | 0 | 0 | LDNO HV: Small Non Domestic Unrestricted | 0% | -0.03542% | -0.03542% | 0 | -0.15878 | -0.15878
> Small Non Domestic Two Rate | [6 empty] | > Small Non Domestic Two Rate
Small Non Domestic Two Rate | 0% | 0% | 0% | 0 | 0 | 0 | Small Non Domestic Two Rate | 0% | -0.03132% | -0.03132% | 0 | -0.22195 | -0.22195
LDNO LV: Small Non Domestic Two Rate | 0% | 0% | 0% | 0 | 0 | 0 | LDNO LV: Small Non Domestic Two Rate | 0% | -0.03287% | -0.03287% | 0 | -0.40264 | -0.40264
LDNO HV: Small Non Domestic Two Rate | 0% | 0% | 0% | 0 | 0 | 0 | LDNO HV: Small Non Domestic Two Rate | 0% | -0.03176% | -0.03176% | 0 | -0.09738 | -0.09738
> Small Non Domestic Off Peak (related MPAN) | [6 empty] | > Small Non Domestic Off Peak (related MPAN)
Small Non Domestic Off Peak (related MPAN) | 0% | 0% | 0% | 0 | 0 | 0 | Small Non Domestic Off Peak (related MPAN) | 0% | -0.4049% | -0.4049% | 0 | -0.059324 | -0.059324
LDNO LV: Small Non Domestic Off Peak (related MPAN) | #VALUE! | #VALUE! | #VALUE! | #VALUE! | #VALUE! | #VALUE! | LDNO LV: Small Non Domestic Off Peak (related MPAN) | #VALUE! | #VALUE! | #VALUE! | #VALUE! | #VALUE! | #VALUE!
LDNO HV: Small Non Domestic Off Peak (related MPAN) | #VALUE! | #VALUE! | #VALUE! | #VALUE! | #VALUE! | #VALUE! | LDNO HV: Small Non Domestic Off Peak (related MPAN) | #VALUE! | #VALUE! | #VALUE! | #VALUE! | #VALUE! | #VALUE!
> LV Medium Non-Domestic | [6 empty] | > LV Medium Non-Domestic
LV Medium Non-Domestic | 0% | 0% | 0% | 0 | 0 | 0 | LV Medium Non-Domestic | 0% | -0.03204% | -0.03204% | 0 | -0.89539 | -0.89539
LDNO LV: LV Medium Non-Domestic | #VALUE! | #VALUE! | #VALUE! | #VALUE! | #VALUE! | #VALUE! | LDNO LV: LV Medium Non-Domestic | #VALUE! | #VALUE! | #VALUE! | #VALUE! | #VALUE! | #VALUE!
LDNO HV: LV Medium Non-Domestic | 0% | 0% | 0% | 0 | 0 | 0 | LDNO HV: LV Medium Non-Domestic | 0% | -0.03233% | -0.03233% | 0 | -0.18949 | -0.18949
> LV Sub Medium Non-Domestic | [6 empty] | > LV Sub Medium Non-Domestic
LV Sub Medium Non-Domestic | 0% | 0% | 0% | 0 | 0 | 0 | LV Sub Medium Non-Domestic | 0% | -0.04184% | -0.04184% | 0 | -1.0929 | -1.0929
> HV Medium Non-Domestic | [6 empty] | > HV Medium Non-Domestic
HV Medium Non-Domestic | 0% | 0% | 0% | 0 | 0 | 0 | HV Medium Non-Domestic | -0.02315% | 0.2779% | 0.3011% | -1.2775 | 15.3374 | 16.6149
> LV HH Metered | [6 empty] | > LV HH Metered
LV HH Metered | 0% | 0% | 0% | 0 | 0 | 0 | LV HH Metered | 0% | 0.04359% | 0.04359% | 0 | 2.9501 | 2.9501
LDNO LV: LV HH Metered | #VALUE! | #VALUE! | #VALUE! | #VALUE! | #VALUE! | #VALUE! | LDNO LV: LV HH Metered | #VALUE! | #VALUE! | #VALUE! | #VALUE! | #VALUE! | #VALUE!
LDNO HV: LV HH Metered | 0% | 0% | 0% | 0 | 0 | 0 | LDNO HV: LV HH Metered | 0% | 0.07194% | 0.07194% | 0 | 2.9601 | 2.9601
> LV Sub HH Metered | [6 empty] | > LV Sub HH Metered
LV Sub HH Metered | 0% | 0% | 0% | 0 | 0 | 0 | LV Sub HH Metered | 0% | 0.05097% | 0.05097% | 0 | 7.3006 | 7.3006
LDNO HV: LV Sub HH Metered | #VALUE! | #VALUE! | #VALUE! | #VALUE! | #VALUE! | #VALUE! | LDNO HV: LV Sub HH Metered | #VALUE! | #VALUE! | #VALUE! | #VALUE! | #VALUE! | #VALUE!
> HV HH Metered | [6 empty] | > HV HH Metered
HV HH Metered | 0% | 0% | 0% | 0 | 0 | 0 | HV HH Metered | -0.003029% | 0.08737% | 0.0904% | -1.314 | 37.9029 | 39.2169
LDNO HV: HV HH Metered | 0% | 0% | 0% | 0 | 0 | 0 | LDNO HV: HV HH Metered | -0.004261% | 0.09911% | 0.1034% | -0.92166 | 21.4382 | 22.3598
> HV Sub HH Metered | [6 empty] | > HV Sub HH Metered
HV Sub HH Metered | #VALUE! | #VALUE! | #VALUE! | #VALUE! | #VALUE! | #VALUE! | HV Sub HH Metered | #VALUE! | #VALUE! | #VALUE! | #VALUE! | #VALUE! | #VALUE!
> NHH UMS | [6 empty] | > NHH UMS
NHH UMS | 0% | 0% | 0% | 0 | 0 | 0 | NHH UMS | 0% | 0% | 0% | 0 | 0 | 0
LDNO LV: NHH UMS | 0% | 0% | 0% | 0 | 0 | 0 | LDNO LV: NHH UMS | 0% | 0% | 0% | 0 | 0 | 0
LDNO HV: NHH UMS | 0% | 0% | 0% | 0 | 0 | 0 | LDNO HV: NHH UMS | 0% | 0% | 0% | 0 | 0 | 0
> LV UMS (Pseudo HH Metered) | [6 empty] | > LV UMS (Pseudo HH Metered)
LV UMS (Pseudo HH Metered) | 0% | 0% | 0% | 0 | 0 | 0 | LV UMS (Pseudo HH Metered) | 0% | -0.01364% | -0.01364% | 0 | -29.2302 | -29.2302
LDNO LV: LV UMS (Pseudo HH Metered) | #VALUE! | #VALUE! | #VALUE! | #VALUE! | #VALUE! | #VALUE! | LDNO LV: LV UMS (Pseudo HH Metered) | #VALUE! | #VALUE! | #VALUE! | #VALUE! | #VALUE! | #VALUE!
LDNO HV: LV UMS (Pseudo HH Metered) | #VALUE! | #VALUE! | #VALUE! | #VALUE! | #VALUE! | #VALUE! | LDNO HV: LV UMS (Pseudo HH Metered) | #VALUE! | #VALUE! | #VALUE! | #VALUE! | #VALUE! | #VALUE!
> LV Generation NHH | [6 empty] | > LV Generation NHH
LV Generation NHH | 0% | 0% | 0% | 0 | 0 | 0 | LV Generation NHH | 0% | -0.1735% | -0.1735% | 0 | 0.10098 | 0.10098
LDNO LV: LV Generation NHH | #VALUE! | #VALUE! | #VALUE! | #VALUE! | #VALUE! | #VALUE! | LDNO LV: LV Generation NHH | #VALUE! | #VALUE! | #VALUE! | #VALUE! | #VALUE! | #VALUE!
LDNO HV: LV Generation NHH | #VALUE! | #VALUE! | #VALUE! | #VALUE! | #VALUE! | #VALUE! | LDNO HV: LV Generation NHH | #VALUE! | #VALUE! | #VALUE! | #VALUE! | #VALUE! | #VALUE!
> LV Sub Generation NHH | [6 empty] | > LV Sub Generation NHH
LV Sub Generation NHH | 0% | 0% | 0% | 0 | 0 | 0 | LV Sub Generation NHH | 0% | -0.1942% | -0.1942% | 0 | 0.19158 | 0.19158
LDNO HV: LV Sub Generation NHH | #VALUE! | #VALUE! | #VALUE! | #VALUE! | #VALUE! | #VALUE! | LDNO HV: LV Sub Generation NHH | #VALUE! | #VALUE! | #VALUE! | #VALUE! | #VALUE! | #VALUE!
> LV Generation Intermittent | [6 empty] | > LV Generation Intermittent
LV Generation Intermittent | 0% | 0% | 0% | 0 | 0 | 0 | LV Generation Intermittent | 0% | -0.1702% | -0.1702% | 0 | 3.3764 | 3.3764
LDNO LV: LV Generation Intermittent | #VALUE! | #VALUE! | #VALUE! | #VALUE! | #VALUE! | #VALUE! | LDNO LV: LV Generation Intermittent | #VALUE! | #VALUE! | #VALUE! | #VALUE! | #VALUE! | #VALUE!
LDNO HV: LV Generation Intermittent | #VALUE! | #VALUE! | #VALUE! | #VALUE! | #VALUE! | #VALUE! | LDNO HV: LV Generation Intermittent | #VALUE! | #VALUE! | #VALUE! | #VALUE! | #VALUE! | #VALUE!
> LV Generation Non-Intermittent | [6 empty] | > LV Generation Non-Intermittent
LV Generation Non-Intermittent | 0% | 0% | 0% | 0 | 0 | 0 | LV Generation Non-Intermittent | 0% | -0.1904% | -0.1904% | 0 | 27.2561 | 27.2561
LDNO LV: LV Generation Non-Intermittent | #VALUE! | #VALUE! | #VALUE! | #VALUE! | #VALUE! | #VALUE! | LDNO LV: LV Generation Non-Intermittent | #VALUE! | #VALUE! | #VALUE! | #VALUE! | #VALUE! | #VALUE!
LDNO HV: LV Generation Non-Intermittent | #VALUE! | #VALUE! | #VALUE! | #VALUE! | #VALUE! | #VALUE! | LDNO HV: LV Generation Non-Intermittent | #VALUE! | #VALUE! | #VALUE! | #VALUE! | #VALUE! | #VALUE!
> LV Sub Generation Intermittent | [6 empty] | > LV Sub Generation Intermittent
LV Sub Generation Intermittent | 0% | 0% | 0% | 0 | 0 | 0 | LV Sub Generation Intermittent | 0% | -0.1934% | -0.1934% | 0 | 7.2135 | 7.2135
LDNO HV: LV Sub Generation Intermittent | #VALUE! | #VALUE! | #VALUE! | #VALUE! | #VALUE! | #VALUE! | LDNO HV: LV Sub Generation Intermittent | #VALUE! | #VALUE! | #VALUE! | #VALUE! | #VALUE! | #VALUE!
> LV Sub Generation Non-Intermittent | [6 empty] | > LV Sub Generation Non-Intermittent
LV Sub Generation Non-Intermittent | 0% | 0% | 0% | 0 | 0 | 0 | LV Sub Generation Non-Intermittent | 0% | -0.206% | -0.206% | 0 | 0.61367 | 0.61367
LDNO HV: LV Sub Generation Non-Intermittent | #VALUE! | #VALUE! | #VALUE! | #VALUE! | #VALUE! | #VALUE! | LDNO HV: LV Sub Generation Non-Intermittent | #VALUE! | #VALUE! | #VALUE! | #VALUE! | #VALUE! | #VALUE!
> HV Generation Intermittent | [6 empty] | > HV Generation Intermittent
HV Generation Intermittent | 0% | 0% | 0% | 0 | 0 | 0 | HV Generation Intermittent | 0.003641% | -0.3449% | -0.3486% | -0.9855 | 93.362 | 94.3475
LDNO HV: HV Generation Intermittent | #VALUE! | #VALUE! | #VALUE! | #VALUE! | #VALUE! | #VALUE! | LDNO HV: HV Generation Intermittent | #VALUE! | #VALUE! | #VALUE! | #VALUE! | #VALUE! | #VALUE!
> HV Generation Non-Intermittent | [6 empty] | > HV Generation Non-Intermittent
HV Generation Non-Intermittent | 0% | 0% | 0% | 0 | 0 | 0 | HV Generation Non-Intermittent | 0.002613% | -0.2232% | -0.2258% | -0.9855 | 84.171 | 85.1565
LDNO HV: HV Generation Non-Intermittent | #VALUE! | #VALUE! | #VALUE! | #VALUE! | #VALUE! | #VALUE! | LDNO HV: HV Generation Non-Intermittent | #VALUE! | #VALUE! | #VALUE! | #VALUE! | #VALUE! | #VALUE!
> HV Sub Generation Non-Intermittent | [6 empty] | > HV Sub Generation Non-Intermittent
HV Sub Generation Non-Intermittent | 0% | 0% | 0% | 0 | 0 | 0 | HV Sub Generation Non-Intermittent | 0.004521% | -0.1928% | -0.1973% | -0.9855 | 42.038 | 43.0235
> HV Sub Generation Intermittent | [6 empty] | > HV Sub Generation Intermittent
HV Sub Generation Intermittent | 0% | 0% | 0% | 0 | 0 | 0 | HV Sub Generation Intermittent | 0.01186% | -0.3003% | -0.3121% | -0.9855 | 24.9576 | 25.9431

## HV SM - tariffs
Tariffs for Charging Year: Base Model
| Open LLFCs | PCs | Unit rate 1 p/kWh | Unit rate 2 p/kWh | Unit rate 3 p/kWh | Fixed charge p/MPAN/day | Capacity charge p/kVA/day | Reactive power charge p/kVArh | Closed LLFCs
Domestic Unrestricted | 101, 102 | 1 | 3.03 | 0 | 0 | 3.55 | 0 | 0
Domestic Two Rate | 103, 105, 111, 112, 113, 114, 115, 116, 117, 118, 119, 120, 131, 132, 133, 134, 147, 148, 149, 150 | 2 | 3.786 | 0.363 | 0 | 3.55 | 0 | 0 | 145, 146
Domestic Off Peak (related MPAN) | 104, 106, 130, 153, 155 | 2 | 0.327 | 0 | 0 | 0 | 0 | 0 | 135, 136, 137, 138, 140, 141, 142, 143
Small Non Domestic Unrestricted | 201, 202, 203, 209 | 3 | 2.722 | 0 | 0 | 4.51 | 0 | 0 | 207
Small Non Domestic Two Rate | 205, 211, 231, 232 | 4 | 2.923 | 0.214 | 0 | 4.51 | 0 | 0 | 208, 210
Small Non Domestic Off Peak (related MPAN) | 212 | 4 | 0.247 | 0 | 0 | 0 | 0 | 0 | 233, 234, 235, 236, 237
LV Medium Non-Domestic | 401, 402 | 5-8 | 3.099 | 0.206 | 0 | 22.2 | 0 | 0
LV Sub Medium Non-Domestic | 403, 404 | 5-8 | 2.736 | 0.179 | 0 | 28.53 | 0 | 0
HV Medium Non-Domestic |  | 5-8 | 1.839 | 0.106 | 0 | 365.41 | 0 | 0 | 405
LV HH Metered | 511, 591 | 0 | 12.403 | 0.908 | 0.155 | 17.35 | 2.34 | 0.666 | 501
LV Sub HH Metered | 513, 592 | 0 | 10.53 | 0.592 | 0.117 | 6.12 | 4.86 | 0.505 | 503
HV HH Metered | 515, 593 | 0 | 8.097 | 0.363 | 0.082 | 92.72 | 3.72 | 0.353 | 505
HV Sub HH Metered |  | 0 | 6.397 | 0.183 | 0.055 | 199.77 | 4.04 | 0.254 | 507, 517, 594
NHH UMS | 900, 901, 902, 903, 904, 905, 906, 907 | 1&8 | 2.373 | 0 | 0 | 0 | 0 | 0 | 912, 913
LV UMS (Pseudo HH Metered) | 910 | 0 | 15.658 | 1.588 | 0.524 | 0 | 0 | 0
LV Generation NHH | 781, 782, 783, 784, 785 | 8 | -1.153 | 0 | 0 | 0 | 0 | 0
LV Sub Generation NHH | 780 | 8 | -1.03 | 0 | 0 | 0 | 0 | 0
LV Generation Intermittent | 786, 787 | 0 | -1.153 | 0 | 0 | 0 | 0 | 0.433
LV Generation Non-Intermittent | 791, 795 | 0 | -8.529 | -0.844 | -0.125 | 0 | 0 | 0.433
LV Sub Generation Intermittent | 788, 789 | 0 | -1.03 | 0 | 0 | 0 | 0 | 0.403
LV Sub Generation Non-Intermittent | 792, 796 | 0 | -7.729 | -0.729 | -0.11 | 0 | 0 | 0.403
HV Generation Intermittent | 770, 771 | 0 | -0.664 | 0 | 0 | 67.71 | 0 | 0.307
HV Generation Non-Intermittent | 793, 797 | 0 | -5.514 | -0.356 | -0.065 | 67.71 | 0 | 0.307
HV Sub Generation Non-Intermittent | 794, 798 | 0 | -5.216 | -0.309 | -0.06 | 67.71 | 0 | 0.226
HV Sub Generation Intermittent | 772, 773 | 0 | -0.616 | 0 | 0 | 67.71 | 0 | 0.226
LDNO LV: Domestic Unrestricted | N/A | 1 | 2.0624 | 0 | 0 | 2.4164 | 0 | 0
LDNO LV: Domestic Two Rate | N/A | 2 | 2.577 | 0.24708 | 0 | 2.4164 | 0 | 0
LDNO LV: Domestic Off Peak (related MPAN) | N/A | 2 | 0.22258 | 0 | 0 | 0 | 0 | 0
LDNO LV: Small Non Domestic Unrestricted | N/A | 3 | 1.8528 | 0 | 0 | 3.0698 | 0 | 0
LDNO LV: Small Non Domestic Two Rate | N/A | 4 | 1.9896 | 0.14566 | 0 | 3.0698 | 0 | 0
LDNO LV: Small Non Domestic Off Peak (related MPAN) | N/A | 4 | 0.16812 | 0 | 0 | 0 | 0 | 0
LDNO LV: LV Medium Non-Domestic | N/A | 5-8 | 2.1094 | 0.14022 | 0 | 15.1108 | 0 | 0
LDNO LV: LV HH Metered | N/A | 0 | 8.4423 | 0.61804 | 0.1055 | 11.8095 | 1.5928 | 0.45332
LDNO LV: NHH UMS | N/A | 1&8 | 1.6152 | 0 | 0 | 0 | 0 | 0
LDNO LV: LV UMS (Pseudo HH Metered) | N/A | 0 | 10.6579 | 1.0809 | 0.35667 | 0 | 0 | 0
LDNO LV: LV Generation NHH | N/A | 8 | -1.153 | 0 | 0 | 0 | 0 | 0
LDNO LV: LV Generation Intermittent | N/A | 0 | -1.153 | 0 | 0 | 0 | 0 | 0.433
LDNO LV: LV Generation Non-Intermittent | N/A | 0 | -8.529 | -0.844 | -0.125 | 0 | 0 | 0.433
LDNO HV: Domestic Unrestricted | N/A | 1 | 1.2309 | 0 | 0 | 1.4421 | 0 | 0
LDNO HV: Domestic Two Rate | N/A | 2 | 1.538 | 0.14746 | 0 | 1.4421 | 0 | 0
LDNO HV: Domestic Off Peak (related MPAN) | N/A | 2 | 0.13284 | 0 | 0 | 0 | 0 | 0
LDNO HV: Small Non Domestic Unrestricted | N/A | 3 | 1.1058 | 0 | 0 | 1.8321 | 0 | 0
LDNO HV: Small Non Domestic Two Rate | N/A | 4 | 1.1874 | 0.086933 | 0 | 1.8321 | 0 | 0
LDNO HV: Small Non Domestic Off Peak (related MPAN) | N/A | 4 | 0.10034 | 0 | 0 | 0 | 0 | 0
LDNO HV: LV Medium Non-Domestic | N/A | 5-8 | 1.2589 | 0.083683 | 0 | 9.0183 | 0 | 0
LDNO HV: LV HH Metered | N/A | 0 | 5.0385 | 0.36886 | 0.062965 | 7.0481 | 0.95058 | 0.27055
LDNO HV: LV Sub HH Metered | N/A | 0 | 6.6174 | 0.37203 | 0.073526 | 3.846 | 3.0542 | 0.31736
LDNO HV: HV HH Metered | N/A | 0 | 5.6794 | 0.25461 | 0.057516 | 65.0352 | 2.6093 | 0.2476
LDNO HV: NHH UMS | N/A | 1&8 | 0.96398 | 0 | 0 | 0 | 0 | 0
LDNO HV: LV UMS (Pseudo HH Metered) | N/A | 0 | 6.3607 | 0.64509 | 0.21286 | 0 | 0 | 0
LDNO HV: LV Generation NHH | N/A | 8 | -1.153 | 0 | 0 | 0 | 0 | 0
LDNO HV: LV Sub Generation NHH | N/A | 8 | -1.03 | 0 | 0 | 0 | 0 | 0
LDNO HV: LV Generation Intermittent | N/A | 0 | -1.153 | 0 | 0 | 0 | 0 | 0.433
LDNO HV: LV Generation Non-Intermittent | N/A | 0 | -8.529 | -0.844 | -0.125 | 0 | 0 | 0.433
LDNO HV: LV Sub Generation Intermittent | N/A | 0 | -1.03 | 0 | 0 | 0 | 0 | 0.403
LDNO HV: LV Sub Generation Non-Intermittent | N/A | 0 | -7.729 | -0.729 | -0.11 | 0 | 0 | 0.403
LDNO HV: HV Generation Intermittent | N/A | 0 | -0.664 | 0 | 0 | 0 | 0 | 0.307
LDNO HV: HV Generation Non-Intermittent | N/A | 0 | -5.514 | -0.356 | -0.065 | 0 | 0 | 0.307
Tariffs for Charging Year: Scenario 1
| Open LLFCs | PCs | Unit rate 1 p/kWh | Unit rate 2 p/kWh | Unit rate 3 p/kWh | Fixed charge p/MPAN/day | Capacity charge p/kVA/day | Reactive power charge p/kVArh | Closed LLFCs
Domestic Unrestricted | 101, 102 | 1 | 3.03 | 0 | 0 | 3.55 | 0 | 0 | 0
Domestic Two Rate | 103, 105, 111, 112, 113, 114, 115, 116, 117, 118, 119, 120, 131, 132, 133, 134, 147, 148, 149, 150 | 2 | 3.786 | 0.363 | 0 | 3.55 | 0 | 0 | 145, 146
Domestic Off Peak (related MPAN) | 104, 106, 130, 153, 155 | 2 | 0.327 | 0 | 0 | 0 | 0 | 0 | 135, 136, 137, 138, 140, 141, 142, 143
Small Non Domestic Unrestricted | 201, 202, 203, 209 | 3 | 2.722 | 0 | 0 | 4.51 | 0 | 0 | 207
Small Non Domestic Two Rate | 205, 211, 231, 232 | 4 | 2.923 | 0.214 | 0 | 4.51 | 0 | 0 | 208, 210
Small Non Domestic Off Peak (related MPAN) | 212 | 4 | 0.247 | 0 | 0 | 0 | 0 | 0 | 233, 234, 235, 236, 237
LV Medium Non-Domestic | 401, 402 | 5-8 | 3.099 | 0.206 | 0 | 22.2 | 0 | 0 | 0
LV Sub Medium Non-Domestic | 403, 404 | 5-8 | 2.736 | 0.179 | 0 | 28.53 | 0 | 0 | 0
HV Medium Non-Domestic | 0 | 5-8 | 1.839 | 0.106 | 0 | 365.41 | 0 | 0 | 405
LV HH Metered | 511, 591 | 0 | 12.403 | 0.908 | 0.155 | 17.35 | 2.34 | 0.666 | 501
LV Sub HH Metered | 513, 592 | 0 | 10.53 | 0.592 | 0.117 | 6.12 | 4.86 | 0.505 | 503
HV HH Metered | 515, 593 | 0 | 8.097 | 0.363 | 0.082 | 92.72 | 3.72 | 0.353 | 505
HV Sub HH Metered | 0 | 0 | 6.397 | 0.183 | 0.055 | 199.77 | 4.04 | 0.254 | 507, 517, 594
NHH UMS | 900, 901, 902, 903, 904, 905, 906, 907 | 1&8 | 2.373 | 0 | 0 | 0 | 0 | 0 | 912, 913
LV UMS (Pseudo HH Metered) | 910 | 0 | 15.658 | 1.588 | 0.524 | 0 | 0 | 0 | 0
LV Generation NHH | 781, 782, 783, 784, 785 | 8 | -1.153 | 0 | 0 | 0 | 0 | 0 | 0
LV Sub Generation NHH | 780 | 8 | -1.03 | 0 | 0 | 0 | 0 | 0 | 0
LV Generation Intermittent | 786, 787 | 0 | -1.153 | 0 | 0 | 0 | 0 | 0.433 | 0
LV Generation Non-Intermittent | 791, 795 | 0 | -8.529 | -0.844 | -0.125 | 0 | 0 | 0.433 | 0
LV Sub Generation Intermittent | 788, 789 | 0 | -1.03 | 0 | 0 | 0 | 0 | 0.403 | 0
LV Sub Generation Non-Intermittent | 792, 796 | 0 | -7.729 | -0.729 | -0.11 | 0 | 0 | 0.403 | 0
HV Generation Intermittent | 770, 771 | 0 | -0.664 | 0 | 0 | 67.71 | 0 | 0.307 | 0
HV Generation Non-Intermittent | 793, 797 | 0 | -5.514 | -0.356 | -0.065 | 67.71 | 0 | 0.307 | 0
HV Sub Generation Non-Intermittent | 794, 798 | 0 | -5.216 | -0.309 | -0.06 | 67.71 | 0 | 0.226 | 0
HV Sub Generation Intermittent | 772, 773 | 0 | -0.616 | 0 | 0 | 67.71 | 0 | 0.226 | 0
LDNO LV: Domestic Unrestricted | N/A | 1 | 2.0624 | 0 | 0 | 2.4164 | 0 | 0 | 0
LDNO LV: Domestic Two Rate | N/A | 2 | 2.577 | 0.24708 | 0 | 2.4164 | 0 | 0 | 0
LDNO LV: Domestic Off Peak (related MPAN) | N/A | 2 | 0.22258 | 0 | 0 | 0 | 0 | 0 | 0
LDNO LV: Small Non Domestic Unrestricted | N/A | 3 | 1.8528 | 0 | 0 | 3.0698 | 0 | 0 | 0
LDNO LV: Small Non Domestic Two Rate | N/A | 4 | 1.9896 | 0.14566 | 0 | 3.0698 | 0 | 0 | 0
LDNO LV: Small Non Domestic Off Peak (related MPAN) | N/A | 4 | 0.16812 | 0 | 0 | 0 | 0 | 0 | 0
LDNO LV: LV Medium Non-Domestic | N/A | 5-8 | 2.1094 | 0.14022 | 0 | 15.1108 | 0 | 0 | 0
LDNO LV: LV HH Metered | N/A | 0 | 8.4423 | 0.61804 | 0.1055 | 11.8095 | 1.5928 | 0.45332 | 0
LDNO LV: NHH UMS | N/A | 1&8 | 1.6152 | 0 | 0 | 0 | 0 | 0 | 0
LDNO LV: LV UMS (Pseudo HH Metered) | N/A | 0 | 10.6579 | 1.0809 | 0.35667 | 0 | 0 | 0 | 0
LDNO LV: LV Generation NHH | N/A | 8 | -1.153 | 0 | 0 | 0 | 0 | 0 | 0
LDNO LV: LV Generation Intermittent | N/A | 0 | -1.153 | 0 | 0 | 0 | 0 | 0.433 | 0
LDNO LV: LV Generation Non-Intermittent | N/A | 0 | -8.529 | -0.844 | -0.125 | 0 | 0 | 0.433 | 0
LDNO HV: Domestic Unrestricted | N/A | 1 | 1.2309 | 0 | 0 | 1.4421 | 0 | 0 | 0
LDNO HV: Domestic Two Rate | N/A | 2 | 1.538 | 0.14746 | 0 | 1.4421 | 0 | 0 | 0
LDNO HV: Domestic Off Peak (related MPAN) | N/A | 2 | 0.13284 | 0 | 0 | 0 | 0 | 0 | 0
LDNO HV: Small Non Domestic Unrestricted | N/A | 3 | 1.1058 | 0 | 0 | 1.8321 | 0 | 0 | 0
LDNO HV: Small Non Domestic Two Rate | N/A | 4 | 1.1874 | 0.086933 | 0 | 1.8321 | 0 | 0 | 0
LDNO HV: Small Non Domestic Off Peak (related MPAN) | N/A | 4 | 0.10034 | 0 | 0 | 0 | 0 | 0 | 0
LDNO HV: LV Medium Non-Domestic | N/A | 5-8 | 1.2589 | 0.083683 | 0 | 9.0183 | 0 | 0 | 0
LDNO HV: LV HH Metered | N/A | 0 | 5.0385 | 0.36886 | 0.062965 | 7.0481 | 0.95058 | 0.27055 | 0
LDNO HV: LV Sub HH Metered | N/A | 0 | 6.6174 | 0.37203 | 0.073526 | 3.846 | 3.0542 | 0.31736 | 0
LDNO HV: HV HH Metered | N/A | 0 | 5.6794 | 0.25461 | 0.057516 | 65.0352 | 2.6093 | 0.2476 | 0
LDNO HV: NHH UMS | N/A | 1&8 | 0.96398 | 0 | 0 | 0 | 0 | 0 | 0
LDNO HV: LV UMS (Pseudo HH Metered) | N/A | 0 | 6.3607 | 0.64509 | 0.21286 | 0 | 0 | 0 | 0
LDNO HV: LV Generation NHH | N/A | 8 | -1.153 | 0 | 0 | 0 | 0 | 0 | 0
LDNO HV: LV Sub Generation NHH | N/A | 8 | -1.03 | 0 | 0 | 0 | 0 | 0 | 0
LDNO HV: LV Generation Intermittent | N/A | 0 | -1.153 | 0 | 0 | 0 | 0 | 0.433 | 0
LDNO HV: LV Generation Non-Intermittent | N/A | 0 | -8.529 | -0.844 | -0.125 | 0 | 0 | 0.433 | 0
LDNO HV: LV Sub Generation Intermittent | N/A | 0 | -1.03 | 0 | 0 | 0 | 0 | 0.403 | 0
LDNO HV: LV Sub Generation Non-Intermittent | N/A | 0 | -7.729 | -0.729 | -0.11 | 0 | 0 | 0.403 | 0
LDNO HV: HV Generation Intermittent | N/A | 0 | -0.664 | 0 | 0 | 0 | 0 | 0.307 | 0
LDNO HV: HV Generation Non-Intermittent | N/A | 0 | -5.514 | -0.356 | -0.065 | 0 | 0 | 0.307 | 0
Tariffs for Charging Year: Scenario 2
| Open LLFCs | PCs | Unit rate 1 p/kWh | Unit rate 2 p/kWh | Unit rate 3 p/kWh | Fixed charge p/MPAN/day | Capacity charge p/kVA/day | Reactive power charge p/kVArh | Closed LLFCs
Domestic Unrestricted | 101, 102 | 1 | 3.03 | 0 | 0 | 3.55 | 0 | 0 | 0
Domestic Two Rate | 103, 105, 111, 112, 113, 114, 115, 116, 117, 118, 119, 120, 131, 132, 133, 134, 147, 148, 149, 150 | 2 | 3.786 | 0.363 | 0 | 3.55 | 0 | 0 | 145, 146
Domestic Off Peak (related MPAN) | 104, 106, 130, 153, 155 | 2 | 0.327 | 0 | 0 | 0 | 0 | 0 | 135, 136, 137, 138, 140, 141, 142, 143
Small Non Domestic Unrestricted | 201, 202, 203, 209 | 3 | 2.722 | 0 | 0 | 4.51 | 0 | 0 | 207
Small Non Domestic Two Rate | 205, 211, 231, 232 | 4 | 2.923 | 0.214 | 0 | 4.51 | 0 | 0 | 208, 210
Small Non Domestic Off Peak (related MPAN) | 212 | 4 | 0.247 | 0 | 0 | 0 | 0 | 0 | 233, 234, 235, 236, 237
LV Medium Non-Domestic | 401, 402 | 5-8 | 3.099 | 0.206 | 0 | 22.2 | 0 | 0 | 0
LV Sub Medium Non-Domestic | 403, 404 | 5-8 | 2.736 | 0.179 | 0 | 28.53 | 0 | 0 | 0
HV Medium Non-Domestic | 0 | 5-8 | 1.839 | 0.106 | 0 | 365.41 | 0 | 0 | 405
LV HH Metered | 511, 591 | 0 | 12.403 | 0.908 | 0.155 | 17.35 | 2.34 | 0.666 | 501
LV Sub HH Metered | 513, 592 | 0 | 10.53 | 0.592 | 0.117 | 6.12 | 4.86 | 0.505 | 503
HV HH Metered | 515, 593 | 0 | 8.097 | 0.363 | 0.082 | 92.72 | 3.72 | 0.353 | 505
HV Sub HH Metered | 0 | 0 | 6.397 | 0.183 | 0.055 | 199.77 | 4.04 | 0.254 | 507, 517, 594
NHH UMS | 900, 901, 902, 903, 904, 905, 906, 907 | 1&8 | 2.373 | 0 | 0 | 0 | 0 | 0 | 912, 913
LV UMS (Pseudo HH Metered) | 910 | 0 | 15.658 | 1.588 | 0.524 | 0 | 0 | 0 | 0
LV Generation NHH | 781, 782, 783, 784, 785 | 8 | -1.153 | 0 | 0 | 0 | 0 | 0 | 0
LV Sub Generation NHH | 780 | 8 | -1.03 | 0 | 0 | 0 | 0 | 0 | 0
LV Generation Intermittent | 786, 787 | 0 | -1.153 | 0 | 0 | 0 | 0 | 0.433 | 0
LV Generation Non-Intermittent | 791, 795 | 0 | -8.529 | -0.844 | -0.125 | 0 | 0 | 0.433 | 0
LV Sub Generation Intermittent | 788, 789 | 0 | -1.03 | 0 | 0 | 0 | 0 | 0.403 | 0
LV Sub Generation Non-Intermittent | 792, 796 | 0 | -7.729 | -0.729 | -0.11 | 0 | 0 | 0.403 | 0
HV Generation Intermittent | 770, 771 | 0 | -0.664 | 0 | 0 | 67.71 | 0 | 0.307 | 0
HV Generation Non-Intermittent | 793, 797 | 0 | -5.514 | -0.356 | -0.065 | 67.71 | 0 | 0.307 | 0
HV Sub Generation Non-Intermittent | 794, 798 | 0 | -5.216 | -0.309 | -0.06 | 67.71 | 0 | 0.226 | 0
HV Sub Generation Intermittent | 772, 773 | 0 | -0.616 | 0 | 0 | 67.71 | 0 | 0.226 | 0
LDNO LV: Domestic Unrestricted | N/A | 1 | 2.0624 | 0 | 0 | 2.4164 | 0 | 0 | 0
LDNO LV: Domestic Two Rate | N/A | 2 | 2.577 | 0.24708 | 0 | 2.4164 | 0 | 0 | 0
LDNO LV: Domestic Off Peak (related MPAN) | N/A | 2 | 0.22258 | 0 | 0 | 0 | 0 | 0 | 0
LDNO LV: Small Non Domestic Unrestricted | N/A | 3 | 1.8528 | 0 | 0 | 3.0698 | 0 | 0 | 0
LDNO LV: Small Non Domestic Two Rate | N/A | 4 | 1.9896 | 0.14566 | 0 | 3.0698 | 0 | 0 | 0
LDNO LV: Small Non Domestic Off Peak (related MPAN) | N/A | 4 | 0.16812 | 0 | 0 | 0 | 0 | 0 | 0
LDNO LV: LV Medium Non-Domestic | N/A | 5-8 | 2.1094 | 0.14022 | 0 | 15.1108 | 0 | 0 | 0
LDNO LV: LV HH Metered | N/A | 0 | 8.4423 | 0.61804 | 0.1055 | 11.8095 | 1.5928 | 0.45332 | 0
LDNO LV: NHH UMS | N/A | 1&8 | 1.6152 | 0 | 0 | 0 | 0 | 0 | 0
LDNO LV: LV UMS (Pseudo HH Metered) | N/A | 0 | 10.6579 | 1.0809 | 0.35667 | 0 | 0 | 0 | 0
LDNO LV: LV Generation NHH | N/A | 8 | -1.153 | 0 | 0 | 0 | 0 | 0 | 0
LDNO LV: LV Generation Intermittent | N/A | 0 | -1.153 | 0 | 0 | 0 | 0 | 0.433 | 0
LDNO LV: LV Generation Non-Intermittent | N/A | 0 | -8.529 | -0.844 | -0.125 | 0 | 0 | 0.433 | 0
LDNO HV: Domestic Unrestricted | N/A | 1 | 1.2309 | 0 | 0 | 1.4421 | 0 | 0 | 0
LDNO HV: Domestic Two Rate | N/A | 2 | 1.538 | 0.14746 | 0 | 1.4421 | 0 | 0 | 0
LDNO HV: Domestic Off Peak (related MPAN) | N/A | 2 | 0.13284 | 0 | 0 | 0 | 0 | 0 | 0
LDNO HV: Small Non Domestic Unrestricted | N/A | 3 | 1.1058 | 0 | 0 | 1.8321 | 0 | 0 | 0
LDNO HV: Small Non Domestic Two Rate | N/A | 4 | 1.1874 | 0.086933 | 0 | 1.8321 | 0 | 0 | 0
LDNO HV: Small Non Domestic Off Peak (related MPAN) | N/A | 4 | 0.10034 | 0 | 0 | 0 | 0 | 0 | 0
LDNO HV: LV Medium Non-Domestic | N/A | 5-8 | 1.2589 | 0.083683 | 0 | 9.0183 | 0 | 0 | 0
LDNO HV: LV HH Metered | N/A | 0 | 5.0385 | 0.36886 | 0.062965 | 7.0481 | 0.95058 | 0.27055 | 0
LDNO HV: LV Sub HH Metered | N/A | 0 | 6.6174 | 0.37203 | 0.073526 | 3.846 | 3.0542 | 0.31736 | 0
LDNO HV: HV HH Metered | N/A | 0 | 5.6794 | 0.25461 | 0.057516 | 65.0352 | 2.6093 | 0.2476 | 0
LDNO HV: NHH UMS | N/A | 1&8 | 0.96398 | 0 | 0 | 0 | 0 | 0 | 0
LDNO HV: LV UMS (Pseudo HH Metered) | N/A | 0 | 6.3607 | 0.64509 | 0.21286 | 0 | 0 | 0 | 0
LDNO HV: LV Generation NHH | N/A | 8 | -1.153 | 0 | 0 | 0 | 0 | 0 | 0
LDNO HV: LV Sub Generation NHH | N/A | 8 | -1.03 | 0 | 0 | 0 | 0 | 0 | 0
LDNO HV: LV Generation Intermittent | N/A | 0 | -1.153 | 0 | 0 | 0 | 0 | 0.433 | 0
LDNO HV: LV Generation Non-Intermittent | N/A | 0 | -8.529 | -0.844 | -0.125 | 0 | 0 | 0.433 | 0
LDNO HV: LV Sub Generation Intermittent | N/A | 0 | -1.03 | 0 | 0 | 0 | 0 | 0.403 | 0
LDNO HV: LV Sub Generation Non-Intermittent | N/A | 0 | -7.729 | -0.729 | -0.11 | 0 | 0 | 0.403 | 0
LDNO HV: HV Generation Intermittent | N/A | 0 | -0.664 | 0 | 0 | 0 | 0 | 0.307 | 0
LDNO HV: HV Generation Non-Intermittent | N/A | 0 | -5.514 | -0.356 | -0.065 | 0 | 0 | 0.307 | 0
Tariffs for Charging Year: Scenario 3
| Open LLFCs | PCs | Unit rate 1 p/kWh | Unit rate 2 p/kWh | Unit rate 3 p/kWh | Fixed charge p/MPAN/day | Capacity charge p/kVA/day | Reactive power charge p/kVArh | Closed LLFCs
Domestic Unrestricted | 101, 102 | 1 | 3.03 | 0 | 0 | 3.55 | 0 | 0 | 0
Domestic Two Rate | 103, 105, 111, 112, 113, 114, 115, 116, 117, 118, 119, 120, 131, 132, 133, 134, 147, 148, 149, 150 | 2 | 3.786 | 0.363 | 0 | 3.55 | 0 | 0 | 145, 146
Domestic Off Peak (related MPAN) | 104, 106, 130, 153, 155 | 2 | 0.327 | 0 | 0 | 0 | 0 | 0 | 135, 136, 137, 138, 140, 141, 142, 143
Small Non Domestic Unrestricted | 201, 202, 203, 209 | 3 | 2.722 | 0 | 0 | 4.51 | 0 | 0 | 207
Small Non Domestic Two Rate | 205, 211, 231, 232 | 4 | 2.923 | 0.214 | 0 | 4.51 | 0 | 0 | 208, 210
Small Non Domestic Off Peak (related MPAN) | 212 | 4 | 0.247 | 0 | 0 | 0 | 0 | 0 | 233, 234, 235, 236, 237
LV Medium Non-Domestic | 401, 402 | 5-8 | 3.099 | 0.206 | 0 | 22.2 | 0 | 0 | 0
LV Sub Medium Non-Domestic | 403, 404 | 5-8 | 2.736 | 0.179 | 0 | 28.53 | 0 | 0 | 0
HV Medium Non-Domestic | 0 | 5-8 | 1.839 | 0.106 | 0 | 365.06 | 0 | 0 | 405
LV HH Metered | 511, 591 | 0 | 12.403 | 0.908 | 0.155 | 17.35 | 2.34 | 0.666 | 501
LV Sub HH Metered | 513, 592 | 0 | 10.53 | 0.592 | 0.117 | 6.12 | 4.86 | 0.505 | 503
HV HH Metered | 515, 593 | 0 | 8.097 | 0.363 | 0.082 | 92.36 | 3.72 | 0.353 | 505
HV Sub HH Metered | 0 | 0 | 6.397 | 0.183 | 0.055 | 198.99 | 4.04 | 0.254 | 507, 517, 594
NHH UMS | 900, 901, 902, 903, 904, 905, 906, 907 | 1&8 | 2.373 | 0 | 0 | 0 | 0 | 0 | 912, 913
LV UMS (Pseudo HH Metered) | 910 | 0 | 15.658 | 1.588 | 0.524 | 0 | 0 | 0 | 0
LV Generation NHH | 781, 782, 783, 784, 785 | 8 | -1.153 | 0 | 0 | 0 | 0 | 0 | 0
LV Sub Generation NHH | 780 | 8 | -1.03 | 0 | 0 | 0 | 0 | 0 | 0
LV Generation Intermittent | 786, 787 | 0 | -1.153 | 0 | 0 | 0 | 0 | 0.433 | 0
LV Generation Non-Intermittent | 791, 795 | 0 | -8.529 | -0.844 | -0.125 | 0 | 0 | 0.433 | 0
LV Sub Generation Intermittent | 788, 789 | 0 | -1.03 | 0 | 0 | 0 | 0 | 0.403 | 0
LV Sub Generation Non-Intermittent | 792, 796 | 0 | -7.729 | -0.729 | -0.11 | 0 | 0 | 0.403 | 0
HV Generation Intermittent | 770, 771 | 0 | -0.664 | 0 | 0 | 67.44 | 0 | 0.307 | 0
HV Generation Non-Intermittent | 793, 797 | 0 | -5.514 | -0.356 | -0.065 | 67.44 | 0 | 0.307 | 0
HV Sub Generation Non-Intermittent | 794, 798 | 0 | -5.216 | -0.309 | -0.06 | 67.44 | 0 | 0.226 | 0
HV Sub Generation Intermittent | 772, 773 | 0 | -0.616 | 0 | 0 | 67.44 | 0 | 0.226 | 0
LDNO LV: Domestic Unrestricted | N/A | 1 | 2.0624 | 0 | 0 | 2.4164 | 0 | 0 | 0
LDNO LV: Domestic Two Rate | N/A | 2 | 2.577 | 0.24708 | 0 | 2.4164 | 0 | 0 | 0
LDNO LV: Domestic Off Peak (related MPAN) | N/A | 2 | 0.22258 | 0 | 0 | 0 | 0 | 0 | 0
LDNO LV: Small Non Domestic Unrestricted | N/A | 3 | 1.8528 | 0 | 0 | 3.0698 | 0 | 0 | 0
LDNO LV: Small Non Domestic Two Rate | N/A | 4 | 1.9896 | 0.14566 | 0 | 3.0698 | 0 | 0 | 0
LDNO LV: Small Non Domestic Off Peak (related MPAN) | N/A | 4 | 0.16812 | 0 | 0 | 0 | 0 | 0 | 0
LDNO LV: LV Medium Non-Domestic | N/A | 5-8 | 2.1094 | 0.14022 | 0 | 15.1108 | 0 | 0 | 0
LDNO LV: LV HH Metered | N/A | 0 | 8.4423 | 0.61804 | 0.1055 | 11.8095 | 1.5928 | 0.45332 | 0
LDNO LV: NHH UMS | N/A | 1&8 | 1.6152 | 0 | 0 | 0 | 0 | 0 | 0
LDNO LV: LV UMS (Pseudo HH Metered) | N/A | 0 | 10.6579 | 1.0809 | 0.35667 | 0 | 0 | 0 | 0
LDNO LV: LV Generation NHH | N/A | 8 | -1.153 | 0 | 0 | 0 | 0 | 0 | 0
LDNO LV: LV Generation Intermittent | N/A | 0 | -1.153 | 0 | 0 | 0 | 0 | 0.433 | 0
LDNO LV: LV Generation Non-Intermittent | N/A | 0 | -8.529 | -0.844 | -0.125 | 0 | 0 | 0.433 | 0
LDNO HV: Domestic Unrestricted | N/A | 1 | 1.2309 | 0 | 0 | 1.4421 | 0 | 0 | 0
LDNO HV: Domestic Two Rate | N/A | 2 | 1.538 | 0.14746 | 0 | 1.4421 | 0 | 0 | 0
LDNO HV: Domestic Off Peak (related MPAN) | N/A | 2 | 0.13284 | 0 | 0 | 0 | 0 | 0 | 0
LDNO HV: Small Non Domestic Unrestricted | N/A | 3 | 1.1058 | 0 | 0 | 1.8321 | 0 | 0 | 0
LDNO HV: Small Non Domestic Two Rate | N/A | 4 | 1.1874 | 0.086933 | 0 | 1.8321 | 0 | 0 | 0
LDNO HV: Small Non Domestic Off Peak (related MPAN) | N/A | 4 | 0.10034 | 0 | 0 | 0 | 0 | 0 | 0
LDNO HV: LV Medium Non-Domestic | N/A | 5-8 | 1.2589 | 0.083683 | 0 | 9.0183 | 0 | 0 | 0
LDNO HV: LV HH Metered | N/A | 0 | 5.0385 | 0.36886 | 0.062965 | 7.0481 | 0.95058 | 0.27055 | 0
LDNO HV: LV Sub HH Metered | N/A | 0 | 6.6174 | 0.37203 | 0.073526 | 3.846 | 3.0542 | 0.31736 | 0
LDNO HV: HV HH Metered | N/A | 0 | 5.6794 | 0.25461 | 0.057516 | 64.7827 | 2.6093 | 0.2476 | 0
LDNO HV: NHH UMS | N/A | 1&8 | 0.96398 | 0 | 0 | 0 | 0 | 0 | 0
LDNO HV: LV UMS (Pseudo HH Metered) | N/A | 0 | 6.3607 | 0.64509 | 0.21286 | 0 | 0 | 0 | 0
LDNO HV: LV Generation NHH | N/A | 8 | -1.153 | 0 | 0 | 0 | 0 | 0 | 0
LDNO HV: LV Sub Generation NHH | N/A | 8 | -1.03 | 0 | 0 | 0 | 0 | 0 | 0
LDNO HV: LV Generation Intermittent | N/A | 0 | -1.153 | 0 | 0 | 0 | 0 | 0.433 | 0
LDNO HV: LV Generation Non-Intermittent | N/A | 0 | -8.529 | -0.844 | -0.125 | 0 | 0 | 0.433 | 0
LDNO HV: LV Sub Generation Intermittent | N/A | 0 | -1.03 | 0 | 0 | 0 | 0 | 0.403 | 0
LDNO HV: LV Sub Generation Non-Intermittent | N/A | 0 | -7.729 | -0.729 | -0.11 | 0 | 0 | 0.403 | 0
LDNO HV: HV Generation Intermittent | N/A | 0 | -0.664 | 0 | 0 | 0 | 0 | 0.307 | 0
LDNO HV: HV Generation Non-Intermittent | N/A | 0 | -5.514 | -0.356 | -0.065 | 0 | 0 | 0.307 | 0
Tariffs for Charging Year: Scenario 4
| Open LLFCs | PCs | Unit rate 1 p/kWh | Unit rate 2 p/kWh | Unit rate 3 p/kWh | Fixed charge p/MPAN/day | Capacity charge p/kVA/day | Reactive power charge p/kVArh | Closed LLFCs
Domestic Unrestricted | 101, 102 | 1 | 3.029 | 0 | 0 | 3.55 | 0 | 0 | 0
Domestic Two Rate | 103, 105, 111, 112, 113, 114, 115, 116, 117, 118, 119, 120, 131, 132, 133, 134, 147, 148, 149, 150 | 2 | 3.785 | 0.362 | 0 | 3.55 | 0 | 0 | 145, 146
Domestic Off Peak (related MPAN) | 104, 106, 130, 153, 155 | 2 | 0.327 | 0 | 0 | 0 | 0 | 0 | 135, 136, 137, 138, 140, 141, 142, 143
Small Non Domestic Unrestricted | 201, 202, 203, 209 | 3 | 2.721 | 0 | 0 | 4.5 | 0 | 0 | 207
Small Non Domestic Two Rate | 205, 211, 231, 232 | 4 | 2.922 | 0.214 | 0 | 4.5 | 0 | 0 | 208, 210
Small Non Domestic Off Peak (related MPAN) | 212 | 4 | 0.246 | 0 | 0 | 0 | 0 | 0 | 233, 234, 235, 236, 237
LV Medium Non-Domestic | 401, 402 | 5-8 | 3.098 | 0.206 | 0 | 22.13 | 0 | 0 | 0
LV Sub Medium Non-Domestic | 403, 404 | 5-8 | 2.735 | 0.179 | 0 | 28.4 | 0 | 0 | 0
HV Medium Non-Domestic | 0 | 5-8 | 1.84 | 0.106 | 0 | 367.99 | 0 | 0 | 405
LV HH Metered | 511, 591 | 0 | 12.406 | 0.907 | 0.155 | 17.34 | 2.34 | 0.666 | 501
LV Sub HH Metered | 513, 592 | 0 | 10.536 | 0.592 | 0.117 | 6.12 | 4.85 | 0.505 | 503
HV HH Metered | 515, 593 | 0 | 8.104 | 0.363 | 0.082 | 96.61 | 3.71 | 0.354 | 505
HV Sub HH Metered | 0 | 0 | 6.406 | 0.183 | 0.055 | 208.14 | 4.03 | 0.254 | 507, 517, 594
NHH UMS | 900, 901, 902, 903, 904, 905, 906, 907 | 1&8 | 2.373 | 0 | 0 | 0 | 0 | 0 | 912, 913
LV UMS (Pseudo HH Metered) | 910 | 0 | 15.659 | 1.587 | 0.524 | 0 | 0 | 0 | 0
LV Generation NHH | 781, 782, 783, 784, 785 | 8 | -1.151 | 0 | 0 | 0 | 0 | 0 | 0
LV Sub Generation NHH | 780 | 8 | -1.028 | 0 | 0 | 0 | 0 | 0 | 0
LV Generation Intermittent | 786, 787 | 0 | -1.151 | 0 | 0 | 0 | 0 | 0.432 | 0
LV Generation Non-Intermittent | 791, 795 | 0 | -8.513 | -0.842 | -0.125 | 0 | 0 | 0.432 | 0
LV Sub Generation Intermittent | 788, 789 | 0 | -1.028 | 0 | 0 | 0 | 0 | 0.402 | 0
LV Sub Generation Non-Intermittent | 792, 796 | 0 | -7.714 | -0.727 | -0.11 | 0 | 0 | 0.402 | 0
HV Generation Intermittent | 770, 771 | 0 | -0.662 | 0 | 0 | 70.55 | 0 | 0.307 | 0
HV Generation Non-Intermittent | 793, 797 | 0 | -5.504 | -0.355 | -0.065 | 70.55 | 0 | 0.307 | 0
HV Sub Generation Non-Intermittent | 794, 798 | 0 | -5.207 | -0.309 | -0.06 | 70.55 | 0 | 0.225 | 0
HV Sub Generation Intermittent | 772, 773 | 0 | -0.615 | 0 | 0 | 70.55 | 0 | 0.225 | 0
LDNO LV: Domestic Unrestricted | N/A | 1 | 2.0617 | 0 | 0 | 2.4164 | 0 | 0 | 0
LDNO LV: Domestic Two Rate | N/A | 2 | 2.5763 | 0.2464 | 0 | 2.4164 | 0 | 0 | 0
LDNO LV: Domestic Off Peak (related MPAN) | N/A | 2 | 0.22258 | 0 | 0 | 0 | 0 | 0 | 0
LDNO LV: Small Non Domestic Unrestricted | N/A | 3 | 1.8521 | 0 | 0 | 3.063 | 0 | 0 | 0
LDNO LV: Small Non Domestic Two Rate | N/A | 4 | 1.9889 | 0.14566 | 0 | 3.063 | 0 | 0 | 0
LDNO LV: Small Non Domestic Off Peak (related MPAN) | N/A | 4 | 0.16744 | 0 | 0 | 0 | 0 | 0 | 0
LDNO LV: LV Medium Non-Domestic | N/A | 5-8 | 2.1087 | 0.14022 | 0 | 15.0631 | 0 | 0 | 0
LDNO LV: LV HH Metered | N/A | 0 | 8.4443 | 0.61736 | 0.1055 | 11.8027 | 1.5928 | 0.45332 | 0
LDNO LV: NHH UMS | N/A | 1&8 | 1.6152 | 0 | 0 | 0 | 0 | 0 | 0
LDNO LV: LV UMS (Pseudo HH Metered) | N/A | 0 | 10.6585 | 1.0802 | 0.35667 | 0 | 0 | 0 | 0
LDNO LV: LV Generation NHH | N/A | 8 | -1.151 | 0 | 0 | 0 | 0 | 0 | 0
LDNO LV: LV Generation Intermittent | N/A | 0 | -1.151 | 0 | 0 | 0 | 0 | 0.432 | 0
LDNO LV: LV Generation Non-Intermittent | N/A | 0 | -8.513 | -0.842 | -0.125 | 0 | 0 | 0.432 | 0
LDNO HV: Domestic Unrestricted | N/A | 1 | 1.2305 | 0 | 0 | 1.4421 | 0 | 0 | 0
LDNO HV: Domestic Two Rate | N/A | 2 | 1.5376 | 0.14705 | 0 | 1.4421 | 0 | 0 | 0
LDNO HV: Domestic Off Peak (related MPAN) | N/A | 2 | 0.13284 | 0 | 0 | 0 | 0 | 0 | 0
LDNO HV: Small Non Domestic Unrestricted | N/A | 3 | 1.1053 | 0 | 0 | 1.828 | 0 | 0 | 0
LDNO HV: Small Non Domestic Two Rate | N/A | 4 | 1.187 | 0.086933 | 0 | 1.828 | 0 | 0 | 0
LDNO HV: Small Non Domestic Off Peak (related MPAN) | N/A | 4 | 0.099932 | 0 | 0 | 0 | 0 | 0 | 0
LDNO HV: LV Medium Non-Domestic | N/A | 5-8 | 1.2585 | 0.083683 | 0 | 8.9898 | 0 | 0 | 0
LDNO HV: LV HH Metered | N/A | 0 | 5.0397 | 0.36845 | 0.062965 | 7.044 | 0.95058 | 0.27055 | 0
LDNO HV: LV Sub HH Metered | N/A | 0 | 6.6211 | 0.37203 | 0.073526 | 3.846 | 3.0479 | 0.31736 | 0
LDNO HV: HV HH Metered | N/A | 0 | 5.6843 | 0.25461 | 0.057516 | 67.7637 | 2.6022 | 0.2483 | 0
LDNO HV: NHH UMS | N/A | 1&8 | 0.96398 | 0 | 0 | 0 | 0 | 0 | 0
LDNO HV: LV UMS (Pseudo HH Metered) | N/A | 0 | 6.3611 | 0.64469 | 0.21286 | 0 | 0 | 0 | 0
LDNO HV: LV Generation NHH | N/A | 8 | -1.151 | 0 | 0 | 0 | 0 | 0 | 0
LDNO HV: LV Sub Generation NHH | N/A | 8 | -1.028 | 0 | 0 | 0 | 0 | 0 | 0
LDNO HV: LV Generation Intermittent | N/A | 0 | -1.151 | 0 | 0 | 0 | 0 | 0.432 | 0
LDNO HV: LV Generation Non-Intermittent | N/A | 0 | -8.513 | -0.842 | -0.125 | 0 | 0 | 0.432 | 0
LDNO HV: LV Sub Generation Intermittent | N/A | 0 | -1.028 | 0 | 0 | 0 | 0 | 0.402 | 0
LDNO HV: LV Sub Generation Non-Intermittent | N/A | 0 | -7.714 | -0.727 | -0.11 | 0 | 0 | 0.402 | 0
LDNO HV: HV Generation Intermittent | N/A | 0 | -0.662 | 0 | 0 | 0 | 0 | 0.307 | 0
LDNO HV: HV Generation Non-Intermittent | N/A | 0 | -5.504 | -0.355 | -0.065 | 0 | 0 | 0.307 | 0

## HV SM - typical bill
| Y | Y+1 | Y+2 | Y+3 | Y+4
TARIFF | Base Model | Scenario 1 | Scenario 2 | Scenario 3 | Scenario 4
> Domestic Unrestricted
Domestic Unrestricted | 122.8392 | 122.8392 | 122.8392 | 122.8392 | 122.8384
LDNO LV: Domestic Unrestricted | 105.1997 | 105.1997 | 105.1997 | 105.1997 | 105.1921
LDNO HV: Domestic Unrestricted | 82.9586 | 82.9586 | 82.9586 | 82.9586 | 82.9474
> Domestic Two Rate
Domestic Two Rate | 149.7249 | 149.7249 | 149.7249 | 149.7249 | 149.6878
LDNO LV: Domestic Two Rate | 61.2999 | 61.2999 | 61.2999 | 61.2999 | 61.3034
LDNO HV: Domestic Two Rate | 44.9772 | 44.9772 | 44.9772 | 44.9772 | 44.9734
> Domestic Off Peak (related MPAN)
Domestic Off Peak (related MPAN) | 15.4706 | 15.4706 | 15.4706 | 15.4706 | 15.4706
LDNO LV: Domestic Off Peak (related MPAN)
LDNO HV: Domestic Off Peak (related MPAN)
> Small Non Domestic Unrestricted
Small Non Domestic Unrestricted | 435.3087 | 435.3087 | 435.3087 | 435.3087 | 435.1633
LDNO LV: Small Non Domestic Unrestricted | 204.9795 | 204.9795 | 204.9795 | 204.9795 | 204.9141
LDNO HV: Small Non Domestic Unrestricted | 448.2764 | 448.2764 | 448.2764 | 448.2764 | 448.1176
> Small Non Domestic Two Rate
Small Non Domestic Two Rate | 708.5555 | 708.5555 | 708.5555 | 708.5555 | 708.3335
LDNO LV: Small Non Domestic Two Rate | 1224.812 | 1224.812 | 1224.812 | 1224.812 | 1224.4094
LDNO HV: Small Non Domestic Two Rate | 306.5724 | 306.5724 | 306.5724 | 306.5724 | 306.475
> Small Non Domestic Off Peak (related MPAN)
Small Non Domestic Off Peak (related MPAN) | 14.653 | 14.653 | 14.653 | 14.653 | 14.5936
LDNO LV: Small Non Domestic Off Peak (related MPAN)
LDNO HV: Small Non Domestic Off Peak (related MPAN)
> LV Medium Non-Domestic
LV Medium Non-Domestic | 2794.7742 | 2794.7742 | 2794.7742 | 2794.7742 | 2793.8788
LDNO LV: LV Medium Non-Domestic
LDNO HV: LV Medium Non-Domestic | 586.1387 | 586.1387 | 586.1387 | 586.1387 | 585.9492
> LV Sub Medium Non-Domestic
LV Sub Medium Non-Domestic | 2611.9048 | 2611.9048 | 2611.9048 | 2611.9048 | 2610.8119
> HV Medium Non-Domestic
HV Medium Non-Domestic | 5518.6309 | 5518.6309 | 5518.6309 | 5517.3534 | 5533.9683
> LV HH Metered
LV HH Metered | 6767.9989 | 6767.9989 | 6767.9989 | 6767.9989 | 6770.949
LDNO LV: LV HH Metered
LDNO HV: LV HH Metered | 4114.6218 | 4114.6218 | 4114.6218 | 4114.6218 | 4117.5819
> LV Sub HH Metered
LV Sub HH Metered | 14323.4685 | 14323.4685 | 14323.4685 | 14323.4685 | 14330.7691
LDNO HV: LV Sub HH Metered
> HV HH Metered
HV HH Metered | 43381.2407 | 43381.2407 | 43381.2407 | 43379.9267 | 43419.1435
LDNO HV: HV HH Metered | 21629.7011 | 21629.7011 | 21629.7011 | 21628.7795 | 21651.1393
> HV Sub HH Metered
HV Sub HH Metered
> NHH UMS
NHH UMS | 2542.1565 | 2542.1565 | 2542.1565 | 2542.1565 | 2542.1565
LDNO LV: NHH UMS | 22.5835 | 22.5835 | 22.5835 | 22.5835 | 22.5835
LDNO HV: NHH UMS | 23.8461 | 23.8461 | 23.8461 | 23.8461 | 23.8461
> LV UMS (Pseudo HH Metered)
LV UMS (Pseudo HH Metered) | 214221.9163 | 214221.9163 | 214221.9163 | 214221.9163 | 214192.6861
LDNO LV: LV UMS (Pseudo HH Metered)
LDNO HV: LV UMS (Pseudo HH Metered)
> LV Generation NHH
LV Generation NHH | -58.2163 | -58.2163 | -58.2163 | -58.2163 | -58.1153
LDNO LV: LV Generation NHH
LDNO HV: LV Generation NHH
> LV Sub Generation NHH
LV Sub Generation NHH | -98.6638 | -98.6638 | -98.6638 | -98.6638 | -98.4722
LDNO HV: LV Sub Generation NHH
> LV Generation Intermittent
LV Generation Intermittent | -1983.5648 | -1983.5648 | -1983.5648 | -1983.5648 | -1980.1884
LDNO LV: LV Generation Intermittent
LDNO HV: LV Generation Intermittent
> LV Generation Non-Intermittent
LV Generation Non-Intermittent | -14314.5308 | -14314.5308 | -14314.5308 | -14314.5308 | -14287.2747
LDNO LV: LV Generation Non-Intermittent
LDNO HV: LV Generation Non-Intermittent
> LV Sub Generation Intermittent
LV Sub Generation Intermittent | -3729.775 | -3729.775 | -3729.775 | -3729.775 | -3722.5615
LDNO HV: LV Sub Generation Intermittent
> LV Sub Generation Non-Intermittent
LV Sub Generation Non-Intermittent | -297.91 | -297.91 | -297.91 | -297.91 | -297.2963
LDNO HV: LV Sub Generation Non-Intermittent
> HV Generation Intermittent
HV Generation Intermittent | -27065.6301 | -27065.6301 | -27065.6301 | -27066.6156 | -26972.2681
LDNO HV: HV Generation Intermittent
> HV Generation Non-Intermittent
HV Generation Non-Intermittent | -37716.2067 | -37716.2067 | -37716.2067 | -37717.1922 | -37632.0357
LDNO HV: HV Generation Non-Intermittent
> HV Sub Generation Non-Intermittent
HV Sub Generation Non-Intermittent | -21799.8932 | -21799.8932 | -21799.8932 | -21800.8787 | -21757.8553
> HV Sub Generation Intermittent
HV Sub Generation Intermittent | -8310.6265 | -8310.6265 | -8310.6265 | -8311.612 | -8285.6688