## Inputs
CDCM Input Data
| 2010/11 | 2011/12 |  |  |  | Instructions
RPI | -0.39% | 4.69% | <<< regulatory RPI: average Jul - Dec
Create your base model as year 2012/13 in the ARP
Ensure the future years in the ARP are the same as the base year (including volume forecasts)
1020. Gross asset cost by network level (£) | [5 empty] | Update the ARP data input sheet with table 1020 from this input sheet
Run the macros and copy the tariffs and typical bills from the ARP to the
| Base Model | Scenario 1 | Scenario 2 | Scenario 3 | Scenario 4 | appropriate sheet on this spreadsheet (you will need to unmerge the
Description | 2010/11 data | 2011/12 data | 2012/13 data | Base model + RPI | Scenario 3 + RPI | headings in the APR tariff sheet to enable the data be copy & pasted Change table 1020 back to the base value in the ARP
132kV | 38287511 | 40558086 | 42397008 | 38138189.7071 | 39926870.8044 | Update the ARP data input sheet with table 1022 from this input sheet
132kV/EHV | 32477662 | 37403731 | 39106356 | 32350999.1182 | 33868260.9768 | Run the macros and copy the tariffs and typical bills from the ARP to the
EHV | 52292106 | 57020842 | 59607696 | 52088166.7866 | 54531101.8089 | appropriate sheet on this spreadsheet.
EHV/HV | 56048156 | 70613526 | 73812370 | 55829568.1916 | 58447974.9398 | Change table 1022 back to the base value in the ARP
132kV/HV |  |  |  | 0 | 0 | Update the ARP data input sheet with table 1023 from this input sheet
HV | 95088790 | 116334947 | 107231851 | 94717943.719 | 99160215.2794 | Run the macros and copy the tariffs and typical bills from the ARP to the
HV/LV | 85194032 | 88265832 | 92686127 | 84861775.2752 | 88841792.5356 | appropriate sheet on this spreadsheet.
LV circuits | 68524016 | 53263767 | 55106404 | 68256772.3376 | 71458014.9602
1022. LV service model asset cost (£)
| Base Model | Scenario 1 | Scenario 2 | Scenario 3 | Scenario 4
Description | 2010/11 data | 2011/12 data | 2012/13 data | Base model + RPI | Scenario 3 + RPI
LV service model 1 | 8556 | 8556 | 9108 | 8522.6316 | 8922.343
LV service model 2 | 428 | 428 | 455 | 426.3308 | 446.3257
LV service model 3 | 2000 | 2000 | 2089 | 1992.2 | 2085.6342
LV service model 4 | 7151 | 6772 | 6118 | 7123.1111 | 7457.185
LV service model 5 | 224 | 224 | 242 | 223.1264 | 233.591
LV service model 6 | 0 |  |  | 0 | 0
LV service model 7 | 0 | 0 | 0 | 0 | 0
LV service model 8 | 0 | 0 | 0 | 0 | 0
1023. HV service model asset cost (£)
| Base Model | Scenario 1 | Scenario 2 | Scenario 3 | Scenario 4
Description | 2010/11 data | 2011/12 data | 2012/13 data | Base model + RPI | Scenario 3 + RPI
HV service model 1 | 19792 | 17130 | 23578 | 19714.8112 | 20639.4358
HV service model 2 | 17352 | 14690 | 17965 | 17284.3272 | 18094.9621
HV service model 3 | 1114 | 1114 | 1114 | 1109.6554 | 1161.6982
HV service model 4 | 0 | 0 | 0 | 0 | 0
HV service model 5 | 0 | 0 | 0 | 0 | 0

## 500MW - summary
Tariff Comparison
Scenario 1 vs Base | [6 empty] | Scenario 3 vs Base
| Unit rate 1 p/kWh | Unit rate 2 p/kWh | Unit rate 3 p/kWh | Fixed charge p/MPAN/day | Capacity charge p/kVA/day | Reactive power charge p/kVArh |  | Unit rate 1 p/kWh | Unit rate 2 p/kWh | Unit rate 3 p/kWh | Fixed charge p/MPAN/day | Capacity charge p/kVA/day | Reactive power charge p/kVArh
Domestic Unrestricted | 1.642% |  |  | -12.86% |  |  | Domestic Unrestricted | -0.04005% |  |  | 0%
Domestic Two Rate | 1.054% | 7.113% |  | -12.86% |  |  | Domestic Two Rate | 0% | 0% |  | 0%
Domestic Off Peak (related MPAN) | 5.932% | [5 empty] | Domestic Off Peak (related MPAN) | 0%
Small Non Domestic Unrestricted | 1.632% |  |  | -12.86% |  |  | Small Non Domestic Unrestricted | -0.04946% |  |  | 0%
Small Non Domestic Two Rate | 1.649% | 7.143% |  | -12.86% |  |  | Small Non Domestic Two Rate | -0.04456% | -0.5102% |  | 0%
Small Non Domestic Off Peak (related MPAN) | 6.19% | [5 empty] | Small Non Domestic Off Peak (related MPAN) | 0%
LV Medium Non-Domestic | 1.598% | 6.962% |  | -19.7% |  |  | LV Medium Non-Domestic | 0% | 0% |  | 0.03246%
LV Sub Medium Non-Domestic | 1.67% | 8.065% |  | -5.387% |  |  | LV Sub Medium Non-Domestic | 0% | 0% |  | 0.1132%
HV Medium Non-Domestic | -8.004% | -2.899% |  | 5.913% |  |  | HV Medium Non-Domestic | 0.1799% | 0% |  | 0.008773%
LV HH Metered | -1.977% | 8.392% | 6.818% | -6.977% | -1.78% | 0.4132% | LV HH Metered | 0.08737% | 0% | -1.136% | 0.3208% | 0% | 0%
LV Sub HH Metered | -4.974% | 5.3% | 4.545% | -7.01% | 14.05% | -3.2% | LV Sub HH Metered | 0.148% | -0.1767% | 0% | 0.3012% | -0.3268% | 0%
HV HH Metered | -9.826% | -1.852% | -1.667% | -7.003% | 17.54% | -9.14% | HV HH Metered | 0.2296% | 0% | 0% | 0.2891% | -0.3731% | 0%
HV Sub HH Metered | -12.06% | -5.263% | -7.317% | -7.005% | 10.47% | -11.32% | HV Sub HH Metered | 0.3008% | 0% | 0% | 0.2842% | 0% | 0%
NHH UMS | -3.52% | [5 empty] | NHH UMS | 0.1257%
LV UMS (Pseudo HH Metered) | -2.204% | -0.3908% | -5.268% |  |  |  | LV UMS (Pseudo HH Metered) | 0.04969% | 0.02792% | 0.2007%
Scenario 2 vs Base | [6 empty] | Scenario 4 vs Base
| Unit rate 1 p/kWh | Unit rate 2 p/kWh | Unit rate 3 p/kWh | Fixed charge p/MPAN/day | Capacity charge p/kVA/day | Reactive power charge p/kVArh |  | Unit rate 1 p/kWh | Unit rate 2 p/kWh | Unit rate 3 p/kWh | Fixed charge p/MPAN/day | Capacity charge p/kVA/day | Reactive power charge p/kVArh
Domestic Unrestricted | 1.722% |  |  | -12.86% |  |  | Domestic Unrestricted | 0.3204% |  |  | -1.837%
Domestic Two Rate | 1.054% | 7.95% |  | -12.86% |  |  | Domestic Two Rate | 0.1757% | 2.092% |  | -1.837%
Domestic Off Peak (related MPAN) | 6.356% | [5 empty] | Domestic Off Peak (related MPAN) | 1.695%
Small Non Domestic Unrestricted | 1.682% |  |  | -12.86% |  |  | Small Non Domestic Unrestricted | 0.2967% |  |  | -1.837%
Small Non Domestic Two Rate | 1.693% | 7.653% |  | -12.86% |  |  | Small Non Domestic Two Rate | 0.3119% | 2.041% |  | -1.837%
Small Non Domestic Off Peak (related MPAN) | 6.667% | [5 empty] | Small Non Domestic Off Peak (related MPAN) | 1.905%
LV Medium Non-Domestic | 1.649% | 7.595% |  | -18.76% |  |  | LV Medium Non-Domestic | 0.3093% | 1.899% |  | -0.2921%
LV Sub Medium Non-Domestic | 0.9895% | 8.065% |  | -4.157% |  |  | LV Sub Medium Non-Domestic | -0.1237% | 1.613% |  | -1.262%
HV Medium Non-Domestic | -7.734% | 0% |  | 5.444% |  |  | HV Medium Non-Domestic | -1.978% | 0% |  | -0.09212%
LV HH Metered | -2.599% | 8.741% | 7.955% | -7.779% | 0.2967% | 0% | LV HH Metered | -1.048% | 1.748% | 1.136% | -3.047% | 2.967% | -0.4132%
LV Sub HH Metered | -4.342% | 8.127% | 6.818% | -7.749% | 7.516% | -2% | LV Sub HH Metered | -1.648% | 1.237% | 1.136% | -3.067% | 2.614% | -1.2%
HV HH Metered | -10.06% | 0% | 0% | -7.749% | 17.16% | -9.14% | HV HH Metered | -2.599% | 0.2646% | 0% | -3.068% | 2.612% | -2.688%
HV Sub HH Metered | -12.93% | -4.453% | -4.878% | -7.751% | 15.18% | -11.95% | HV Sub HH Metered | -3.398% | -1.215% | -2.439% | -3.076% | 2.618% | -3.145%
NHH UMS | -3.865% | [5 empty] | NHH UMS | -1.508%
LV UMS (Pseudo HH Metered) | -2.396% | -0.335% | -5.77% |  |  |  | LV UMS (Pseudo HH Metered) | -0.5395% | -0.4467% | -2.408%
Scenario 2 vs Scenario 1 | [6 empty] | Scenario 4 vs Scenario 3
| Unit rate 1 p/kWh | Unit rate 2 p/kWh | Unit rate 3 p/kWh | Fixed charge p/MPAN/day | Capacity charge p/kVA/day | Reactive power charge p/kVArh |  | Unit rate 1 p/kWh | Unit rate 2 p/kWh | Unit rate 3 p/kWh | Fixed charge p/MPAN/day | Capacity charge p/kVA/day | Reactive power charge p/kVArh
Domestic Unrestricted | 0.0788% |  |  | 0% |  |  | Domestic Unrestricted | 0.3606% |  |  | -1.837%
Domestic Two Rate | 0% | 0.7813% |  | 0% |  |  | Domestic Two Rate | 0.1757% | 2.092% |  | -1.837%
Domestic Off Peak (related MPAN) | 0.4% | [5 empty] | Domestic Off Peak (related MPAN) | 1.695%
Small Non Domestic Unrestricted | 0.04866% |  |  | 0% |  |  | Small Non Domestic Unrestricted | 0.3464% |  |  | -1.837%
Small Non Domestic Two Rate | 0.04384% | 0.4762% |  | 0% |  |  | Small Non Domestic Two Rate | 0.3567% | 2.564% |  | -1.837%
Small Non Domestic Off Peak (related MPAN) | 0.4484% | [5 empty] | Small Non Domestic Off Peak (related MPAN) | 1.905%
LV Medium Non-Domestic | 0.05074% | 0.5917% |  | 1.172% |  |  | LV Medium Non-Domestic | 0.3093% | 1.899% |  | -0.3245%
LV Sub Medium Non-Domestic | -0.6691% | 0% |  | 1.299% |  |  | LV Sub Medium Non-Domestic | -0.1237% | 1.613% |  | -1.373%
HV Medium Non-Domestic | 0.2933% | 2.985% |  | -0.4432% |  |  | HV Medium Non-Domestic | -2.154% | 0% |  | -0.1009%
LV HH Metered | -0.6351% | 0.3226% | 1.064% | -0.8621% | 2.115% | -0.4115% | LV HH Metered | -1.135% | 1.748% | 2.299% | -3.357% | 2.967% | -0.4132%
LV Sub HH Metered | 0.6647% | 2.685% | 2.174% | -0.7951% | -5.731% | 1.24% | LV Sub HH Metered | -1.793% | 1.416% | 1.136% | -3.358% | 2.951% | -1.2%
HV HH Metered | -0.2547% | 1.887% | 1.695% | -0.8022% | -0.3175% | 0% | HV HH Metered | -2.822% | 0.2646% | 0% | -3.347% | 2.996% | -2.688%
HV Sub HH Metered | -0.9918% | 0.8547% | 2.632% | -0.8022% | 4.265% | -0.7092% | HV Sub HH Metered | -3.688% | -1.215% | -2.439% | -3.351% | 2.618% | -3.145%
NHH UMS | -0.3583% | [5 empty] | NHH UMS | -1.632%
LV UMS (Pseudo HH Metered) | -0.196% | 0.05605% | -0.5297% |  |  |  | LV UMS (Pseudo HH Metered) | -0.5889% | -0.4745% | -2.604%
Typical Bill Comparison
| Percentage Change |  |  | Absolute Change (£) |  |  |  | Percentage Change |  |  | Absolute Change (£)
TARIFF | Scenario 1 vs Base | Scenario 2 vs Base | Scenario 2 vs Scenario 1 | Scenario 1 vs Base | Scenario 2 vs Base | Scenario 2 vs Scenario 1 | TARIFF | Scenario 3 vs Base | Scenario 4 vs Base | Scenario 4 vs Scenario 3 | Scenario 3 vs Base | Scenario 4 vs Base | Scenario 4 vs Scenario 3
> Domestic Unrestricted | [6 empty] | > Domestic Unrestricted
Domestic Unrestricted | -0.2121% | -0.1422% | 0.07001% | -0.23071 | -0.15472 | 0.07599 | Domestic Unrestricted | -0.03493% | 0.04455% | 0.0795% | -0.037995 | 0.048459 | 0.086454
LDNO LV: Domestic Unrestricted | -1.688% | -1.627% | 0.06276% | -0.69016 | -0.66494 | 0.025223 | LDNO LV: Domestic Unrestricted | -0.03085% | -0.1751% | -0.1443% | -0.012612 | -0.07157 | -0.058958
LDNO HV: Domestic Unrestricted | -0.4382% | -0.3696% | 0.06891% | -0.18737 | -0.15803 | 0.029335 | LDNO HV: Domestic Unrestricted | -0.0343% | 0.01091% | 0.04523% | -0.014667 | 0.0046637 | 0.019331
> Domestic Two Rate | [6 empty] | > Domestic Two Rate
Domestic Two Rate | -0.2423% | -0.1842% | 0.05829% | -0.27299 | -0.20748 | 0.065504 | Domestic Two Rate | 0% | 0.06041% | 0.06041% | 0 | 0.068049 | 0.068049
LDNO LV: Domestic Two Rate | -1.218% | -1.177% | 0.04121% | -0.61979 | -0.59908 | 0.020709 | LDNO LV: Domestic Two Rate | 0% | -0.1024% | -0.1024% | 0 | -0.052119 | -0.052119
LDNO HV: Domestic Two Rate | -0.4751% | -0.4236% | 0.05177% | -0.21311 | -0.19 | 0.02311 | LDNO HV: Domestic Two Rate | 0% | 0.0185% | 0.0185% | 0 | 0.0082965 | 0.0082965
> Domestic Off Peak (related MPAN) | [6 empty] | > Domestic Off Peak (related MPAN)
Domestic Off Peak (related MPAN) | 5.932% | 6.356% | 0.4% | 0.59469 | 0.63717 | 0.042478 | Domestic Off Peak (related MPAN) | 0% | 1.695% | 1.695% | 0 | 0.16991 | 0.16991
LDNO LV: Domestic Off Peak (related MPAN) | #VALUE! | #VALUE! | #VALUE! | #VALUE! | #VALUE! | #VALUE! | LDNO LV: Domestic Off Peak (related MPAN) | #VALUE! | #VALUE! | #VALUE! | #VALUE! | #VALUE! | #VALUE!
LDNO HV: Domestic Off Peak (related MPAN) | #VALUE! | #VALUE! | #VALUE! | #VALUE! | #VALUE! | #VALUE! | LDNO HV: Domestic Off Peak (related MPAN) | #VALUE! | #VALUE! | #VALUE! | #VALUE! | #VALUE! | #VALUE!
> Small Non Domestic Unrestricted | [6 empty] | > Small Non Domestic Unrestricted
Small Non Domestic Unrestricted | 1% | 1.048% | 0.04683% | 3.1926 | 3.3436 | 0.15094 | Small Non Domestic Unrestricted | -0.0473% | 0.2037% | 0.2512% | -0.15094 | 0.65016 | 0.8011
LDNO LV: Small Non Domestic Unrestricted | 0.1026% | 0.1468% | 0.04419% | 0.091264 | 0.13061 | 0.039349 | LDNO LV: Small Non Domestic Unrestricted | -0.04424% | 0.07153% | 0.1158% | -0.039349 | 0.063629 | 0.10298
LDNO HV: Small Non Domestic Unrestricted | 0.9157% | 0.9628% | 0.04659% | 1.1363 | 1.1946 | 0.058334 | LDNO HV: Small Non Domestic Unrestricted | -0.04701% | 0.1913% | 0.2384% | -0.058334 | 0.23733 | 0.29566
> Small Non Domestic Two Rate | [6 empty] | > Small Non Domestic Two Rate
Small Non Domestic Two Rate | 1.359% | 1.417% | 0.05738% | 5.8639 | 6.1149 | 0.251 | Small Non Domestic Two Rate | -0.05816% | 0.2985% | 0.3569% | -0.251 | 1.2883 | 1.5393
LDNO LV: Small Non Domestic Two Rate | -0.6839% | -0.6465% | 0.03766% | -0.39932 | -0.37749 | 0.021836 | LDNO LV: Small Non Domestic Two Rate | -0.0374% | -0.03359% | 0.003808% | -0.021836 | -0.019613 | 0.0022222
LDNO HV: Small Non Domestic Two Rate | 1.378% | 1.431% | 0.05186% | 3.234 | 3.3574 | 0.1234 | LDNO HV: Small Non Domestic Two Rate | -0.05258% | 0.2899% | 0.3426% | -0.1234 | 0.68028 | 0.80368
> Small Non Domestic Off Peak (related MPAN) | [6 empty] | > Small Non Domestic Off Peak (related MPAN)
Small Non Domestic Off Peak (related MPAN) | 6.19% | 6.667% | 0.4484% | 0.93481 | 1.0067 | 0.071909 | Small Non Domestic Off Peak (related MPAN) | 0% | 1.905% | 1.905% | 0 | 0.28763 | 0.28763
LDNO LV: Small Non Domestic Off Peak (related MPAN) | #VALUE! | #VALUE! | #VALUE! | #VALUE! | #VALUE! | #VALUE! | LDNO LV: Small Non Domestic Off Peak (related MPAN) | #VALUE! | #VALUE! | #VALUE! | #VALUE! | #VALUE! | #VALUE!
LDNO HV: Small Non Domestic Off Peak (related MPAN) | #VALUE! | #VALUE! | #VALUE! | #VALUE! | #VALUE! | #VALUE! | LDNO HV: Small Non Domestic Off Peak (related MPAN) | #VALUE! | #VALUE! | #VALUE! | #VALUE! | #VALUE! | #VALUE!
> LV Medium Non-Domestic | [6 empty] | > LV Medium Non-Domestic
LV Medium Non-Domestic | 0.4679% | 0.5813% | 0.1129% | 9.1284 | 11.3413 | 2.2129 | LV Medium Non-Domestic | 0.001871% | 0.3036% | 0.3017% | 0.0365 | 5.9225 | 5.886
LDNO LV: LV Medium Non-Domestic | -2.388% | -2.158% | 0.2358% | -9.494 | -8.5789 | 0.9151 | LDNO LV: LV Medium Non-Domestic | 0.006197% | 0.2184% | 0.2122% | 0.024637 | 0.86824 | 0.84361
LDNO HV: LV Medium Non-Domestic | #VALUE! | #VALUE! | #VALUE! | #VALUE! | #VALUE! | #VALUE! | LDNO HV: LV Medium Non-Domestic | #VALUE! | #VALUE! | #VALUE! | #VALUE! | #VALUE! | #VALUE!
> LV Sub Medium Non-Domestic | [6 empty] | > LV Sub Medium Non-Domestic
LV Sub Medium Non-Domestic | 1.009% | 0.5529% | -0.4514% | 20.5595 | 11.267 | -9.2924 | LV Sub Medium Non-Domestic | 0.01254% | -0.217% | -0.2295% | 0.2555 | -4.4216 | -4.6771
> HV Medium Non-Domestic | [6 empty] | > HV Medium Non-Domestic
HV Medium Non-Domestic | -2.586% | -2.567% | 0.019% | -55.9317 | -55.5315 | 0.40025 | HV Medium Non-Domestic | 0.1118% | -1.228% | -1.338% | 2.4178 | -26.5597 | -28.9775
> LV HH Metered | [6 empty] | > LV HH Metered
LV HH Metered | -0.06157% | 0.4914% | 0.5533% | -3.077 | 24.5557 | 27.6327 | LV HH Metered | 0.008021% | 0.8852% | 0.8771% | 0.40083 | 44.2363 | 43.8355
LDNO LV: LV HH Metered | #VALUE! | #VALUE! | #VALUE! | #VALUE! | #VALUE! | #VALUE! | LDNO LV: LV HH Metered | #VALUE! | #VALUE! | #VALUE! | #VALUE! | #VALUE! | #VALUE!
LDNO HV: LV HH Metered | 0.7423% | 0.4134% | -0.3265% | 21.3438 | 11.8857 | -9.4581 | LDNO HV: LV HH Metered | 0.02074% | -0.3269% | -0.3476% | 0.5964 | -9.3998 | -9.9962
> LV Sub HH Metered | [6 empty] | > LV Sub HH Metered
LV Sub HH Metered | 3.15% | 1.788% | -1.321% | 356.5565 | 202.3055 | -154.251 | LV Sub HH Metered | -0.06261% | 0.2691% | 0.3319% | -7.0858 | 30.4546 | 37.5404
LDNO HV: LV Sub HH Metered | #VALUE! | #VALUE! | #VALUE! | #VALUE! | #VALUE! | #VALUE! | LDNO HV: LV Sub HH Metered | #VALUE! | #VALUE! | #VALUE! | #VALUE! | #VALUE! | #VALUE!
> HV HH Metered | [6 empty] | > HV HH Metered
HV HH Metered | -0.184% | -0.1367% | 0.04741% | -53.728 | -39.9084 | 13.8196 | HV HH Metered | 0.006948% | -0.5761% | -0.583% | 2.029 | -168.2307 | -170.2597
LDNO HV: HV HH Metered | #VALUE! | #VALUE! | #VALUE! | #VALUE! | #VALUE! | #VALUE! | LDNO HV: HV HH Metered | #VALUE! | #VALUE! | #VALUE! | #VALUE! | #VALUE! | #VALUE!
> HV Sub HH Metered | [6 empty] | > HV Sub HH Metered
HV Sub HH Metered | #VALUE! | #VALUE! | #VALUE! | #VALUE! | #VALUE! | #VALUE! | HV Sub HH Metered | #VALUE! | #VALUE! | #VALUE! | #VALUE! | #VALUE! | #VALUE!
> NHH UMS | [6 empty] | > NHH UMS
NHH UMS | -3.52% | -3.865% | -0.3583% | -121.9015 | -133.874 | -11.9725 | NHH UMS | 0.1257% | -1.508% | -1.632% | 4.3536 | -52.2435 | -56.5971
LDNO LV: NHH UMS | -3.52% | -3.865% | -0.3583% | -1.9389 | -2.1294 | -0.19043 | LDNO LV: NHH UMS | 0.1257% | -1.508% | -1.632% | 0.069248 | -0.83098 | -0.90022
LDNO HV: NHH UMS | -3.52% | -3.865% | -0.3583% | -4.2708 | -4.6903 | -0.41946 | LDNO HV: NHH UMS | 0.1257% | -1.508% | -1.632% | 0.15253 | -1.8304 | -1.9829
> LV UMS (Pseudo HH Metered) | [6 empty] | > LV UMS (Pseudo HH Metered)
LV UMS (Pseudo HH Metered) | -3.581% | -3.904% | -0.335% | -14045.7436 | -15312.7935 | -1267.05 | LV UMS (Pseudo HH Metered) | 0.1259% | -1.505% | -1.629% | 493.9648 | -5903.3795 | -6397.3444
LDNO LV: LV UMS (Pseudo HH Metered) | #VALUE! | #VALUE! | #VALUE! | #VALUE! | #VALUE! | #VALUE! | LDNO LV: LV UMS (Pseudo HH Metered) | #VALUE! | #VALUE! | #VALUE! | #VALUE! | #VALUE! | #VALUE!
LDNO HV: LV UMS (Pseudo HH Metered) | #VALUE! | #VALUE! | #VALUE! | #VALUE! | #VALUE! | #VALUE! | LDNO HV: LV UMS (Pseudo HH Metered) | #VALUE! | #VALUE! | #VALUE! | #VALUE! | #VALUE! | #VALUE!
> LV Generation NHH | [6 empty] | > LV Generation NHH
LV Generation NHH | 11.22% | 12.59% | 1.233% | -14.067 | -15.7863 | -1.7193 | LV Generation NHH | -0.3741% | 3.117% | 3.504% | 0.4689 | -3.9075 | -4.3764
LDNO LV: LV Generation NHH | #VALUE! | #VALUE! | #VALUE! | #VALUE! | #VALUE! | #VALUE! | LDNO LV: LV Generation NHH | #VALUE! | #VALUE! | #VALUE! | #VALUE! | #VALUE! | #VALUE!
LDNO HV: LV Generation NHH | #VALUE! | #VALUE! | #VALUE! | #VALUE! | #VALUE! | #VALUE! | LDNO HV: LV Generation NHH | #VALUE! | #VALUE! | #VALUE! | #VALUE! | #VALUE! | #VALUE!
> LV Sub Generation NHH | [6 empty] | > LV Sub Generation NHH
LV Sub Generation NHH | #VALUE! | #VALUE! | #VALUE! | #VALUE! | #VALUE! | #VALUE! | LV Sub Generation NHH | #VALUE! | #VALUE! | #VALUE! | #VALUE! | #VALUE! | #VALUE!
LDNO HV: LV Sub Generation NHH | #VALUE! | #VALUE! | #VALUE! | #VALUE! | #VALUE! | #VALUE! | LDNO HV: LV Sub Generation NHH | #VALUE! | #VALUE! | #VALUE! | #VALUE! | #VALUE! | #VALUE!
> LV Generation Intermittent | [6 empty] | > LV Generation Intermittent
LV Generation Intermittent | 11.22% | 12.59% | 1.233% | -78.6015 | -88.2074 | -9.606 | LV Generation Intermittent | -0.374% | 3.117% | 3.504% | 2.6196 | -21.8328 | -24.4524
LDNO LV: LV Generation Intermittent | #VALUE! | #VALUE! | #VALUE! | #VALUE! | #VALUE! | #VALUE! | LDNO LV: LV Generation Intermittent | #VALUE! | #VALUE! | #VALUE! | #VALUE! | #VALUE! | #VALUE!
LDNO HV: LV Generation Intermittent | #VALUE! | #VALUE! | #VALUE! | #VALUE! | #VALUE! | #VALUE! | LDNO HV: LV Generation Intermittent | #VALUE! | #VALUE! | #VALUE! | #VALUE! | #VALUE! | #VALUE!
> LV Generation Non-Intermittent | [6 empty] | > LV Generation Non-Intermittent
LV Generation Non-Intermittent | 11.19% | 12.64% | 1.307% | -111.4858 | -125.9736 | -14.4878 | LV Generation Non-Intermittent | -0.3235% | 3.109% | 3.444% | 3.2242 | -30.9876 | -34.2117
LDNO LV: LV Generation Non-Intermittent | #VALUE! | #VALUE! | #VALUE! | #VALUE! | #VALUE! | #VALUE! | LDNO LV: LV Generation Non-Intermittent | #VALUE! | #VALUE! | #VALUE! | #VALUE! | #VALUE! | #VALUE!
LDNO HV: LV Generation Non-Intermittent | #VALUE! | #VALUE! | #VALUE! | #VALUE! | #VALUE! | #VALUE! | LDNO HV: LV Generation Non-Intermittent | #VALUE! | #VALUE! | #VALUE! | #VALUE! | #VALUE! | #VALUE!
> LV Sub Generation Intermittent | [6 empty] | > LV Sub Generation Intermittent
LV Sub Generation Intermittent | 13.75% | 14.33% | 0.5121% | -1.3654 | -1.4232 | -0.057846 | LV Sub Generation Intermittent | -0.3686% | 3.115% | 3.496% | 0.0366 | -0.30932 | -0.34592
LDNO HV: LV Sub Generation Intermittent | #VALUE! | #VALUE! | #VALUE! | #VALUE! | #VALUE! | #VALUE! | LDNO HV: LV Sub Generation Intermittent | #VALUE! | #VALUE! | #VALUE! | #VALUE! | #VALUE! | #VALUE!
> LV Sub Generation Non-Intermittent | [6 empty] | > LV Sub Generation Non-Intermittent
LV Sub Generation Non-Intermittent | 13.68% | 14.19% | 0.4417% | -2.7762 | -2.878 | -0.10187 | LV Sub Generation Non-Intermittent | -0.229% | 3.193% | 3.43% | 0.04646 | -0.64778 | -0.69424
LDNO HV: LV Sub Generation Non-Intermittent | #VALUE! | #VALUE! | #VALUE! | #VALUE! | #VALUE! | #VALUE! | LDNO HV: LV Sub Generation Non-Intermittent | #VALUE! | #VALUE! | #VALUE! | #VALUE! | #VALUE! | #VALUE!
> HV Generation Intermittent | [6 empty] | > HV Generation Intermittent
HV Generation Intermittent | 9.584% | 13.75% | 3.802% | -1335.3634 | -1915.8218 | -580.4584 | HV Generation Intermittent | -0.2635% | 3.118% | 3.39% | 36.7206 | -434.4157 | -471.1362
LDNO HV: HV Generation Intermittent | #VALUE! | #VALUE! | #VALUE! | #VALUE! | #VALUE! | #VALUE! | LDNO HV: HV Generation Intermittent | #VALUE! | #VALUE! | #VALUE! | #VALUE! | #VALUE! | #VALUE!
> HV Generation Non-Intermittent | [6 empty] | > HV Generation Non-Intermittent
HV Generation Non-Intermittent | 9.407% | 13.53% | 3.768% | -2264.1027 | -3256.3459 | -992.2432 | HV Generation Non-Intermittent | -0.4108% | 2.86% | 3.284% | 98.8587 | -688.2645 | -787.1232
LDNO HV: HV Generation Non-Intermittent | #VALUE! | #VALUE! | #VALUE! | #VALUE! | #VALUE! | #VALUE! | LDNO HV: HV Generation Non-Intermittent | #VALUE! | #VALUE! | #VALUE! | #VALUE! | #VALUE! | #VALUE!
> HV Sub Generation Non-Intermittent | [6 empty] | > HV Sub Generation Non-Intermittent
HV Sub Generation Non-Intermittent | 6.052% | 9.766% | 3.502% | -400.1695 | -645.7732 | -245.6036 | HV Sub Generation Non-Intermittent | -0.2398% | 2.649% | 2.896% | 15.8594 | -175.1601 | -191.0196
> HV Sub Generation Intermittent | [6 empty] | > HV Sub Generation Intermittent
HV Sub Generation Intermittent | #VALUE! | #VALUE! | #VALUE! | #VALUE! | #VALUE! | #VALUE! | HV Sub Generation Intermittent | #VALUE! | #VALUE! | #VALUE! | #VALUE! | #VALUE! | #VALUE!

## 500MW model - tariffs
Tariffs for Charging Year: Base Model
| Open LLFCs | PCs | Unit rate 1 p/kWh | Unit rate 2 p/kWh | Unit rate 3 p/kWh | Fixed charge p/MPAN/day | Capacity charge p/kVA/day | Reactive power charge p/kVArh | Closed LLFCs
Domestic Unrestricted | 011, 041, 441, 511 | 1 | 2.497 | 0 | 0 | 3.81 | 0 | 0 | 541
Domestic Two Rate | 031, 051, 061, 451, 531 | 2 | 2.845 | 0.239 | 0 | 3.81 | 0 | 0 | 421, 501, 551, 561, 621, 651
Domestic Off Peak (related MPAN) | 081, 581 | 2 | 0.236 | 0 | 0 | 0 | 0 | 0 | 071, 101, 111, 571, 601, 611
Small Non Domestic Unrestricted | 131, 191, 631 | 3 | 2.022 | 0 | 0 | 3.81 | 0 | 0 | 691
Small Non Domestic Two Rate | 161, 171, 661 | 4 | 2.244 | 0.196 | 0 | 3.81 | 0 | 0 | 181, 671, 681
Small Non Domestic Off Peak (related MPAN) | 091, 591 | 4 | 0.21 | 0 | 0 | 0 | 0 | 0 | 071, 101,111, 571, 601, 611
LV Medium Non-Domestic | 241, 431, 481, 751 | 5-8 | 1.94 | 0.158 | 0 | 30.81 | 0 | 0 | 201, 211, 221, 231, 431, 701, 711
LV Sub Medium Non-Domestic | 242, 432, 482, 752 | 5-8 | 1.617 | 0.124 | 0 | 61.82 | 0 | 0 | 202, 212, 222, 432, 702, 712
HV Medium Non-Domestic | 483, 753 | 5-8 | 1.112 | 0.069 | 0 | 227.97 | 0 | 0 | 203, 213, 223, 703, 713
LV HH Metered | 801 | 0 | 9.156 | 0.572 | 0.088 | 12.47 | 3.37 | 0.242 | 251271401
LV Sub HH Metered | 802 | 0 | 10.133 | 0.566 | 0.088 | 36.52 | 3.06 | 0.25 | 252272402
HV HH Metered | 803 | 0 | 8.274 | 0.378 | 0.06 | 107.24 | 2.68 | 0.186 | 253, 413
HV Sub HH Metered | 804 | 0 | 6.65 | 0.247 | 0.041 | 140.75 | 1.91 | 0.159 | 384, 404
NHH UMS | 721 | 1&8 | 3.182 | 0 | 0 | 0 | 0 | 0 | 341351371381
LV UMS (Pseudo HH Metered) | 811 | 0 | 28.173 | 3.582 | 1.993 | 0 | 0 | 0 | 351
LV Generation NHH | 961 | 8 | -0.802 | 0 | 0 | 0 | 0 | 0 | 911921931941
LV Sub Generation NHH | 962 | 8 | -0.611 | 0 | 0 | 0 | 0 | 0 | 0
LV Generation Intermittent | 971 | 0 | -0.802 | 0 | 0 | 0 | 0 | 0.209 | 0
LV Generation Non-Intermittent | 981 | 0 | -8.249 | -0.778 | -0.117 | 0 | 0 | 0.209 | 0
LV Sub Generation Intermittent | 972 | 0 | -0.611 | 0 | 0 | 0 | 0 | 0.163 | 0
LV Sub Generation Non-Intermittent | 982 | 0 | -6.373 | -0.578 | -0.087 | 0 | 0 | 0.163 | 0
HV Generation Intermittent | 973 | 0 | -0.387 | 0 | 0 | 6.65 | 0 | 0.111 | 0
HV Generation Non-Intermittent | 983 | 0 | -4.205 | -0.341 | -0.053 | 6.65 | 0 | 0.111 | 0
HV Sub Generation Non-Intermittent | 984 | 0 | -3.005 | -0.21 | -0.033 | 6.65 | 0 | 0.065 | 0
HV Sub Generation Intermittent | 974 | 0 | -0.264 | 0 | 0 | 6.65 | 0 | 0.065 | 0
LDNO LV: Domestic Unrestricted |  | 1 | 1.6855 | 0 | 0 | 2.5718 | 0 | 0 | 0
LDNO LV: Domestic Two Rate |  | 2 | 1.9204 | 0.16132 | 0 | 2.5718 | 0 | 0 | 0
LDNO LV: Domestic Off Peak (related MPAN) |  | 2 | 0.1593 | 0 | 0 | 0 | 0 | 0 | 0
LDNO LV: Small Non Domestic Unrestricted |  | 3 | 1.3648 | 0 | 0 | 2.5718 | 0 | 0 | 0
LDNO LV: Small Non Domestic Two Rate |  | 4 | 1.5147 | 0.1323 | 0 | 2.5718 | 0 | 0 | 0
LDNO LV: Small Non Domestic Off Peak (related MPAN) |  | 4 | 0.14175 | 0 | 0 | 0 | 0 | 0 | 0
LDNO LV: LV Medium Non-Domestic |  | 5-8 | 1.3095 | 0.10665 | 0 | 20.7967 | 0 | 0 | 0
LDNO LV: LV HH Metered |  | 0 | 6.1803 | 0.3861 | 0.0594 | 8.4173 | 2.2748 | 0.16335 | 0
LDNO LV: NHH UMS |  | 1&8 | 2.1479 | 0 | 0 | 0 | 0 | 0 | 0
LDNO LV: LV UMS (Pseudo HH Metered) |  | 0 | 19.0168 | 2.4179 | 1.3453 | 0 | 0 | 0 | 0
LDNO LV: LV Generation NHH |  | 8 | -0.802 | 0 | 0 | 0 | 0 | 0 | 0
LDNO LV: LV Generation Intermittent |  | 0 | -0.802 | 0 | 0 | 0 | 0 | 0.209 | 0
LDNO LV: LV Generation Non-Intermittent |  | 0 | -8.249 | -0.778 | -0.117 | 0 | 0 | 0.209 | 0
LDNO HV: Domestic Unrestricted |  | 1 | 1.1012 | 0 | 0 | 1.6802 | 0 | 0 | 0
LDNO HV: Domestic Two Rate |  | 2 | 1.2546 | 0.1054 | 0 | 1.6802 | 0 | 0 | 0
LDNO HV: Domestic Off Peak (related MPAN) |  | 2 | 0.10408 | 0 | 0 | 0 | 0 | 0 | 0
LDNO HV: Small Non Domestic Unrestricted |  | 3 | 0.8917 | 0 | 0 | 1.6802 | 0 | 0 | 0
LDNO HV: Small Non Domestic Two Rate |  | 4 | 0.9896 | 0.086436 | 0 | 1.6802 | 0 | 0 | 0
LDNO HV: Small Non Domestic Off Peak (related MPAN) |  | 4 | 0.09261 | 0 | 0 | 0 | 0 | 0 | 0
LDNO HV: LV Medium Non-Domestic |  | 5-8 | 0.85554 | 0.069678 | 0 | 13.5872 | 0 | 0 | 0
LDNO HV: LV HH Metered |  | 0 | 4.0378 | 0.25225 | 0.038808 | 5.4993 | 1.4862 | 0.10672 | 0
LDNO HV: LV Sub HH Metered |  | 0 | 6.8195 | 0.38092 | 0.059224 | 24.578 | 2.0594 | 0.16825 | 0
LDNO HV: HV HH Metered |  | 0 | 6.5034 | 0.29711 | 0.04716 | 84.2906 | 2.1065 | 0.1462 | 0
LDNO HV: NHH UMS |  | 1&8 | 1.4033 | 0 | 0 | 0 | 0 | 0 | 0
LDNO HV: LV UMS (Pseudo HH Metered) |  | 0 | 12.4243 | 1.5797 | 0.87891 | 0 | 0 | 0 | 0
LDNO HV: LV Generation NHH |  | 8 | -0.802 | 0 | 0 | 0 | 0 | 0 | 0
LDNO HV: LV Sub Generation NHH |  | 8 | -0.611 | 0 | 0 | 0 | 0 | 0 | 0
LDNO HV: LV Generation Intermittent |  | 0 | -0.802 | 0 | 0 | 0 | 0 | 0.209 | 0
LDNO HV: LV Generation Non-Intermittent |  | 0 | -8.249 | -0.778 | -0.117 | 0 | 0 | 0.209 | 0
LDNO HV: LV Sub Generation Intermittent |  | 0 | -0.611 | 0 | 0 | 0 | 0 | 0.163 | 0
LDNO HV: LV Sub Generation Non-Intermittent |  | 0 | -6.373 | -0.578 | -0.087 | 0 | 0 | 0.163 | 0
LDNO HV: HV Generation Intermittent |  | 0 | -0.387 | 0 | 0 | 0 | 0 | 0.111 | 0
LDNO HV: HV Generation Non-Intermittent |  | 0 | -4.205 | -0.341 | -0.053 | 0 | 0 | 0.111 | 0
Tariffs for Charging Year: Scenario 1
| Open LLFCs | PCs | Unit rate 1 p/kWh | Unit rate 2 p/kWh | Unit rate 3 p/kWh | Fixed charge p/MPAN/day | Capacity charge p/kVA/day | Reactive power charge p/kVArh | Closed LLFCs
Domestic Unrestricted | 011, 041, 441, 511 | 1 | 2.538 | 0 | 0 | 3.32 | 0 | 0 | 541
Domestic Two Rate | 031, 051, 061, 451, 531 | 2 | 2.875 | 0.256 | 0 | 3.32 | 0 | 0 | 421, 501, 551, 561, 621, 651
Domestic Off Peak (related MPAN) | 081, 581 | 2 | 0.25 | 0 | 0 | 0 | 0 | 0 | 071, 101, 111, 571, 601, 611
Small Non Domestic Unrestricted | 131, 191, 631 | 3 | 2.055 | 0 | 0 | 3.32 | 0 | 0 | 691
Small Non Domestic Two Rate | 161, 171, 661 | 4 | 2.281 | 0.21 | 0 | 3.32 | 0 | 0 | 181, 671, 681
Small Non Domestic Off Peak (related MPAN) | 091, 591 | 4 | 0.223 | 0 | 0 | 0 | 0 | 0 | 071, 101,111, 571, 601, 611
LV Medium Non-Domestic | 241, 431, 481, 751 | 5-8 | 1.971 | 0.169 | 0 | 24.74 | 0 | 0 | 201, 211, 221, 231, 431, 701, 711
LV Sub Medium Non-Domestic | 242, 432, 482, 752 | 5-8 | 1.644 | 0.134 | 0 | 58.49 | 0 | 0 | 202, 212, 222, 432, 702, 712
HV Medium Non-Domestic | 483, 753 | 5-8 | 1.023 | 0.067 | 0 | 241.45 | 0 | 0 | 203, 213, 223, 703, 713
LV HH Metered | 801 | 0 | 8.975 | 0.62 | 0.094 | 11.6 | 3.31 | 0.243 | 251271401
LV Sub HH Metered | 802 | 0 | 9.629 | 0.596 | 0.092 | 33.96 | 3.49 | 0.242 | 252272402
HV HH Metered | 803 | 0 | 7.461 | 0.371 | 0.059 | 99.73 | 3.15 | 0.169 | 253, 413
HV Sub HH Metered | 804 | 0 | 5.848 | 0.234 | 0.038 | 130.89 | 2.11 | 0.141 | 384, 404
NHH UMS | 721 | 1&8 | 3.07 | 0 | 0 | 0 | 0 | 0 | 341351371381
LV UMS (Pseudo HH Metered) | 811 | 0 | 27.552 | 3.568 | 1.888 | 0 | 0 | 0 | 351
LV Generation NHH | 961 | 8 | -0.892 | 0 | 0 | 0 | 0 | 0 | 911921931941
LV Sub Generation NHH | 962 | 8 | -0.694 | 0 | 0 | 0 | 0 | 0 | 0
LV Generation Intermittent | 971 | 0 | -0.892 | 0 | 0 | 0 | 0 | 0.228 | 0
LV Generation Non-Intermittent | 981 | 0 | -9.14 | -0.871 | -0.13 | 0 | 0 | 0.228 | 0
LV Sub Generation Intermittent | 972 | 0 | -0.694 | 0 | 0 | 0 | 0 | 0.183 | 0
LV Sub Generation Non-Intermittent | 982 | 0 | -7.199 | -0.664 | -0.1 | 0 | 0 | 0.183 | 0
HV Generation Intermittent | 973 | 0 | -0.424 | 0 | 0 | 6.18 | 0 | 0.122 | 0
HV Generation Non-Intermittent | 983 | 0 | -4.58 | -0.377 | -0.058 | 6.18 | 0 | 0.122 | 0
HV Sub Generation Non-Intermittent | 984 | 0 | -3.183 | -0.224 | -0.036 | 6.18 | 0 | 0.068 | 0
HV Sub Generation Intermittent | 974 | 0 | -0.28 | 0 | 0 | 6.18 | 0 | 0.068 | 0
LDNO LV: Domestic Unrestricted | 0 | 1 | 1.7131 | 0 | 0 | 2.241 | 0 | 0 | 0
LDNO LV: Domestic Two Rate | 0 | 2 | 1.9406 | 0.1728 | 0 | 2.241 | 0 | 0 | 0
LDNO LV: Domestic Off Peak (related MPAN) | 0 | 2 | 0.16875 | 0 | 0 | 0 | 0 | 0 | 0
LDNO LV: Small Non Domestic Unrestricted | 0 | 3 | 1.3871 | 0 | 0 | 2.241 | 0 | 0 | 0
LDNO LV: Small Non Domestic Two Rate | 0 | 4 | 1.5397 | 0.14175 | 0 | 2.241 | 0 | 0 | 0
LDNO LV: Small Non Domestic Off Peak (related MPAN) | 0 | 4 | 0.15053 | 0 | 0 | 0 | 0 | 0 | 0
LDNO LV: LV Medium Non-Domestic | 0 | 5-8 | 1.3304 | 0.11408 | 0 | 16.6995 | 0 | 0 | 0
LDNO LV: LV HH Metered | 0 | 0 | 6.0581 | 0.4185 | 0.06345 | 7.83 | 2.2343 | 0.16403 | 0
LDNO LV: NHH UMS | 0 | 1&8 | 2.0722 | 0 | 0 | 0 | 0 | 0 | 0
LDNO LV: LV UMS (Pseudo HH Metered) | 0 | 0 | 18.5976 | 2.4084 | 1.2744 | 0 | 0 | 0 | 0
LDNO LV: LV Generation NHH | 0 | 8 | -0.892 | 0 | 0 | 0 | 0 | 0 | 0
LDNO LV: LV Generation Intermittent | 0 | 0 | -0.892 | 0 | 0 | 0 | 0 | 0.228 | 0
LDNO LV: LV Generation Non-Intermittent | 0 | 0 | -9.14 | -0.871 | -0.13 | 0 | 0 | 0.228 | 0
LDNO HV: Domestic Unrestricted | 0 | 1 | 1.1193 | 0 | 0 | 1.4641 | 0 | 0 | 0
LDNO HV: Domestic Two Rate | 0 | 2 | 1.2679 | 0.1129 | 0 | 1.4641 | 0 | 0 | 0
LDNO HV: Domestic Off Peak (related MPAN) | 0 | 2 | 0.11025 | 0 | 0 | 0 | 0 | 0 | 0
LDNO HV: Small Non Domestic Unrestricted | 0 | 3 | 0.90625 | 0 | 0 | 1.4641 | 0 | 0 | 0
LDNO HV: Small Non Domestic Two Rate | 0 | 4 | 1.0059 | 0.09261 | 0 | 1.4641 | 0 | 0 | 0
LDNO HV: Small Non Domestic Off Peak (related MPAN) | 0 | 4 | 0.098343 | 0 | 0 | 0 | 0 | 0 | 0
LDNO HV: LV Medium Non-Domestic | 0 | 5-8 | 0.86921 | 0.074529 | 0 | 10.9103 | 0 | 0 | 0
LDNO HV: LV HH Metered | 0 | 0 | 3.958 | 0.27342 | 0.041454 | 5.1156 | 1.4597 | 0.10716 | 0
LDNO HV: LV Sub HH Metered | 0 | 0 | 6.4803 | 0.40111 | 0.061916 | 22.8551 | 2.3488 | 0.16287 | 0
LDNO HV: HV HH Metered | 0 | 0 | 5.8643 | 0.29161 | 0.046374 | 78.3878 | 2.4759 | 0.13283 | 0
LDNO HV: NHH UMS | 0 | 1&8 | 1.3539 | 0 | 0 | 0 | 0 | 0 | 0
LDNO HV: LV UMS (Pseudo HH Metered) | 0 | 0 | 12.1504 | 1.5735 | 0.83261 | 0 | 0 | 0 | 0
LDNO HV: LV Generation NHH | 0 | 8 | -0.892 | 0 | 0 | 0 | 0 | 0 | 0
LDNO HV: LV Sub Generation NHH | 0 | 8 | -0.694 | 0 | 0 | 0 | 0 | 0 | 0
LDNO HV: LV Generation Intermittent | 0 | 0 | -0.892 | 0 | 0 | 0 | 0 | 0.228 | 0
LDNO HV: LV Generation Non-Intermittent | 0 | 0 | -9.14 | -0.871 | -0.13 | 0 | 0 | 0.228 | 0
LDNO HV: LV Sub Generation Intermittent | 0 | 0 | -0.694 | 0 | 0 | 0 | 0 | 0.183 | 0
LDNO HV: LV Sub Generation Non-Intermittent | 0 | 0 | -7.199 | -0.664 | -0.1 | 0 | 0 | 0.183 | 0
LDNO HV: HV Generation Intermittent | 0 | 0 | -0.424 | 0 | 0 | 0 | 0 | 0.122 | 0
LDNO HV: HV Generation Non-Intermittent | 0 | 0 | -4.58 | -0.377 | -0.058 | 0 | 0 | 0.122 | 0
Tariffs for Charging Year: Scenario 2
| Open LLFCs | PCs | Unit rate 1 p/kWh | Unit rate 2 p/kWh | Unit rate 3 p/kWh | Fixed charge p/MPAN/day | Capacity charge p/kVA/day | Reactive power charge p/kVArh | Closed LLFCs
Domestic Unrestricted | 011, 041, 441, 511 | 1 | 2.54 | 0 | 0 | 3.32 | 0 | 0 | 541
Domestic Two Rate | 031, 051, 061, 451, 531 | 2 | 2.875 | 0.258 | 0 | 3.32 | 0 | 0 | 421, 501, 551, 561, 621, 651
Domestic Off Peak (related MPAN) | 081, 581 | 2 | 0.251 | 0 | 0 | 0 | 0 | 0 | 071, 101, 111, 571, 601, 611
Small Non Domestic Unrestricted | 131, 191, 631 | 3 | 2.056 | 0 | 0 | 3.32 | 0 | 0 | 691
Small Non Domestic Two Rate | 161, 171, 661 | 4 | 2.282 | 0.211 | 0 | 3.32 | 0 | 0 | 181, 671, 681
Small Non Domestic Off Peak (related MPAN) | 091, 591 | 4 | 0.224 | 0 | 0 | 0 | 0 | 0 | 071, 101,111, 571, 601, 611
LV Medium Non-Domestic | 241, 431, 481, 751 | 5-8 | 1.972 | 0.17 | 0 | 25.03 | 0 | 0 | 201, 211, 221, 231, 431, 701, 711
LV Sub Medium Non-Domestic | 242, 432, 482, 752 | 5-8 | 1.633 | 0.134 | 0 | 59.25 | 0 | 0 | 202, 212, 222, 432, 702, 712
HV Medium Non-Domestic | 483, 753 | 5-8 | 1.026 | 0.069 | 0 | 240.38 | 0 | 0 | 203, 213, 223, 703, 713
LV HH Metered | 801 | 0 | 8.918 | 0.622 | 0.095 | 11.5 | 3.38 | 0.242 | 251271401
LV Sub HH Metered | 802 | 0 | 9.693 | 0.612 | 0.094 | 33.69 | 3.29 | 0.245 | 252272402
HV HH Metered | 803 | 0 | 7.442 | 0.378 | 0.06 | 98.93 | 3.14 | 0.169 | 253, 413
HV Sub HH Metered | 804 | 0 | 5.79 | 0.236 | 0.039 | 129.84 | 2.2 | 0.14 | 384, 404
NHH UMS | 721 | 1&8 | 3.059 | 0 | 0 | 0 | 0 | 0 | 341351371381
LV UMS (Pseudo HH Metered) | 811 | 0 | 27.498 | 3.57 | 1.878 | 0 | 0 | 0 | 351
LV Generation NHH | 961 | 8 | -0.903 | 0 | 0 | 0 | 0 | 0 | 911921931941
LV Sub Generation NHH | 962 | 8 | -0.698 | 0 | 0 | 0 | 0 | 0 | 0
LV Generation Intermittent | 971 | 0 | -0.903 | 0 | 0 | 0 | 0 | 0.231 | 0
LV Generation Non-Intermittent | 981 | 0 | -9.263 | -0.881 | -0.132 | 0 | 0 | 0.231 | 0
LV Sub Generation Intermittent | 972 | 0 | -0.698 | 0 | 0 | 0 | 0 | 0.185 | 0
LV Sub Generation Non-Intermittent | 982 | 0 | -7.246 | -0.666 | -0.1 | 0 | 0 | 0.185 | 0
HV Generation Intermittent | 973 | 0 | -0.44 | 0 | 0 | 6.13 | 0 | 0.125 | 0
HV Generation Non-Intermittent | 983 | 0 | -4.75 | -0.392 | -0.06 | 6.13 | 0 | 0.125 | 0
HV Sub Generation Non-Intermittent | 984 | 0 | -3.293 | -0.233 | -0.037 | 6.13 | 0 | 0.071 | 0
HV Sub Generation Intermittent | 974 | 0 | -0.29 | 0 | 0 | 6.13 | 0 | 0.071 | 0
LDNO LV: Domestic Unrestricted | 0 | 1 | 1.7145 | 0 | 0 | 2.241 | 0 | 0 | 0
LDNO LV: Domestic Two Rate | 0 | 2 | 1.9406 | 0.17415 | 0 | 2.241 | 0 | 0 | 0
LDNO LV: Domestic Off Peak (related MPAN) | 0 | 2 | 0.16943 | 0 | 0 | 0 | 0 | 0 | 0
LDNO LV: Small Non Domestic Unrestricted | 0 | 3 | 1.3878 | 0 | 0 | 2.241 | 0 | 0 | 0
LDNO LV: Small Non Domestic Two Rate | 0 | 4 | 1.5404 | 0.14242 | 0 | 2.241 | 0 | 0 | 0
LDNO LV: Small Non Domestic Off Peak (related MPAN) | 0 | 4 | 0.1512 | 0 | 0 | 0 | 0 | 0 | 0
LDNO LV: LV Medium Non-Domestic | 0 | 5-8 | 1.3311 | 0.11475 | 0 | 16.8953 | 0 | 0 | 0
LDNO LV: LV HH Metered | 0 | 0 | 6.0196 | 0.41985 | 0.064125 | 7.7625 | 2.2815 | 0.16335 | 0
LDNO LV: NHH UMS | 0 | 1&8 | 2.0648 | 0 | 0 | 0 | 0 | 0 | 0
LDNO LV: LV UMS (Pseudo HH Metered) | 0 | 0 | 18.5612 | 2.4097 | 1.2676 | 0 | 0 | 0 | 0
LDNO LV: LV Generation NHH | 0 | 8 | -0.903 | 0 | 0 | 0 | 0 | 0 | 0
LDNO LV: LV Generation Intermittent | 0 | 0 | -0.903 | 0 | 0 | 0 | 0 | 0.231 | 0
LDNO LV: LV Generation Non-Intermittent | 0 | 0 | -9.263 | -0.881 | -0.132 | 0 | 0 | 0.231 | 0
LDNO HV: Domestic Unrestricted | 0 | 1 | 1.1201 | 0 | 0 | 1.4641 | 0 | 0 | 0
LDNO HV: Domestic Two Rate | 0 | 2 | 1.2679 | 0.11378 | 0 | 1.4641 | 0 | 0 | 0
LDNO HV: Domestic Off Peak (related MPAN) | 0 | 2 | 0.11069 | 0 | 0 | 0 | 0 | 0 | 0
LDNO HV: Small Non Domestic Unrestricted | 0 | 3 | 0.9067 | 0 | 0 | 1.4641 | 0 | 0 | 0
LDNO HV: Small Non Domestic Two Rate | 0 | 4 | 1.0064 | 0.093051 | 0 | 1.4641 | 0 | 0 | 0
LDNO HV: Small Non Domestic Off Peak (related MPAN) | 0 | 4 | 0.098784 | 0 | 0 | 0 | 0 | 0 | 0
LDNO HV: LV Medium Non-Domestic | 0 | 5-8 | 0.86965 | 0.07497 | 0 | 11.0382 | 0 | 0 | 0
LDNO HV: LV HH Metered | 0 | 0 | 3.9328 | 0.2743 | 0.041895 | 5.0715 | 1.4906 | 0.10672 | 0
LDNO HV: LV Sub HH Metered | 0 | 0 | 6.5234 | 0.41188 | 0.063262 | 22.6734 | 2.2142 | 0.16489 | 0
LDNO HV: HV HH Metered | 0 | 0 | 5.8494 | 0.29711 | 0.04716 | 77.759 | 2.468 | 0.13283 | 0
LDNO HV: NHH UMS | 0 | 1&8 | 1.349 | 0 | 0 | 0 | 0 | 0 | 0
LDNO HV: LV UMS (Pseudo HH Metered) | 0 | 0 | 12.1266 | 1.5744 | 0.8282 | 0 | 0 | 0 | 0
LDNO HV: LV Generation NHH | 0 | 8 | -0.903 | 0 | 0 | 0 | 0 | 0 | 0
LDNO HV: LV Sub Generation NHH | 0 | 8 | -0.698 | 0 | 0 | 0 | 0 | 0 | 0
LDNO HV: LV Generation Intermittent | 0 | 0 | -0.903 | 0 | 0 | 0 | 0 | 0.231 | 0
LDNO HV: LV Generation Non-Intermittent | 0 | 0 | -9.263 | -0.881 | -0.132 | 0 | 0 | 0.231 | 0
LDNO HV: LV Sub Generation Intermittent | 0 | 0 | -0.698 | 0 | 0 | 0 | 0 | 0.185 | 0
LDNO HV: LV Sub Generation Non-Intermittent | 0 | 0 | -7.246 | -0.666 | -0.1 | 0 | 0 | 0.185 | 0
LDNO HV: HV Generation Intermittent | 0 | 0 | -0.44 | 0 | 0 | 0 | 0 | 0.125 | 0
LDNO HV: HV Generation Non-Intermittent | 0 | 0 | -4.75 | -0.392 | -0.06 | 0 | 0 | 0.125 | 0
Tariffs for Charging Year: Scenario 3
| Open LLFCs | PCs | Unit rate 1 p/kWh | Unit rate 2 p/kWh | Unit rate 3 p/kWh | Fixed charge p/MPAN/day | Capacity charge p/kVA/day | Reactive power charge p/kVArh | Closed LLFCs
Domestic Unrestricted | 011, 041, 441, 511 | 1 | 2.496 | 0 | 0 | 3.81 | 0 | 0 | 541
Domestic Two Rate | 031, 051, 061, 451, 531 | 2 | 2.845 | 0.239 | 0 | 3.81 | 0 | 0 | 421, 501, 551, 561, 621, 651
Domestic Off Peak (related MPAN) | 081, 581 | 2 | 0.236 | 0 | 0 | 0 | 0 | 0 | 071, 101, 111, 571, 601, 611
Small Non Domestic Unrestricted | 131, 191, 631 | 3 | 2.021 | 0 | 0 | 3.81 | 0 | 0 | 691
Small Non Domestic Two Rate | 161, 171, 661 | 4 | 2.243 | 0.195 | 0 | 3.81 | 0 | 0 | 181, 671, 681
Small Non Domestic Off Peak (related MPAN) | 091, 591 | 4 | 0.21 | 0 | 0 | 0 | 0 | 0 | 071, 101,111, 571, 601, 611
LV Medium Non-Domestic | 241, 431, 481, 751 | 5-8 | 1.94 | 0.158 | 0 | 30.82 | 0 | 0 | 201, 211, 221, 231, 431, 701, 711
LV Sub Medium Non-Domestic | 242, 432, 482, 752 | 5-8 | 1.617 | 0.124 | 0 | 61.89 | 0 | 0 | 202, 212, 222, 432, 702, 712
HV Medium Non-Domestic | 483, 753 | 5-8 | 1.114 | 0.069 | 0 | 227.99 | 0 | 0 | 203, 213, 223, 703, 713
LV HH Metered | 801 | 0 | 9.164 | 0.572 | 0.087 | 12.51 | 3.37 | 0.242 | 251271401
LV Sub HH Metered | 802 | 0 | 10.148 | 0.565 | 0.088 | 36.63 | 3.05 | 0.25 | 252272402
HV HH Metered | 803 | 0 | 8.293 | 0.378 | 0.06 | 107.55 | 2.67 | 0.186 | 253, 413
HV Sub HH Metered | 804 | 0 | 6.67 | 0.247 | 0.041 | 141.15 | 1.91 | 0.159 | 384, 404
NHH UMS | 721 | 1&8 | 3.186 | 0 | 0 | 0 | 0 | 0 | 341351371381
LV UMS (Pseudo HH Metered) | 811 | 0 | 28.187 | 3.583 | 1.997 | 0 | 0 | 0 | 351
LV Generation NHH | 961 | 8 | -0.799 | 0 | 0 | 0 | 0 | 0 | 911921931941
LV Sub Generation NHH | 962 | 8 | -0.609 | 0 | 0 | 0 | 0 | 0 | 0
LV Generation Intermittent | 971 | 0 | -0.799 | 0 | 0 | 0 | 0 | 0.208 | 0
LV Generation Non-Intermittent | 981 | 0 | -8.226 | -0.776 | -0.116 | 0 | 0 | 0.208 | 0
LV Sub Generation Intermittent | 972 | 0 | -0.609 | 0 | 0 | 0 | 0 | 0.163 | 0
LV Sub Generation Non-Intermittent | 982 | 0 | -6.356 | -0.577 | -0.087 | 0 | 0 | 0.163 | 0
HV Generation Intermittent | 973 | 0 | -0.386 | 0 | 0 | 6.67 | 0 | 0.111 | 0
HV Generation Non-Intermittent | 983 | 0 | -4.194 | -0.34 | -0.052 | 6.67 | 0 | 0.111 | 0
HV Sub Generation Non-Intermittent | 984 | 0 | -2.998 | -0.209 | -0.033 | 6.67 | 0 | 0.064 | 0
HV Sub Generation Intermittent | 974 | 0 | -0.263 | 0 | 0 | 6.67 | 0 | 0.064 | 0
LDNO LV: Domestic Unrestricted | 0 | 1 | 1.6848 | 0 | 0 | 2.5718 | 0 | 0 | 0
LDNO LV: Domestic Two Rate | 0 | 2 | 1.9204 | 0.16132 | 0 | 2.5718 | 0 | 0 | 0
LDNO LV: Domestic Off Peak (related MPAN) | 0 | 2 | 0.1593 | 0 | 0 | 0 | 0 | 0 | 0
LDNO LV: Small Non Domestic Unrestricted | 0 | 3 | 1.3642 | 0 | 0 | 2.5718 | 0 | 0 | 0
LDNO LV: Small Non Domestic Two Rate | 0 | 4 | 1.514 | 0.13163 | 0 | 2.5718 | 0 | 0 | 0
LDNO LV: Small Non Domestic Off Peak (related MPAN) | 0 | 4 | 0.14175 | 0 | 0 | 0 | 0 | 0 | 0
LDNO LV: LV Medium Non-Domestic | 0 | 5-8 | 1.3095 | 0.10665 | 0 | 20.8035 | 0 | 0 | 0
LDNO LV: LV HH Metered | 0 | 0 | 6.1857 | 0.3861 | 0.058725 | 8.4443 | 2.2748 | 0.16335 | 0
LDNO LV: NHH UMS | 0 | 1&8 | 2.1505 | 0 | 0 | 0 | 0 | 0 | 0
LDNO LV: LV UMS (Pseudo HH Metered) | 0 | 0 | 19.0262 | 2.4185 | 1.348 | 0 | 0 | 0 | 0
LDNO LV: LV Generation NHH | 0 | 8 | -0.799 | 0 | 0 | 0 | 0 | 0 | 0
LDNO LV: LV Generation Intermittent | 0 | 0 | -0.799 | 0 | 0 | 0 | 0 | 0.208 | 0
LDNO LV: LV Generation Non-Intermittent | 0 | 0 | -8.226 | -0.776 | -0.116 | 0 | 0 | 0.208 | 0
LDNO HV: Domestic Unrestricted | 0 | 1 | 1.1007 | 0 | 0 | 1.6802 | 0 | 0 | 0
LDNO HV: Domestic Two Rate | 0 | 2 | 1.2546 | 0.1054 | 0 | 1.6802 | 0 | 0 | 0
LDNO HV: Domestic Off Peak (related MPAN) | 0 | 2 | 0.10408 | 0 | 0 | 0 | 0 | 0 | 0
LDNO HV: Small Non Domestic Unrestricted | 0 | 3 | 0.89126 | 0 | 0 | 1.6802 | 0 | 0 | 0
LDNO HV: Small Non Domestic Two Rate | 0 | 4 | 0.98916 | 0.085995 | 0 | 1.6802 | 0 | 0 | 0
LDNO HV: Small Non Domestic Off Peak (related MPAN) | 0 | 4 | 0.09261 | 0 | 0 | 0 | 0 | 0 | 0
LDNO HV: LV Medium Non-Domestic | 0 | 5-8 | 0.85554 | 0.069678 | 0 | 13.5916 | 0 | 0 | 0
LDNO HV: LV HH Metered | 0 | 0 | 4.0413 | 0.25225 | 0.038367 | 5.5169 | 1.4862 | 0.10672 | 0
LDNO HV: LV Sub HH Metered | 0 | 0 | 6.8296 | 0.38024 | 0.059224 | 24.652 | 2.0526 | 0.16825 | 0
LDNO HV: HV HH Metered | 0 | 0 | 6.5183 | 0.29711 | 0.04716 | 84.5343 | 2.0986 | 0.1462 | 0
LDNO HV: NHH UMS | 0 | 1&8 | 1.405 | 0 | 0 | 0 | 0 | 0 | 0
LDNO HV: LV UMS (Pseudo HH Metered) | 0 | 0 | 12.4305 | 1.5801 | 0.88068 | 0 | 0 | 0 | 0
LDNO HV: LV Generation NHH | 0 | 8 | -0.799 | 0 | 0 | 0 | 0 | 0 | 0
LDNO HV: LV Sub Generation NHH | 0 | 8 | -0.609 | 0 | 0 | 0 | 0 | 0 | 0
LDNO HV: LV Generation Intermittent | 0 | 0 | -0.799 | 0 | 0 | 0 | 0 | 0.208 | 0
LDNO HV: LV Generation Non-Intermittent | 0 | 0 | -8.226 | -0.776 | -0.116 | 0 | 0 | 0.208 | 0
LDNO HV: LV Sub Generation Intermittent | 0 | 0 | -0.609 | 0 | 0 | 0 | 0 | 0.163 | 0
LDNO HV: LV Sub Generation Non-Intermittent | 0 | 0 | -6.356 | -0.577 | -0.087 | 0 | 0 | 0.163 | 0
LDNO HV: HV Generation Intermittent | 0 | 0 | -0.386 | 0 | 0 | 0 | 0 | 0.111 | 0
LDNO HV: HV Generation Non-Intermittent | 0 | 0 | -4.194 | -0.34 | -0.052 | 0 | 0 | 0.111 | 0
Tariffs for Charging Year: Scenario 4
| Open LLFCs | PCs | Unit rate 1 p/kWh | Unit rate 2 p/kWh | Unit rate 3 p/kWh | Fixed charge p/MPAN/day | Capacity charge p/kVA/day | Reactive power charge p/kVArh | Closed LLFCs
Domestic Unrestricted | 011, 041, 441, 511 | 1 | 2.505 | 0 | 0 | 3.74 | 0 | 0 | 541
Domestic Two Rate | 031, 051, 061, 451, 531 | 2 | 2.85 | 0.244 | 0 | 3.74 | 0 | 0 | 421, 501, 551, 561, 621, 651
Domestic Off Peak (related MPAN) | 081, 581 | 2 | 0.24 | 0 | 0 | 0 | 0 | 0 | 071, 101, 111, 571, 601, 611
Small Non Domestic Unrestricted | 131, 191, 631 | 3 | 2.028 | 0 | 0 | 3.74 | 0 | 0 | 691
Small Non Domestic Two Rate | 161, 171, 661 | 4 | 2.251 | 0.2 | 0 | 3.74 | 0 | 0 | 181, 671, 681
Small Non Domestic Off Peak (related MPAN) | 091, 591 | 4 | 0.214 | 0 | 0 | 0 | 0 | 0 | 071, 101,111, 571, 601, 611
LV Medium Non-Domestic | 241, 431, 481, 751 | 5-8 | 1.946 | 0.161 | 0 | 30.72 | 0 | 0 | 201, 211, 221, 231, 431, 701, 711
LV Sub Medium Non-Domestic | 242, 432, 482, 752 | 5-8 | 1.615 | 0.126 | 0 | 61.04 | 0 | 0 | 202, 212, 222, 432, 702, 712
HV Medium Non-Domestic | 483, 753 | 5-8 | 1.09 | 0.069 | 0 | 227.76 | 0 | 0 | 203, 213, 223, 703, 713
LV HH Metered | 801 | 0 | 9.06 | 0.582 | 0.089 | 12.09 | 3.47 | 0.241 | 251271401
LV Sub HH Metered | 802 | 0 | 9.966 | 0.573 | 0.089 | 35.4 | 3.14 | 0.247 | 252272402
HV HH Metered | 803 | 0 | 8.059 | 0.379 | 0.06 | 103.95 | 2.75 | 0.181 | 253, 413
HV Sub HH Metered | 804 | 0 | 6.424 | 0.244 | 0.04 | 136.42 | 1.96 | 0.154 | 384, 404
NHH UMS | 721 | 1&8 | 3.134 | 0 | 0 | 0 | 0 | 0 | 341351371381
LV UMS (Pseudo HH Metered) | 811 | 0 | 28.021 | 3.566 | 1.945 | 0 | 0 | 0 | 351
LV Generation NHH | 961 | 8 | -0.827 | 0 | 0 | 0 | 0 | 0 | 911921931941
LV Sub Generation NHH | 962 | 8 | -0.63 | 0 | 0 | 0 | 0 | 0 | 0
LV Generation Intermittent | 971 | 0 | -0.827 | 0 | 0 | 0 | 0 | 0.215 | 0
LV Generation Non-Intermittent | 981 | 0 | -8.503 | -0.804 | -0.12 | 0 | 0 | 0.215 | 0
LV Sub Generation Intermittent | 972 | 0 | -0.63 | 0 | 0 | 0 | 0 | 0.168 | 0
LV Sub Generation Non-Intermittent | 982 | 0 | -6.568 | -0.598 | -0.09 | 0 | 0 | 0.168 | 0
HV Generation Intermittent | 973 | 0 | -0.399 | 0 | 0 | 6.45 | 0 | 0.114 | 0
HV Generation Non-Intermittent | 983 | 0 | -4.324 | -0.352 | -0.054 | 6.45 | 0 | 0.114 | 0
HV Sub Generation Non-Intermittent | 984 | 0 | -3.083 | -0.216 | -0.034 | 6.45 | 0 | 0.066 | 0
HV Sub Generation Intermittent | 974 | 0 | -0.271 | 0 | 0 | 6.45 | 0 | 0.066 | 0
LDNO LV: Domestic Unrestricted | 0 | 1 | 1.6909 | 0 | 0 | 2.5245 | 0 | 0 | 0
LDNO LV: Domestic Two Rate | 0 | 2 | 1.9238 | 0.1647 | 0 | 2.5245 | 0 | 0 | 0
LDNO LV: Domestic Off Peak (related MPAN) | 0 | 2 | 0.162 | 0 | 0 | 0 | 0 | 0 | 0
LDNO LV: Small Non Domestic Unrestricted | 0 | 3 | 1.3689 | 0 | 0 | 2.5245 | 0 | 0 | 0
LDNO LV: Small Non Domestic Two Rate | 0 | 4 | 1.5194 | 0.135 | 0 | 2.5245 | 0 | 0 | 0
LDNO LV: Small Non Domestic Off Peak (related MPAN) | 0 | 4 | 0.14445 | 0 | 0 | 0 | 0 | 0 | 0
LDNO LV: LV Medium Non-Domestic | 0 | 5-8 | 1.3135 | 0.10868 | 0 | 20.736 | 0 | 0 | 0
LDNO LV: LV HH Metered | 0 | 0 | 6.1155 | 0.39285 | 0.060075 | 8.1608 | 2.3423 | 0.16268 | 0
LDNO LV: NHH UMS | 0 | 1&8 | 2.1155 | 0 | 0 | 0 | 0 | 0 | 0
LDNO LV: LV UMS (Pseudo HH Metered) | 0 | 0 | 18.9142 | 2.407 | 1.3129 | 0 | 0 | 0 | 0
LDNO LV: LV Generation NHH | 0 | 8 | -0.827 | 0 | 0 | 0 | 0 | 0 | 0
LDNO LV: LV Generation Intermittent | 0 | 0 | -0.827 | 0 | 0 | 0 | 0 | 0.215 | 0
LDNO LV: LV Generation Non-Intermittent | 0 | 0 | -8.503 | -0.804 | -0.12 | 0 | 0 | 0.215 | 0
LDNO HV: Domestic Unrestricted | 0 | 1 | 1.1047 | 0 | 0 | 1.6493 | 0 | 0 | 0
LDNO HV: Domestic Two Rate | 0 | 2 | 1.2568 | 0.1076 | 0 | 1.6493 | 0 | 0 | 0
LDNO HV: Domestic Off Peak (related MPAN) | 0 | 2 | 0.10584 | 0 | 0 | 0 | 0 | 0 | 0
LDNO HV: Small Non Domestic Unrestricted | 0 | 3 | 0.89435 | 0 | 0 | 1.6493 | 0 | 0 | 0
LDNO HV: Small Non Domestic Two Rate | 0 | 4 | 0.99269 | 0.0882 | 0 | 1.6493 | 0 | 0 | 0
LDNO HV: Small Non Domestic Off Peak (related MPAN) | 0 | 4 | 0.094374 | 0 | 0 | 0 | 0 | 0 | 0
LDNO HV: LV Medium Non-Domestic | 0 | 5-8 | 0.85819 | 0.071001 | 0 | 13.5475 | 0 | 0 | 0
LDNO HV: LV HH Metered | 0 | 0 | 3.9955 | 0.25666 | 0.039249 | 5.3317 | 1.5303 | 0.10628 | 0
LDNO HV: LV Sub HH Metered | 0 | 0 | 6.7071 | 0.38563 | 0.059897 | 23.8242 | 2.1132 | 0.16623 | 0
LDNO HV: HV HH Metered | 0 | 0 | 6.3344 | 0.29789 | 0.04716 | 81.7047 | 2.1615 | 0.14227 | 0
LDNO HV: NHH UMS | 0 | 1&8 | 1.3821 | 0 | 0 | 0 | 0 | 0 | 0
LDNO HV: LV UMS (Pseudo HH Metered) | 0 | 0 | 12.3573 | 1.5726 | 0.85774 | 0 | 0 | 0 | 0
LDNO HV: LV Generation NHH | 0 | 8 | -0.827 | 0 | 0 | 0 | 0 | 0 | 0
LDNO HV: LV Sub Generation NHH | 0 | 8 | -0.63 | 0 | 0 | 0 | 0 | 0 | 0
LDNO HV: LV Generation Intermittent | 0 | 0 | -0.827 | 0 | 0 | 0 | 0 | 0.215 | 0
LDNO HV: LV Generation Non-Intermittent | 0 | 0 | -8.503 | -0.804 | -0.12 | 0 | 0 | 0.215 | 0
LDNO HV: LV Sub Generation Intermittent | 0 | 0 | -0.63 | 0 | 0 | 0 | 0 | 0.168 | 0
LDNO HV: LV Sub Generation Non-Intermittent | 0 | 0 | -6.568 | -0.598 | -0.09 | 0 | 0 | 0.168 | 0
LDNO HV: HV Generation Intermittent | 0 | 0 | -0.399 | 0 | 0 | 0 | 0 | 0.114 | 0
LDNO HV: HV Generation Non-Intermittent | 0 | 0 | -4.324 | -0.352 | -0.054 | 0 | 0 | 0.114 | 0

## 500MW model - typical bill
| Y | Y+1 | Y+2 | Y+3 | Y+4
TARIFF | Base Model | Scenario 1 | Scenario 2 | Scenario 3 | Scenario 4
> Domestic Unrestricted
Domestic Unrestricted | 108.7799 | 108.5491 | 108.6251 | 108.7419 | 108.8283
LDNO LV: Domestic Unrestricted | 40.8781 | 40.1879 | 40.2131 | 40.8655 | 40.8065
LDNO HV: Domestic Unrestricted | 42.7573 | 42.5699 | 42.5992 | 42.7426 | 42.7619
> Domestic Two Rate
Domestic Two Rate | 112.6535 | 112.3806 | 112.4461 | 112.6535 | 112.7216
LDNO LV: Domestic Two Rate | 50.878 | 50.2582 | 50.2789 | 50.878 | 50.8259
LDNO HV: Domestic Two Rate | 44.8539 | 44.6408 | 44.6639 | 44.8539 | 44.8622
> Domestic Off Peak (related MPAN)
Domestic Off Peak (related MPAN) | 10.0248 | 10.6195 | 10.662 | 10.0248 | 10.1947
LDNO LV: Domestic Off Peak (related MPAN)
LDNO HV: Domestic Off Peak (related MPAN)
> Small Non Domestic Unrestricted
Small Non Domestic Unrestricted | 319.1137 | 322.3063 | 322.4573 | 318.9628 | 319.7639
LDNO LV: Small Non Domestic Unrestricted | 88.9496 | 89.0409 | 89.0803 | 88.9103 | 89.0133
LDNO HV: Small Non Domestic Unrestricted | 124.0847 | 125.221 | 125.2794 | 124.0264 | 124.3221
> Small Non Domestic Two Rate
Small Non Domestic Two Rate | 431.5968 | 437.4606 | 437.7116 | 431.3458 | 432.8851
LDNO LV: Small Non Domestic Two Rate | 58.386 | 57.9866 | 58.0085 | 58.3641 | 58.3663
LDNO HV: Small Non Domestic Two Rate | 234.6935 | 237.9275 | 238.0509 | 234.5701 | 235.3738
> Small Non Domestic Off Peak (related MPAN)
Small Non Domestic Off Peak (related MPAN) | 15.1008 | 16.0356 | 16.1075 | 15.1008 | 15.3885
LDNO LV: Small Non Domestic Off Peak (related MPAN)
LDNO HV: Small Non Domestic Off Peak (related MPAN)
> LV Medium Non-Domestic
LV Medium Non-Domestic | 1950.8586 | 1959.987 | 1962.1999 | 1950.8951 | 1956.7811
LDNO LV: LV Medium Non-Domestic | 397.5567 | 388.0628 | 388.9779 | 397.5814 | 398.425
LDNO HV: LV Medium Non-Domestic
> LV Sub Medium Non-Domestic
LV Sub Medium Non-Domestic | 2037.8039 | 2058.3633 | 2049.0709 | 2038.0594 | 2033.3822
> HV Medium Non-Domestic
HV Medium Non-Domestic | 2163.0227 | 2107.091 | 2107.4913 | 2165.4406 | 2136.463
> LV HH Metered
LV HH Metered | 4997.3506 | 4994.2736 | 5021.9062 | 4997.7514 | 5041.5869
LDNO LV: LV HH Metered
LDNO HV: LV HH Metered | 2875.2561 | 2896.5998 | 2887.1417 | 2875.8525 | 2865.8563
> LV Sub HH Metered
LV Sub HH Metered | 11317.7113 | 11674.2678 | 11520.0168 | 11310.6255 | 11348.1659
LDNO HV: LV Sub HH Metered
> HV HH Metered
HV HH Metered | 29203.5717 | 29149.8438 | 29163.6633 | 29205.6008 | 29035.341
LDNO HV: HV HH Metered
> HV Sub HH Metered
HV Sub HH Metered
> NHH UMS
NHH UMS | 3463.3098 | 3341.4083 | 3329.4358 | 3467.6634 | 3411.0663
LDNO LV: NHH UMS | 55.0868 | 53.1478 | 52.9574 | 55.156 | 54.2558
LDNO HV: NHH UMS | 121.337 | 117.0662 | 116.6467 | 121.4895 | 119.5066
> LV UMS (Pseudo HH Metered)
LV UMS (Pseudo HH Metered) | 392265.2265 | 378219.4829 | 376952.4329 | 392759.1913 | 386361.8469
LDNO LV: LV UMS (Pseudo HH Metered)
LDNO HV: LV UMS (Pseudo HH Metered)
> LV Generation NHH
LV Generation NHH | -125.3527 | -139.4197 | -141.1391 | -124.8838 | -129.2602
LDNO LV: LV Generation NHH
LDNO HV: LV Generation NHH
> LV Sub Generation NHH
LV Sub Generation NHH
LDNO HV: LV Sub Generation NHH
> LV Generation Intermittent
LV Generation Intermittent | -700.3754 | -778.9768 | -788.5828 | -697.7558 | -722.2082
LDNO LV: LV Generation Intermittent
LDNO HV: LV Generation Intermittent
> LV Generation Non-Intermittent
LV Generation Non-Intermittent | -996.6546 | -1108.1404 | -1122.6283 | -993.4305 | -1027.6422
LDNO LV: LV Generation Non-Intermittent
LDNO HV: LV Generation Non-Intermittent
> LV Sub Generation Intermittent
LV Sub Generation Intermittent | -9.93 | -11.2953 | -11.3532 | -9.8934 | -10.2393
LDNO HV: LV Sub Generation Intermittent
> LV Sub Generation Non-Intermittent
LV Sub Generation Non-Intermittent | -20.2867 | -23.0629 | -23.1648 | -20.2402 | -20.9345
LDNO HV: LV Sub Generation Non-Intermittent
> HV Generation Intermittent
HV Generation Intermittent | -13933.1868 | -15268.5502 | -15849.0086 | -13896.4662 | -14367.6025
LDNO HV: HV Generation Intermittent
> HV Generation Non-Intermittent
HV Generation Non-Intermittent | -24067.6592 | -26331.7619 | -27324.0051 | -23968.8005 | -24755.9237
LDNO HV: HV Generation Non-Intermittent
> HV Sub Generation Non-Intermittent
HV Sub Generation Non-Intermittent | -6612.3556 | -7012.5251 | -7258.1287 | -6596.4962 | -6787.5157
> HV Sub Generation Intermittent
HV Sub Generation Intermittent

## LV SM - summary
Tariff Comparison
Scenario 1 vs Base | [6 empty] | Scenario 3 vs Base
| Unit rate 1 p/kWh | Unit rate 2 p/kWh | Unit rate 3 p/kWh | Fixed charge p/MPAN/day | Capacity charge p/kVA/day | Reactive power charge p/kVArh |  | Unit rate 1 p/kWh | Unit rate 2 p/kWh | Unit rate 3 p/kWh | Fixed charge p/MPAN/day | Capacity charge p/kVA/day | Reactive power charge p/kVArh
Domestic Unrestricted | 0.03994% |  |  | 0% |  |  | Domestic Unrestricted | 0.03994% |  |  | -0.2703%
Domestic Two Rate | 0% | 0% |  | 0% |  |  | Domestic Two Rate | 0% | 0% |  | -0.2703%
Domestic Off Peak (related MPAN) | 0% | [5 empty] | Domestic Off Peak (related MPAN) | 0%
Small Non Domestic Unrestricted | 0% |  |  | 0% |  |  | Small Non Domestic Unrestricted | 0% |  |  | -0.2703%
Small Non Domestic Two Rate | 0.04444% | 0% |  | 0% |  |  | Small Non Domestic Two Rate | 0.04444% | 0% |  | -0.2703%
Small Non Domestic Off Peak (related MPAN) | 0% | [5 empty] | Small Non Domestic Off Peak (related MPAN) | 0%
LV Medium Non-Domestic | 0% | 0% |  | 0% |  |  | LV Medium Non-Domestic | 0.05139% | 0% |  | -0.065%
LV Sub Medium Non-Domestic | 0% | 0% |  | -3.318% |  |  | LV Sub Medium Non-Domestic | 0% | 0% |  | -0.1594%
HV Medium Non-Domestic | 0% | 0% |  | 0.01301% |  |  | HV Medium Non-Domestic | 0% | 0% |  | 0.0737%
LV HH Metered | 0% | 0% | 0% | 0% | 0% | 0% | LV HH Metered | 0.0109% | 0.1742% | 0% | -0.3298% | 0% | 0%
LV Sub HH Metered | 0% | 0% | 0% | -5.283% | 0% | 0% | LV Sub HH Metered | 0.009851% | 0% | 0% | -0.2768% | 0% | 0%
HV HH Metered | 0% | 0% | 0% | 0.009181% | 0% | 0% | HV HH Metered | 0.01207% | 0% | 0% | 0.09181% | 0% | 0%
HV Sub HH Metered | 0% | 0% | 0% | 0.01399% | 0% | 0% | HV Sub HH Metered | 0% | 0.4049% | 0% | 0.09094% | 0% | 0%
NHH UMS | 0% | [5 empty] | NHH UMS | -0.1297%
LV UMS (Pseudo HH Metered) | 0.003552% | 0% | 0% |  |  |  | LV UMS (Pseudo HH Metered) | 0% | -0.1433% | -0.2643%
Scenario 2 vs Base | [6 empty] | Scenario 4 vs Base
| Unit rate 1 p/kWh | Unit rate 2 p/kWh | Unit rate 3 p/kWh | Fixed charge p/MPAN/day | Capacity charge p/kVA/day | Reactive power charge p/kVArh |  | Unit rate 1 p/kWh | Unit rate 2 p/kWh | Unit rate 3 p/kWh | Fixed charge p/MPAN/day | Capacity charge p/kVA/day | Reactive power charge p/kVArh
Domestic Unrestricted | -0.2796% |  |  | 2.973% |  |  | Domestic Unrestricted | -0.1997% |  |  | 1.892%
Domestic Two Rate | -0.3153% | -0.4167% |  | 2.973% |  |  | Domestic Two Rate | -0.2102% | 0% |  | 1.892%
Domestic Off Peak (related MPAN) | -0.4219% | [5 empty] | Domestic Off Peak (related MPAN) | -0.4219%
Small Non Domestic Unrestricted | -0.2959% |  |  | 2.973% |  |  | Small Non Domestic Unrestricted | -0.1972% |  |  | 1.892%
Small Non Domestic Two Rate | -0.2667% | -0.5076% |  | 2.973% |  |  | Small Non Domestic Two Rate | -0.1778% | -0.5076% |  | 1.892%
Small Non Domestic Off Peak (related MPAN) | -0.4739% | [5 empty] | Small Non Domestic Off Peak (related MPAN) | -0.4739%
LV Medium Non-Domestic | -0.3083% | -0.6289% |  | 0.13% |  |  | LV Medium Non-Domestic | -0.2055% | -0.6289% |  | 0.5525%
LV Sub Medium Non-Domestic | -0.3083% | 0% |  | -10.43% |  |  | LV Sub Medium Non-Domestic | -0.185% | 0% |  | 1.666%
HV Medium Non-Domestic | -0.1795% | 0% |  | -1.166% |  |  | HV Medium Non-Domestic | -0.1795% | 0% |  | -0.776%
LV HH Metered | -0.218% | -0.3484% | 0% | 2.803% | -0.8824% | -0.4115% | LV HH Metered | -0.1526% | -0.1742% | 0% | 3.215% | -0.5882% | -0.4115%
LV Sub HH Metered | -0.1773% | -0.3521% | 0% | -15.76% | -0.6494% | 0% | LV Sub HH Metered | -0.1182% | -0.1761% | 0% | 3.23% | -0.6494% | 0%
HV HH Metered | -0.1328% | -0.2639% | 0% | -1.542% | -0.7407% | 0% | HV HH Metered | -0.09656% | 0% | 0% | -1.028% | -0.3704% | 0%
HV Sub HH Metered | -0.1052% | 0% | 0% | -1.539% | -1.036% | 0% | HV Sub HH Metered | -0.07511% | 0% | 0% | -1.028% | -0.5181% | 0%
NHH UMS | 3.178% | [5 empty] | NHH UMS | 1.556%
LV UMS (Pseudo HH Metered) | 0.07815% | 2.695% | 5.338% |  |  |  | LV UMS (Pseudo HH Metered) | -0.007105% | 1.319% | 2.643%
Scenario 2 vs Scenario 1 | [6 empty] | Scenario 4 vs Scenario 3
| Unit rate 1 p/kWh | Unit rate 2 p/kWh | Unit rate 3 p/kWh | Fixed charge p/MPAN/day | Capacity charge p/kVA/day | Reactive power charge p/kVArh |  | Unit rate 1 p/kWh | Unit rate 2 p/kWh | Unit rate 3 p/kWh | Fixed charge p/MPAN/day | Capacity charge p/kVA/day | Reactive power charge p/kVArh
Domestic Unrestricted | -0.3194% |  |  | 2.973% |  |  | Domestic Unrestricted | -0.2395% |  |  | 2.168%
Domestic Two Rate | -0.3153% | -0.4167% |  | 2.973% |  |  | Domestic Two Rate | -0.2102% | 0% |  | 2.168%
Domestic Off Peak (related MPAN) | -0.4219% | [5 empty] | Domestic Off Peak (related MPAN) | -0.4219%
Small Non Domestic Unrestricted | -0.2959% |  |  | 2.973% |  |  | Small Non Domestic Unrestricted | -0.1972% |  |  | 2.168%
Small Non Domestic Two Rate | -0.311% | -0.5076% |  | 2.973% |  |  | Small Non Domestic Two Rate | -0.2221% | -0.5076% |  | 2.168%
Small Non Domestic Off Peak (related MPAN) | -0.4739% | [5 empty] | Small Non Domestic Off Peak (related MPAN) | -0.4739%
LV Medium Non-Domestic | -0.3083% | -0.6289% |  | 0.13% |  |  | LV Medium Non-Domestic | -0.2568% | -0.6289% |  | 0.6179%
LV Sub Medium Non-Domestic | -0.3083% | 0% |  | -7.358% |  |  | LV Sub Medium Non-Domestic | -0.185% | 0% |  | 1.828%
HV Medium Non-Domestic | -0.1795% | 0% |  | -1.179% |  |  | HV Medium Non-Domestic | -0.1795% | 0% |  | -0.8491%
LV HH Metered | -0.218% | -0.3484% | 0% | 2.803% | -0.8824% | -0.4115% | LV HH Metered | -0.1635% | -0.3478% | 0% | 3.557% | -0.5882% | -0.4115%
LV Sub HH Metered | -0.1773% | -0.3521% | 0% | -11.06% | -0.6494% | 0% | LV Sub HH Metered | -0.1281% | -0.1761% | 0% | 3.516% | -0.6494% | 0%
HV HH Metered | -0.1328% | -0.2639% | 0% | -1.551% | -0.7407% | 0% | HV HH Metered | -0.1086% | 0% | 0% | -1.119% | -0.3704% | 0%
HV Sub HH Metered | -0.1052% | 0% | 0% | -1.553% | -1.036% | 0% | HV Sub HH Metered | -0.07511% | -0.4032% | 0% | -1.118% | -0.5181% | 0%
NHH UMS | 3.178% | [5 empty] | NHH UMS | 1.688%
LV UMS (Pseudo HH Metered) | 0.0746% | 2.695% | 5.338% |  |  |  | LV UMS (Pseudo HH Metered) | -0.007105% | 1.464% | 2.915%
Typical Bill Comparison
| Percentage Change |  |  | Absolute Change (£) |  |  |  | Percentage Change |  |  | Absolute Change (£)
TARIFF | Scenario 1 vs Base | Scenario 2 vs Base | Scenario 2 vs Scenario 1 | Scenario 1 vs Base | Scenario 2 vs Base | Scenario 2 vs Scenario 1 | TARIFF | Scenario 3 vs Base | Scenario 4 vs Base | Scenario 4 vs Scenario 3 | Scenario 3 vs Base | Scenario 4 vs Base | Scenario 4 vs Scenario 3
> Domestic Unrestricted | [6 empty] | > Domestic Unrestricted
Domestic Unrestricted | 0.03497% | 0.1248% | 0.08975% | 0.037995 | 0.13554 | 0.097541 | Domestic Unrestricted | 0.001376% | 0.06031% | 0.05893% | 0.0014949 | 0.065525 | 0.06403
LDNO LV: Domestic Unrestricted | 0.03099% | 0.449% | 0.4179% | 0.012612 | 0.18273 | 0.17012 | LDNO LV: Domestic Unrestricted | -0.02955% | 0.2688% | 0.2985% | -0.012026 | 0.1094 | 0.12143
LDNO HV: Domestic Unrestricted | 0.03436% | 0.1743% | 0.1399% | 0.014667 | 0.07439 | 0.059722 | LDNO HV: Domestic Unrestricted | -0.003348% | 0.09216% | 0.09552% | -0.0014291 | 0.039338 | 0.040768
> Domestic Two Rate | [6 empty] | > Domestic Two Rate
Domestic Two Rate | 0% | 0.07207% | 0.07207% | 0 | 0.08113 | 0.08113 | Domestic Two Rate | -0.03242% | 0.05663% | 0.08909% | -0.0365 | 0.063755 | 0.10025
LDNO LV: Domestic Two Rate | 0% | 0.2705% | 0.2705% | 0 | 0.13723 | 0.13723 | LDNO LV: Domestic Two Rate | -0.04856% | 0.1777% | 0.2264% | -0.024638 | 0.090178 | 0.11482
LDNO HV: Domestic Two Rate | 0% | 0.1155% | 0.1155% | 0 | 0.051751 | 0.051751 | LDNO HV: Domestic Two Rate | -0.03593% | 0.08222% | 0.1182% | -0.016096 | 0.036838 | 0.052935
> Domestic Off Peak (related MPAN) | [6 empty] | > Domestic Off Peak (related MPAN)
Domestic Off Peak (related MPAN) | 0% | -0.4219% | -0.4219% | 0 | -0.042478 | -0.042478 | Domestic Off Peak (related MPAN) | 0% | -0.4219% | -0.4219% | 0 | -0.042478 | -0.042478
LDNO LV: Domestic Off Peak (related MPAN) | #VALUE! | #VALUE! | #VALUE! | #VALUE! | #VALUE! | #VALUE! | LDNO LV: Domestic Off Peak (related MPAN) | #VALUE! | #VALUE! | #VALUE! | #VALUE! | #VALUE! | #VALUE!
LDNO HV: Domestic Off Peak (related MPAN) | #VALUE! | #VALUE! | #VALUE! | #VALUE! | #VALUE! | #VALUE! | LDNO HV: Domestic Off Peak (related MPAN) | #VALUE! | #VALUE! | #VALUE! | #VALUE! | #VALUE! | #VALUE!
> Small Non Domestic Unrestricted | [6 empty] | > Small Non Domestic Unrestricted
Small Non Domestic Unrestricted | 0% | -0.1577% | -0.1577% | 0 | -0.50416 | -0.50416 | Small Non Domestic Unrestricted | -0.01142% | -0.109% | -0.09756% | -0.0365 | -0.34827 | -0.31177
LDNO LV: Small Non Domestic Unrestricted | 0% | 0.03927% | 0.03927% | 0 | 0.034921 | 0.034921 | LDNO LV: Small Non Domestic Unrestricted | -0.02771% | 0.01695% | 0.04467% | -0.024637 | 0.015068 | 0.039706
LDNO HV: Small Non Domestic Unrestricted | 0% | -0.1392% | -0.1392% | 0 | -0.17294 | -0.17294 | LDNO HV: Small Non Domestic Unrestricted | -0.01295% | -0.09711% | -0.08416% | -0.016097 | -0.12066 | -0.10457
> Small Non Domestic Two Rate | [6 empty] | > Small Non Domestic Two Rate
Small Non Domestic Two Rate | 0.04162% | -0.1733% | -0.2148% | 0.17993 | -0.74914 | -0.92907 | Small Non Domestic Two Rate | 0.03317% | -0.1238% | -0.1569% | 0.14343 | -0.53529 | -0.67872
LDNO LV: Small Non Domestic Two Rate | 0.03749% | 0.2404% | 0.2028% | 0.021836 | 0.14 | 0.11816 | LDNO LV: Small Non Domestic Two Rate | -0.00481% | 0.1461% | 0.151% | -0.0028019 | 0.08512 | 0.087922
LDNO HV: Small Non Domestic Two Rate | 0.04244% | -0.1894% | -0.2317% | 0.099793 | -0.4453 | -0.54509 | LDNO HV: Small Non Domestic Two Rate | 0.03559% | -0.1319% | -0.1674% | 0.083696 | -0.3101 | -0.39379
> Small Non Domestic Off Peak (related MPAN) | [6 empty] | > Small Non Domestic Off Peak (related MPAN)
Small Non Domestic Off Peak (related MPAN) | 0% | -0.4739% | -0.4739% | 0 | -0.071909 | -0.071909 | Small Non Domestic Off Peak (related MPAN) | 0% | -0.4739% | -0.4739% | 0 | -0.071909 | -0.071909
LDNO LV: Small Non Domestic Off Peak (related MPAN) | #VALUE! | #VALUE! | #VALUE! | #VALUE! | #VALUE! | #VALUE! | LDNO LV: Small Non Domestic Off Peak (related MPAN) | #VALUE! | #VALUE! | #VALUE! | #VALUE! | #VALUE! | #VALUE!
LDNO HV: Small Non Domestic Off Peak (related MPAN) | #VALUE! | #VALUE! | #VALUE! | #VALUE! | #VALUE! | #VALUE! | LDNO HV: Small Non Domestic Off Peak (related MPAN) | #VALUE! | #VALUE! | #VALUE! | #VALUE! | #VALUE! | #VALUE!
> LV Medium Non-Domestic | [6 empty] | > LV Medium Non-Domestic
LV Medium Non-Domestic | 0% | -0.289% | -0.289% | 0 | -5.6549 | -5.6549 | LV Medium Non-Domestic | 0.04377% | -0.1698% | -0.2135% | 0.8563 | -3.3218 | -4.1781
LDNO LV: LV Medium Non-Domestic | 0% | -0.2298% | -0.2298% | 0 | -0.91562 | -0.91562 | LDNO LV: LV Medium Non-Domestic | 0.02847% | -0.06774% | -0.09618% | 0.11344 | -0.26991 | -0.38335
LDNO HV: LV Medium Non-Domestic | #VALUE! | #VALUE! | #VALUE! | #VALUE! | #VALUE! | #VALUE! | LDNO HV: LV Medium Non-Domestic | #VALUE! | #VALUE! | #VALUE! | #VALUE! | #VALUE! | #VALUE!
> LV Sub Medium Non-Domestic | [6 empty] | > LV Sub Medium Non-Domestic
LV Sub Medium Non-Domestic | -0.4039% | -1.535% | -1.136% | -8.3585 | -31.7647 | -23.4062 | LV Sub Medium Non-Domestic | -0.0194% | 0.04381% | 0.06322% | -0.4015 | 0.90665 | 1.3082
> HV Medium Non-Domestic | [6 empty] | > HV Medium Non-Domestic
HV Medium Non-Domestic | 0.005034% | -0.5592% | -0.5642% | 0.1095 | -12.1633 | -12.2728 | HV Medium Non-Domestic | 0.02853% | -0.4082% | -0.4366% | 0.6205 | -8.8783 | -9.4988
> LV HH Metered | [6 empty] | > LV HH Metered
LV HH Metered | 0% | -0.4484% | -0.4484% | 0 | -22.5095 | -22.5095 | LV HH Metered | 0.02872% | -0.2831% | -0.3117% | 1.4419 | -14.2111 | -15.6531
LDNO LV: LV HH Metered | #VALUE! | #VALUE! | #VALUE! | #VALUE! | #VALUE! | #VALUE! | LDNO LV: LV HH Metered | #VALUE! | #VALUE! | #VALUE! | #VALUE! | #VALUE! | #VALUE!
LDNO HV: LV HH Metered | 0% | -0.2193% | -0.2193% | 0 | -6.32 | -6.32 | LDNO HV: LV HH Metered | 0.04616% | -0.1288% | -0.1749% | 1.3303 | -3.7121 | -5.0424
> LV Sub HH Metered | [6 empty] | > LV Sub HH Metered
LV Sub HH Metered | -0.07343% | -0.5688% | -0.4958% | -8.3585 | -64.7477 | -56.3892 | LV Sub HH Metered | 0.0006991% | -0.251% | -0.2517% | 0.079574 | -28.5686 | -28.6482
LDNO HV: LV Sub HH Metered | #VALUE! | #VALUE! | #VALUE! | #VALUE! | #VALUE! | #VALUE! | LDNO HV: LV Sub HH Metered | #VALUE! | #VALUE! | #VALUE! | #VALUE! | #VALUE! | #VALUE!
> HV HH Metered | [6 empty] | > HV HH Metered
HV HH Metered | 0.0001245% | -0.3479% | -0.3481% | 0.0365 | -101.9621 | -101.9986 | HV HH Metered | 0.00736% | -0.176% | -0.1833% | 2.157 | -51.5749 | -53.7319
LDNO HV: HV HH Metered | #VALUE! | #VALUE! | #VALUE! | #VALUE! | #VALUE! | #VALUE! | LDNO HV: HV HH Metered | #VALUE! | #VALUE! | #VALUE! | #VALUE! | #VALUE! | #VALUE!
> HV Sub HH Metered | [6 empty] | > HV Sub HH Metered
HV Sub HH Metered | #VALUE! | #VALUE! | #VALUE! | #VALUE! | #VALUE! | #VALUE! | HV Sub HH Metered | #VALUE! | #VALUE! | #VALUE! | #VALUE! | #VALUE! | #VALUE!
> NHH UMS | [6 empty] | > NHH UMS
NHH UMS | 0% | 3.178% | 3.178% | 0 | 106.6638 | 106.6638 | NHH UMS | -0.1297% | 1.556% | 1.688% | -4.3536 | 52.2435 | 56.5971
LDNO LV: NHH UMS | 0% | 3.178% | 3.178% | 0 | 1.6966 | 1.6966 | LDNO LV: NHH UMS | -0.1297% | 1.556% | 1.688% | -0.069248 | 0.83098 | 0.90022
LDNO HV: NHH UMS | 0% | 3.178% | 3.178% | 0 | 3.737 | 3.737 | LDNO HV: NHH UMS | -0.1297% | 1.556% | 1.688% | -0.15253 | 1.8304 | 1.9829
> LV UMS (Pseudo HH Metered) | [6 empty] | > LV UMS (Pseudo HH Metered)
LV UMS (Pseudo HH Metered) | 0.001292% | 3.096% | 3.094% | 4.9147 | 11779.0207 | 11774.106 | LV UMS (Pseudo HH Metered) | -0.1531% | 1.514% | 1.67% | -582.4833 | 5760.5661 | 6343.0494
LDNO LV: LV UMS (Pseudo HH Metered) | #VALUE! | #VALUE! | #VALUE! | #VALUE! | #VALUE! | #VALUE! | LDNO LV: LV UMS (Pseudo HH Metered) | #VALUE! | #VALUE! | #VALUE! | #VALUE! | #VALUE! | #VALUE!
LDNO HV: LV UMS (Pseudo HH Metered) | #VALUE! | #VALUE! | #VALUE! | #VALUE! | #VALUE! | #VALUE! | LDNO HV: LV UMS (Pseudo HH Metered) | #VALUE! | #VALUE! | #VALUE! | #VALUE! | #VALUE! | #VALUE!
> LV Generation NHH | [6 empty] | > LV Generation NHH
LV Generation NHH | 0% | -0.3727% | -0.3727% | 0 | 0.4689 | 0.4689 | LV Generation NHH | 0% | -0.2484% | -0.2484% | 0 | 0.3126 | 0.3126
LDNO LV: LV Generation NHH | #VALUE! | #VALUE! | #VALUE! | #VALUE! | #VALUE! | #VALUE! | LDNO LV: LV Generation NHH | #VALUE! | #VALUE! | #VALUE! | #VALUE! | #VALUE! | #VALUE!
LDNO HV: LV Generation NHH | #VALUE! | #VALUE! | #VALUE! | #VALUE! | #VALUE! | #VALUE! | LDNO HV: LV Generation NHH | #VALUE! | #VALUE! | #VALUE! | #VALUE! | #VALUE! | #VALUE!
> LV Sub Generation NHH | [6 empty] | > LV Sub Generation NHH
LV Sub Generation NHH | #VALUE! | #VALUE! | #VALUE! | #VALUE! | #VALUE! | #VALUE! | LV Sub Generation NHH | #VALUE! | #VALUE! | #VALUE! | #VALUE! | #VALUE! | #VALUE!
LDNO HV: LV Sub Generation NHH | #VALUE! | #VALUE! | #VALUE! | #VALUE! | #VALUE! | #VALUE! | LDNO HV: LV Sub Generation NHH | #VALUE! | #VALUE! | #VALUE! | #VALUE! | #VALUE! | #VALUE!
> LV Generation Intermittent | [6 empty] | > LV Generation Intermittent
LV Generation Intermittent | 0% | -0.3726% | -0.3726% | 0 | 2.6196 | 2.6196 | LV Generation Intermittent | 0% | -0.2484% | -0.2484% | 0 | 1.746 | 1.746
LDNO LV: LV Generation Intermittent | #VALUE! | #VALUE! | #VALUE! | #VALUE! | #VALUE! | #VALUE! | LDNO LV: LV Generation Intermittent | #VALUE! | #VALUE! | #VALUE! | #VALUE! | #VALUE! | #VALUE!
LDNO HV: LV Generation Intermittent | #VALUE! | #VALUE! | #VALUE! | #VALUE! | #VALUE! | #VALUE! | LDNO HV: LV Generation Intermittent | #VALUE! | #VALUE! | #VALUE! | #VALUE! | #VALUE! | #VALUE!
> LV Generation Non-Intermittent | [6 empty] | > LV Generation Non-Intermittent
LV Generation Non-Intermittent | 0% | -0.4% | -0.4% | 0 | 4.0029 | 4.0029 | LV Generation Non-Intermittent | 0.01536% | -0.2347% | -0.2501% | -0.1537 | 2.3488 | 2.5025
LDNO LV: LV Generation Non-Intermittent | #VALUE! | #VALUE! | #VALUE! | #VALUE! | #VALUE! | #VALUE! | LDNO LV: LV Generation Non-Intermittent | #VALUE! | #VALUE! | #VALUE! | #VALUE! | #VALUE! | #VALUE!
LDNO HV: LV Generation Non-Intermittent | #VALUE! | #VALUE! | #VALUE! | #VALUE! | #VALUE! | #VALUE! | LDNO HV: LV Generation Non-Intermittent | #VALUE! | #VALUE! | #VALUE! | #VALUE! | #VALUE! | #VALUE!
> LV Sub Generation Intermittent | [6 empty] | > LV Sub Generation Intermittent
LV Sub Generation Intermittent | 0% | -0.2904% | -0.2904% | 0 | 0.028923 | 0.028923 | LV Sub Generation Intermittent | 0% | -0.3675% | -0.3675% | 0 | 0.0366 | 0.0366
LDNO HV: LV Sub Generation Intermittent | #VALUE! | #VALUE! | #VALUE! | #VALUE! | #VALUE! | #VALUE! | LDNO HV: LV Sub Generation Intermittent | #VALUE! | #VALUE! | #VALUE! | #VALUE! | #VALUE! | #VALUE!
> LV Sub Generation Non-Intermittent | [6 empty] | > LV Sub Generation Non-Intermittent
LV Sub Generation Non-Intermittent | 0.01169% | -0.5205% | -0.5321% | -0.0023832 | 0.10615 | 0.10853 | LV Sub Generation Non-Intermittent | 0.02337% | -0.4402% | -0.4635% | -0.0047665 | 0.089771 | 0.094537
LDNO HV: LV Sub Generation Non-Intermittent | #VALUE! | #VALUE! | #VALUE! | #VALUE! | #VALUE! | #VALUE! | LDNO HV: LV Sub Generation Non-Intermittent | #VALUE! | #VALUE! | #VALUE! | #VALUE! | #VALUE! | #VALUE!
> HV Generation Intermittent | [6 empty] | > HV Generation Intermittent
HV Generation Intermittent | 0% | -0.5063% | -0.5063% | 0 | 70.9018 | 70.9018 | HV Generation Intermittent | -0.0002606% | -0.2454% | -0.2451% | 0.0365 | 34.3637 | 34.3272
LDNO HV: HV Generation Intermittent | #VALUE! | #VALUE! | #VALUE! | #VALUE! | #VALUE! | #VALUE! | LDNO HV: HV Generation Intermittent | #VALUE! | #VALUE! | #VALUE! | #VALUE! | #VALUE! | #VALUE!
> HV Generation Non-Intermittent | [6 empty] | > HV Generation Non-Intermittent
HV Generation Non-Intermittent | 0.01552% | -0.321% | -0.3365% | -3.7481 | 77.5101 | 81.2583 | HV Generation Non-Intermittent | 0.09243% | -0.2283% | -0.3205% | -22.3167 | 55.1308 | 77.4475
LDNO HV: HV Generation Non-Intermittent | #VALUE! | #VALUE! | #VALUE! | #VALUE! | #VALUE! | #VALUE! | LDNO HV: HV Generation Non-Intermittent | #VALUE! | #VALUE! | #VALUE! | #VALUE! | #VALUE! | #VALUE!
> HV Sub Generation Non-Intermittent | [6 empty] | > HV Sub Generation Non-Intermittent
HV Sub Generation Non-Intermittent | 0% | -0.3802% | -0.3802% | 0 | 25.2333 | 25.2333 | HV Sub Generation Non-Intermittent | 0.03037% | -0.2581% | -0.2884% | -2.0158 | 17.1338 | 19.1495
> HV Sub Generation Intermittent | [6 empty] | > HV Sub Generation Intermittent
HV Sub Generation Intermittent | #VALUE! | #VALUE! | #VALUE! | #VALUE! | #VALUE! | #VALUE! | HV Sub Generation Intermittent | #VALUE! | #VALUE! | #VALUE! | #VALUE! | #VALUE! | #VALUE!

## LV SM - tariffs
Tariffs for Charging Year: Base Model
| Open LLFCs | PCs | Unit rate 1 p/kWh | Unit rate 2 p/kWh | Unit rate 3 p/kWh | Fixed charge p/MPAN/day | Capacity charge p/kVA/day | Reactive power charge p/kVArh | Closed LLFCs
Domestic Unrestricted | 011, 041, 441, 511 | 1 | 2.504 | 0 | 0 | 3.7 | 0 | 0 | 541
Domestic Two Rate | 031, 051, 061, 451, 531 | 2 | 2.854 | 0.24 | 0 | 3.7 | 0 | 0 | 421, 501, 551, 561, 621, 651
Domestic Off Peak (related MPAN) | 081, 581 | 2 | 0.237 | 0 | 0 | 0 | 0 | 0 | 071, 101, 111, 571, 601, 611
Small Non Domestic Unrestricted | 131, 191, 631 | 3 | 2.028 | 0 | 0 | 3.7 | 0 | 0 | 691
Small Non Domestic Two Rate | 161, 171, 661 | 4 | 2.25 | 0.197 | 0 | 3.7 | 0 | 0 | 181, 671, 681
Small Non Domestic Off Peak (related MPAN) | 091, 591 | 4 | 0.211 | 0 | 0 | 0 | 0 | 0 | 071, 101,111, 571, 601, 611
LV Medium Non-Domestic | 241, 431, 481, 751 | 5-8 | 1.946 | 0.159 | 0 | 30.77 | 0 | 0 | 201, 211, 221, 231, 431, 701, 711
LV Sub Medium Non-Domestic | 242, 432, 482, 752 | 5-8 | 1.622 | 0.124 | 0 | 69.02 | 0 | 0 | 202, 212, 222, 432, 702, 712
HV Medium Non-Domestic | 483, 753 | 5-8 | 1.114 | 0.069 | 0 | 230.66 | 0 | 0 | 203, 213, 223, 703, 713
LV HH Metered | 801 | 0 | 9.176 | 0.574 | 0.088 | 12.13 | 3.4 | 0.243 | 251271401
LV Sub HH Metered | 802 | 0 | 10.151 | 0.568 | 0.088 | 43.35 | 3.08 | 0.25 | 252272402
HV HH Metered | 803 | 0 | 8.285 | 0.379 | 0.06 | 108.92 | 2.7 | 0.186 | 253, 413
HV Sub HH Metered | 804 | 0 | 6.657 | 0.247 | 0.041 | 142.95 | 1.93 | 0.159 | 384, 404
NHH UMS | 721 | 1&8 | 3.084 | 0 | 0 | 0 | 0 | 0 | 341351371381
LV UMS (Pseudo HH Metered) | 811 | 0 | 28.151 | 3.488 | 1.892 | 0 | 0 | 0 | 351
LV Generation NHH | 961 | 8 | -0.805 | 0 | 0 | 0 | 0 | 0 | 911921931941
LV Sub Generation NHH | 962 | 8 | -0.613 | 0 | 0 | 0 | 0 | 0 | 0
LV Generation Intermittent | 971 | 0 | -0.805 | 0 | 0 | 0 | 0 | 0.21 | 0
LV Generation Non-Intermittent | 981 | 0 | -8.283 | -0.782 | -0.117 | 0 | 0 | 0.21 | 0
LV Sub Generation Intermittent | 972 | 0 | -0.613 | 0 | 0 | 0 | 0 | 0.164 | 0
LV Sub Generation Non-Intermittent | 982 | 0 | -6.398 | -0.581 | -0.088 | 0 | 0 | 0.164 | 0
HV Generation Intermittent | 973 | 0 | -0.389 | 0 | 0 | 6.75 | 0 | 0.112 | 0
HV Generation Non-Intermittent | 983 | 0 | -4.221 | -0.342 | -0.053 | 6.75 | 0 | 0.112 | 0
HV Sub Generation Non-Intermittent | 984 | 0 | -3.016 | -0.211 | -0.034 | 6.75 | 0 | 0.065 | 0
HV Sub Generation Intermittent | 974 | 0 | -0.265 | 0 | 0 | 6.75 | 0 | 0.065 | 0
LDNO LV: Domestic Unrestricted |  | 1 | 1.6902 | 0 | 0 | 2.4975 | 0 | 0 | 0
LDNO LV: Domestic Two Rate |  | 2 | 1.9265 | 0.162 | 0 | 2.4975 | 0 | 0 | 0
LDNO LV: Domestic Off Peak (related MPAN) |  | 2 | 0.15998 | 0 | 0 | 0 | 0 | 0 | 0
LDNO LV: Small Non Domestic Unrestricted |  | 3 | 1.3689 | 0 | 0 | 2.4975 | 0 | 0 | 0
LDNO LV: Small Non Domestic Two Rate |  | 4 | 1.5188 | 0.13298 | 0 | 2.4975 | 0 | 0 | 0
LDNO LV: Small Non Domestic Off Peak (related MPAN) |  | 4 | 0.14242 | 0 | 0 | 0 | 0 | 0 | 0
LDNO LV: LV Medium Non-Domestic |  | 5-8 | 1.3135 | 0.10733 | 0 | 20.7698 | 0 | 0 | 0
LDNO LV: LV HH Metered |  | 0 | 6.1938 | 0.38745 | 0.0594 | 8.1878 | 2.295 | 0.16403 | 0
LDNO LV: NHH UMS |  | 1&8 | 2.0817 | 0 | 0 | 0 | 0 | 0 | 0
LDNO LV: LV UMS (Pseudo HH Metered) |  | 0 | 19.0019 | 2.3544 | 1.2771 | 0 | 0 | 0 | 0
LDNO LV: LV Generation NHH |  | 8 | -0.805 | 0 | 0 | 0 | 0 | 0 | 0
LDNO LV: LV Generation Intermittent |  | 0 | -0.805 | 0 | 0 | 0 | 0 | 0.21 | 0
LDNO LV: LV Generation Non-Intermittent |  | 0 | -8.283 | -0.782 | -0.117 | 0 | 0 | 0.21 | 0
LDNO HV: Domestic Unrestricted |  | 1 | 1.1043 | 0 | 0 | 1.6317 | 0 | 0 | 0
LDNO HV: Domestic Two Rate |  | 2 | 1.2586 | 0.10584 | 0 | 1.6317 | 0 | 0 | 0
LDNO HV: Domestic Off Peak (related MPAN) |  | 2 | 0.10452 | 0 | 0 | 0 | 0 | 0 | 0
LDNO HV: Small Non Domestic Unrestricted |  | 3 | 0.89435 | 0 | 0 | 1.6317 | 0 | 0 | 0
LDNO HV: Small Non Domestic Two Rate |  | 4 | 0.99225 | 0.086877 | 0 | 1.6317 | 0 | 0 | 0
LDNO HV: Small Non Domestic Off Peak (related MPAN) |  | 4 | 0.093051 | 0 | 0 | 0 | 0 | 0 | 0
LDNO HV: LV Medium Non-Domestic |  | 5-8 | 0.85819 | 0.070119 | 0 | 13.5696 | 0 | 0 | 0
LDNO HV: LV HH Metered |  | 0 | 4.0466 | 0.25313 | 0.038808 | 5.3493 | 1.4994 | 0.10716 | 0
LDNO HV: LV Sub HH Metered |  | 0 | 6.8316 | 0.38226 | 0.059224 | 29.1746 | 2.0728 | 0.16825 | 0
LDNO HV: HV HH Metered |  | 0 | 6.512 | 0.29789 | 0.04716 | 85.6111 | 2.1222 | 0.1462 | 0
LDNO HV: NHH UMS |  | 1&8 | 1.36 | 0 | 0 | 0 | 0 | 0 | 0
LDNO HV: LV UMS (Pseudo HH Metered) |  | 0 | 12.4146 | 1.5382 | 0.83437 | 0 | 0 | 0 | 0
LDNO HV: LV Generation NHH |  | 8 | -0.805 | 0 | 0 | 0 | 0 | 0 | 0
LDNO HV: LV Sub Generation NHH |  | 8 | -0.613 | 0 | 0 | 0 | 0 | 0 | 0
LDNO HV: LV Generation Intermittent |  | 0 | -0.805 | 0 | 0 | 0 | 0 | 0.21 | 0
LDNO HV: LV Generation Non-Intermittent |  | 0 | -8.283 | -0.782 | -0.117 | 0 | 0 | 0.21 | 0
LDNO HV: LV Sub Generation Intermittent |  | 0 | -0.613 | 0 | 0 | 0 | 0 | 0.164 | 0
LDNO HV: LV Sub Generation Non-Intermittent |  | 0 | -6.398 | -0.581 | -0.088 | 0 | 0 | 0.164 | 0
LDNO HV: HV Generation Intermittent |  | 0 | -0.389 | 0 | 0 | 0 | 0 | 0.112 | 0
LDNO HV: HV Generation Non-Intermittent |  | 0 | -4.221 | -0.342 | -0.053 | 0 | 0 | 0.112 | 0
Tariffs for Charging Year: Scenario 1
| Open LLFCs | PCs | Unit rate 1 p/kWh | Unit rate 2 p/kWh | Unit rate 3 p/kWh | Fixed charge p/MPAN/day | Capacity charge p/kVA/day | Reactive power charge p/kVArh | Closed LLFCs
Domestic Unrestricted | 011, 041, 441, 511 | 1 | 2.505 | 0 | 0 | 3.7 | 0 | 0 | 541
Domestic Two Rate | 031, 051, 061, 451, 531 | 2 | 2.854 | 0.24 | 0 | 3.7 | 0 | 0 | 421, 501, 551, 561, 621, 651
Domestic Off Peak (related MPAN) | 081, 581 | 2 | 0.237 | 0 | 0 | 0 | 0 | 0 | 071, 101, 111, 571, 601, 611
Small Non Domestic Unrestricted | 131, 191, 631 | 3 | 2.028 | 0 | 0 | 3.7 | 0 | 0 | 691
Small Non Domestic Two Rate | 161, 171, 661 | 4 | 2.251 | 0.197 | 0 | 3.7 | 0 | 0 | 181, 671, 681
Small Non Domestic Off Peak (related MPAN) | 091, 591 | 4 | 0.211 | 0 | 0 | 0 | 0 | 0 | 071, 101,111, 571, 601, 611
LV Medium Non-Domestic | 241, 431, 481, 751 | 5-8 | 1.946 | 0.159 | 0 | 30.77 | 0 | 0 | 201, 211, 221, 231, 431, 701, 711
LV Sub Medium Non-Domestic | 242, 432, 482, 752 | 5-8 | 1.622 | 0.124 | 0 | 66.73 | 0 | 0 | 202, 212, 222, 432, 702, 712
HV Medium Non-Domestic | 483, 753 | 5-8 | 1.114 | 0.069 | 0 | 230.69 | 0 | 0 | 203, 213, 223, 703, 713
LV HH Metered | 801 | 0 | 9.176 | 0.574 | 0.088 | 12.13 | 3.4 | 0.243 | 251271401
LV Sub HH Metered | 802 | 0 | 10.151 | 0.568 | 0.088 | 41.06 | 3.08 | 0.25 | 252272402
HV HH Metered | 803 | 0 | 8.285 | 0.379 | 0.06 | 108.93 | 2.7 | 0.186 | 253, 413
HV Sub HH Metered | 804 | 0 | 6.657 | 0.247 | 0.041 | 142.97 | 1.93 | 0.159 | 384, 404
NHH UMS | 721 | 1&8 | 3.084 | 0 | 0 | 0 | 0 | 0 | 341351371381
LV UMS (Pseudo HH Metered) | 811 | 0 | 28.152 | 3.488 | 1.892 | 0 | 0 | 0 | 351
LV Generation NHH | 961 | 8 | -0.805 | 0 | 0 | 0 | 0 | 0 | 911921931941
LV Sub Generation NHH | 962 | 8 | -0.613 | 0 | 0 | 0 | 0 | 0 | 0
LV Generation Intermittent | 971 | 0 | -0.805 | 0 | 0 | 0 | 0 | 0.21 | 0
LV Generation Non-Intermittent | 981 | 0 | -8.283 | -0.782 | -0.117 | 0 | 0 | 0.21 | 0
LV Sub Generation Intermittent | 972 | 0 | -0.613 | 0 | 0 | 0 | 0 | 0.164 | 0
LV Sub Generation Non-Intermittent | 982 | 0 | -6.399 | -0.581 | -0.088 | 0 | 0 | 0.164 | 0
HV Generation Intermittent | 973 | 0 | -0.389 | 0 | 0 | 6.75 | 0 | 0.112 | 0
HV Generation Non-Intermittent | 983 | 0 | -4.222 | -0.342 | -0.053 | 6.75 | 0 | 0.112 | 0
HV Sub Generation Non-Intermittent | 984 | 0 | -3.016 | -0.211 | -0.034 | 6.75 | 0 | 0.065 | 0
HV Sub Generation Intermittent | 974 | 0 | -0.265 | 0 | 0 | 6.75 | 0 | 0.065 | 0
LDNO LV: Domestic Unrestricted | 0 | 1 | 1.6909 | 0 | 0 | 2.4975 | 0 | 0 | 0
LDNO LV: Domestic Two Rate | 0 | 2 | 1.9265 | 0.162 | 0 | 2.4975 | 0 | 0 | 0
LDNO LV: Domestic Off Peak (related MPAN) | 0 | 2 | 0.15998 | 0 | 0 | 0 | 0 | 0 | 0
LDNO LV: Small Non Domestic Unrestricted | 0 | 3 | 1.3689 | 0 | 0 | 2.4975 | 0 | 0 | 0
LDNO LV: Small Non Domestic Two Rate | 0 | 4 | 1.5194 | 0.13298 | 0 | 2.4975 | 0 | 0 | 0
LDNO LV: Small Non Domestic Off Peak (related MPAN) | 0 | 4 | 0.14242 | 0 | 0 | 0 | 0 | 0 | 0
LDNO LV: LV Medium Non-Domestic | 0 | 5-8 | 1.3135 | 0.10733 | 0 | 20.7698 | 0 | 0 | 0
LDNO LV: LV HH Metered | 0 | 0 | 6.1938 | 0.38745 | 0.0594 | 8.1878 | 2.295 | 0.16403 | 0
LDNO LV: NHH UMS | 0 | 1&8 | 2.0817 | 0 | 0 | 0 | 0 | 0 | 0
LDNO LV: LV UMS (Pseudo HH Metered) | 0 | 0 | 19.0026 | 2.3544 | 1.2771 | 0 | 0 | 0 | 0
LDNO LV: LV Generation NHH | 0 | 8 | -0.805 | 0 | 0 | 0 | 0 | 0 | 0
LDNO LV: LV Generation Intermittent | 0 | 0 | -0.805 | 0 | 0 | 0 | 0 | 0.21 | 0
LDNO LV: LV Generation Non-Intermittent | 0 | 0 | -8.283 | -0.782 | -0.117 | 0 | 0 | 0.21 | 0
LDNO HV: Domestic Unrestricted | 0 | 1 | 1.1047 | 0 | 0 | 1.6317 | 0 | 0 | 0
LDNO HV: Domestic Two Rate | 0 | 2 | 1.2586 | 0.10584 | 0 | 1.6317 | 0 | 0 | 0
LDNO HV: Domestic Off Peak (related MPAN) | 0 | 2 | 0.10452 | 0 | 0 | 0 | 0 | 0 | 0
LDNO HV: Small Non Domestic Unrestricted | 0 | 3 | 0.89435 | 0 | 0 | 1.6317 | 0 | 0 | 0
LDNO HV: Small Non Domestic Two Rate | 0 | 4 | 0.99269 | 0.086877 | 0 | 1.6317 | 0 | 0 | 0
LDNO HV: Small Non Domestic Off Peak (related MPAN) | 0 | 4 | 0.093051 | 0 | 0 | 0 | 0 | 0 | 0
LDNO HV: LV Medium Non-Domestic | 0 | 5-8 | 0.85819 | 0.070119 | 0 | 13.5696 | 0 | 0 | 0
LDNO HV: LV HH Metered | 0 | 0 | 4.0466 | 0.25313 | 0.038808 | 5.3493 | 1.4994 | 0.10716 | 0
LDNO HV: LV Sub HH Metered | 0 | 0 | 6.8316 | 0.38226 | 0.059224 | 27.6334 | 2.0728 | 0.16825 | 0
LDNO HV: HV HH Metered | 0 | 0 | 6.512 | 0.29789 | 0.04716 | 85.619 | 2.1222 | 0.1462 | 0
LDNO HV: NHH UMS | 0 | 1&8 | 1.36 | 0 | 0 | 0 | 0 | 0 | 0
LDNO HV: LV UMS (Pseudo HH Metered) | 0 | 0 | 12.415 | 1.5382 | 0.83437 | 0 | 0 | 0 | 0
LDNO HV: LV Generation NHH | 0 | 8 | -0.805 | 0 | 0 | 0 | 0 | 0 | 0
LDNO HV: LV Sub Generation NHH | 0 | 8 | -0.613 | 0 | 0 | 0 | 0 | 0 | 0
LDNO HV: LV Generation Intermittent | 0 | 0 | -0.805 | 0 | 0 | 0 | 0 | 0.21 | 0
LDNO HV: LV Generation Non-Intermittent | 0 | 0 | -8.283 | -0.782 | -0.117 | 0 | 0 | 0.21 | 0
LDNO HV: LV Sub Generation Intermittent | 0 | 0 | -0.613 | 0 | 0 | 0 | 0 | 0.164 | 0
LDNO HV: LV Sub Generation Non-Intermittent | 0 | 0 | -6.399 | -0.581 | -0.088 | 0 | 0 | 0.164 | 0
LDNO HV: HV Generation Intermittent | 0 | 0 | -0.389 | 0 | 0 | 0 | 0 | 0.112 | 0
LDNO HV: HV Generation Non-Intermittent | 0 | 0 | -4.222 | -0.342 | -0.053 | 0 | 0 | 0.112 | 0
Tariffs for Charging Year: Scenario 2
| Open LLFCs | PCs | Unit rate 1 p/kWh | Unit rate 2 p/kWh | Unit rate 3 p/kWh | Fixed charge p/MPAN/day | Capacity charge p/kVA/day | Reactive power charge p/kVArh | Closed LLFCs
Domestic Unrestricted | 011, 041, 441, 511 | 1 | 2.497 | 0 | 0 | 3.81 | 0 | 0 | 541
Domestic Two Rate | 031, 051, 061, 451, 531 | 2 | 2.845 | 0.239 | 0 | 3.81 | 0 | 0 | 421, 501, 551, 561, 621, 651
Domestic Off Peak (related MPAN) | 081, 581 | 2 | 0.236 | 0 | 0 | 0 | 0 | 0 | 071, 101, 111, 571, 601, 611
Small Non Domestic Unrestricted | 131, 191, 631 | 3 | 2.022 | 0 | 0 | 3.81 | 0 | 0 | 691
Small Non Domestic Two Rate | 161, 171, 661 | 4 | 2.244 | 0.196 | 0 | 3.81 | 0 | 0 | 181, 671, 681
Small Non Domestic Off Peak (related MPAN) | 091, 591 | 4 | 0.21 | 0 | 0 | 0 | 0 | 0 | 071, 101,111, 571, 601, 611
LV Medium Non-Domestic | 241, 431, 481, 751 | 5-8 | 1.94 | 0.158 | 0 | 30.81 | 0 | 0 | 201, 211, 221, 231, 431, 701, 711
LV Sub Medium Non-Domestic | 242, 432, 482, 752 | 5-8 | 1.617 | 0.124 | 0 | 61.82 | 0 | 0 | 202, 212, 222, 432, 702, 712
HV Medium Non-Domestic | 483, 753 | 5-8 | 1.112 | 0.069 | 0 | 227.97 | 0 | 0 | 203, 213, 223, 703, 713
LV HH Metered | 801 | 0 | 9.156 | 0.572 | 0.088 | 12.47 | 3.37 | 0.242 | 251271401
LV Sub HH Metered | 802 | 0 | 10.133 | 0.566 | 0.088 | 36.52 | 3.06 | 0.25 | 252272402
HV HH Metered | 803 | 0 | 8.274 | 0.378 | 0.06 | 107.24 | 2.68 | 0.186 | 253, 413
HV Sub HH Metered | 804 | 0 | 6.65 | 0.247 | 0.041 | 140.75 | 1.91 | 0.159 | 384, 404
NHH UMS | 721 | 1&8 | 3.182 | 0 | 0 | 0 | 0 | 0 | 341351371381
LV UMS (Pseudo HH Metered) | 811 | 0 | 28.173 | 3.582 | 1.993 | 0 | 0 | 0 | 351
LV Generation NHH | 961 | 8 | -0.802 | 0 | 0 | 0 | 0 | 0 | 911921931941
LV Sub Generation NHH | 962 | 8 | -0.611 | 0 | 0 | 0 | 0 | 0 | 0
LV Generation Intermittent | 971 | 0 | -0.802 | 0 | 0 | 0 | 0 | 0.209 | 0
LV Generation Non-Intermittent | 981 | 0 | -8.249 | -0.778 | -0.117 | 0 | 0 | 0.209 | 0
LV Sub Generation Intermittent | 972 | 0 | -0.611 | 0 | 0 | 0 | 0 | 0.163 | 0
LV Sub Generation Non-Intermittent | 982 | 0 | -6.373 | -0.578 | -0.087 | 0 | 0 | 0.163 | 0
HV Generation Intermittent | 973 | 0 | -0.387 | 0 | 0 | 6.65 | 0 | 0.111 | 0
HV Generation Non-Intermittent | 983 | 0 | -4.205 | -0.341 | -0.053 | 6.65 | 0 | 0.111 | 0
HV Sub Generation Non-Intermittent | 984 | 0 | -3.005 | -0.21 | -0.033 | 6.65 | 0 | 0.065 | 0
HV Sub Generation Intermittent | 974 | 0 | -0.264 | 0 | 0 | 6.65 | 0 | 0.065 | 0
LDNO LV: Domestic Unrestricted | 0 | 1 | 1.6855 | 0 | 0 | 2.5718 | 0 | 0 | 0
LDNO LV: Domestic Two Rate | 0 | 2 | 1.9204 | 0.16132 | 0 | 2.5718 | 0 | 0 | 0
LDNO LV: Domestic Off Peak (related MPAN) | 0 | 2 | 0.1593 | 0 | 0 | 0 | 0 | 0 | 0
LDNO LV: Small Non Domestic Unrestricted | 0 | 3 | 1.3648 | 0 | 0 | 2.5718 | 0 | 0 | 0
LDNO LV: Small Non Domestic Two Rate | 0 | 4 | 1.5147 | 0.1323 | 0 | 2.5718 | 0 | 0 | 0
LDNO LV: Small Non Domestic Off Peak (related MPAN) | 0 | 4 | 0.14175 | 0 | 0 | 0 | 0 | 0 | 0
LDNO LV: LV Medium Non-Domestic | 0 | 5-8 | 1.3095 | 0.10665 | 0 | 20.7967 | 0 | 0 | 0
LDNO LV: LV HH Metered | 0 | 0 | 6.1803 | 0.3861 | 0.0594 | 8.4173 | 2.2748 | 0.16335 | 0
LDNO LV: NHH UMS | 0 | 1&8 | 2.1479 | 0 | 0 | 0 | 0 | 0 | 0
LDNO LV: LV UMS (Pseudo HH Metered) | 0 | 0 | 19.0168 | 2.4179 | 1.3453 | 0 | 0 | 0 | 0
LDNO LV: LV Generation NHH | 0 | 8 | -0.802 | 0 | 0 | 0 | 0 | 0 | 0
LDNO LV: LV Generation Intermittent | 0 | 0 | -0.802 | 0 | 0 | 0 | 0 | 0.209 | 0
LDNO LV: LV Generation Non-Intermittent | 0 | 0 | -8.249 | -0.778 | -0.117 | 0 | 0 | 0.209 | 0
LDNO HV: Domestic Unrestricted | 0 | 1 | 1.1012 | 0 | 0 | 1.6802 | 0 | 0 | 0
LDNO HV: Domestic Two Rate | 0 | 2 | 1.2546 | 0.1054 | 0 | 1.6802 | 0 | 0 | 0
LDNO HV: Domestic Off Peak (related MPAN) | 0 | 2 | 0.10408 | 0 | 0 | 0 | 0 | 0 | 0
LDNO HV: Small Non Domestic Unrestricted | 0 | 3 | 0.8917 | 0 | 0 | 1.6802 | 0 | 0 | 0
LDNO HV: Small Non Domestic Two Rate | 0 | 4 | 0.9896 | 0.086436 | 0 | 1.6802 | 0 | 0 | 0
LDNO HV: Small Non Domestic Off Peak (related MPAN) | 0 | 4 | 0.09261 | 0 | 0 | 0 | 0 | 0 | 0
LDNO HV: LV Medium Non-Domestic | 0 | 5-8 | 0.85554 | 0.069678 | 0 | 13.5872 | 0 | 0 | 0
LDNO HV: LV HH Metered | 0 | 0 | 4.0378 | 0.25225 | 0.038808 | 5.4993 | 1.4862 | 0.10672 | 0
LDNO HV: LV Sub HH Metered | 0 | 0 | 6.8195 | 0.38092 | 0.059224 | 24.578 | 2.0594 | 0.16825 | 0
LDNO HV: HV HH Metered | 0 | 0 | 6.5034 | 0.29711 | 0.04716 | 84.2906 | 2.1065 | 0.1462 | 0
LDNO HV: NHH UMS | 0 | 1&8 | 1.4033 | 0 | 0 | 0 | 0 | 0 | 0
LDNO HV: LV UMS (Pseudo HH Metered) | 0 | 0 | 12.4243 | 1.5797 | 0.87891 | 0 | 0 | 0 | 0
LDNO HV: LV Generation NHH | 0 | 8 | -0.802 | 0 | 0 | 0 | 0 | 0 | 0
LDNO HV: LV Sub Generation NHH | 0 | 8 | -0.611 | 0 | 0 | 0 | 0 | 0 | 0
LDNO HV: LV Generation Intermittent | 0 | 0 | -0.802 | 0 | 0 | 0 | 0 | 0.209 | 0
LDNO HV: LV Generation Non-Intermittent | 0 | 0 | -8.249 | -0.778 | -0.117 | 0 | 0 | 0.209 | 0
LDNO HV: LV Sub Generation Intermittent | 0 | 0 | -0.611 | 0 | 0 | 0 | 0 | 0.163 | 0
LDNO HV: LV Sub Generation Non-Intermittent | 0 | 0 | -6.373 | -0.578 | -0.087 | 0 | 0 | 0.163 | 0
LDNO HV: HV Generation Intermittent | 0 | 0 | -0.387 | 0 | 0 | 0 | 0 | 0.111 | 0
LDNO HV: HV Generation Non-Intermittent | 0 | 0 | -4.205 | -0.341 | -0.053 | 0 | 0 | 0.111 | 0
Tariffs for Charging Year: Scenario 3
| Open LLFCs | PCs | Unit rate 1 p/kWh | Unit rate 2 p/kWh | Unit rate 3 p/kWh | Fixed charge p/MPAN/day | Capacity charge p/kVA/day | Reactive power charge p/kVArh | Closed LLFCs
Domestic Unrestricted | 011, 041, 441, 511 | 1 | 2.505 | 0 | 0 | 3.69 | 0 | 0 | 541
Domestic Two Rate | 031, 051, 061, 451, 531 | 2 | 2.854 | 0.24 | 0 | 3.69 | 0 | 0 | 421, 501, 551, 561, 621, 651
Domestic Off Peak (related MPAN) | 081, 581 | 2 | 0.237 | 0 | 0 | 0 | 0 | 0 | 071, 101, 111, 571, 601, 611
Small Non Domestic Unrestricted | 131, 191, 631 | 3 | 2.028 | 0 | 0 | 3.69 | 0 | 0 | 691
Small Non Domestic Two Rate | 161, 171, 661 | 4 | 2.251 | 0.197 | 0 | 3.69 | 0 | 0 | 181, 671, 681
Small Non Domestic Off Peak (related MPAN) | 091, 591 | 4 | 0.211 | 0 | 0 | 0 | 0 | 0 | 071, 101,111, 571, 601, 611
LV Medium Non-Domestic | 241, 431, 481, 751 | 5-8 | 1.947 | 0.159 | 0 | 30.75 | 0 | 0 | 201, 211, 221, 231, 431, 701, 711
LV Sub Medium Non-Domestic | 242, 432, 482, 752 | 5-8 | 1.622 | 0.124 | 0 | 68.91 | 0 | 0 | 202, 212, 222, 432, 702, 712
HV Medium Non-Domestic | 483, 753 | 5-8 | 1.114 | 0.069 | 0 | 230.83 | 0 | 0 | 203, 213, 223, 703, 713
LV HH Metered | 801 | 0 | 9.177 | 0.575 | 0.088 | 12.09 | 3.4 | 0.243 | 251271401
LV Sub HH Metered | 802 | 0 | 10.152 | 0.568 | 0.088 | 43.23 | 3.08 | 0.25 | 252272402
HV HH Metered | 803 | 0 | 8.286 | 0.379 | 0.06 | 109.02 | 2.7 | 0.186 | 253, 413
HV Sub HH Metered | 804 | 0 | 6.657 | 0.248 | 0.041 | 143.08 | 1.93 | 0.159 | 384, 404
NHH UMS | 721 | 1&8 | 3.08 | 0 | 0 | 0 | 0 | 0 | 341351371381
LV UMS (Pseudo HH Metered) | 811 | 0 | 28.151 | 3.483 | 1.887 | 0 | 0 | 0 | 351
LV Generation NHH | 961 | 8 | -0.805 | 0 | 0 | 0 | 0 | 0 | 911921931941
LV Sub Generation NHH | 962 | 8 | -0.613 | 0 | 0 | 0 | 0 | 0 | 0
LV Generation Intermittent | 971 | 0 | -0.805 | 0 | 0 | 0 | 0 | 0.21 | 0
LV Generation Non-Intermittent | 981 | 0 | -8.285 | -0.782 | -0.117 | 0 | 0 | 0.21 | 0
LV Sub Generation Intermittent | 972 | 0 | -0.613 | 0 | 0 | 0 | 0 | 0.164 | 0
LV Sub Generation Non-Intermittent | 982 | 0 | -6.4 | -0.581 | -0.088 | 0 | 0 | 0.164 | 0
HV Generation Intermittent | 973 | 0 | -0.389 | 0 | 0 | 6.76 | 0 | 0.112 | 0
HV Generation Non-Intermittent | 983 | 0 | -4.222 | -0.343 | -0.053 | 6.76 | 0 | 0.112 | 0
HV Sub Generation Non-Intermittent | 984 | 0 | -3.017 | -0.211 | -0.034 | 6.76 | 0 | 0.065 | 0
HV Sub Generation Intermittent | 974 | 0 | -0.265 | 0 | 0 | 6.76 | 0 | 0.065 | 0
LDNO LV: Domestic Unrestricted | 0 | 1 | 1.6909 | 0 | 0 | 2.4908 | 0 | 0 | 0
LDNO LV: Domestic Two Rate | 0 | 2 | 1.9265 | 0.162 | 0 | 2.4908 | 0 | 0 | 0
LDNO LV: Domestic Off Peak (related MPAN) | 0 | 2 | 0.15998 | 0 | 0 | 0 | 0 | 0 | 0
LDNO LV: Small Non Domestic Unrestricted | 0 | 3 | 1.3689 | 0 | 0 | 2.4908 | 0 | 0 | 0
LDNO LV: Small Non Domestic Two Rate | 0 | 4 | 1.5194 | 0.13298 | 0 | 2.4908 | 0 | 0 | 0
LDNO LV: Small Non Domestic Off Peak (related MPAN) | 0 | 4 | 0.14242 | 0 | 0 | 0 | 0 | 0 | 0
LDNO LV: LV Medium Non-Domestic | 0 | 5-8 | 1.3142 | 0.10733 | 0 | 20.7563 | 0 | 0 | 0
LDNO LV: LV HH Metered | 0 | 0 | 6.1945 | 0.38812 | 0.0594 | 8.1608 | 2.295 | 0.16403 | 0
LDNO LV: NHH UMS | 0 | 1&8 | 2.079 | 0 | 0 | 0 | 0 | 0 | 0
LDNO LV: LV UMS (Pseudo HH Metered) | 0 | 0 | 19.0019 | 2.351 | 1.2737 | 0 | 0 | 0 | 0
LDNO LV: LV Generation NHH | 0 | 8 | -0.805 | 0 | 0 | 0 | 0 | 0 | 0
LDNO LV: LV Generation Intermittent | 0 | 0 | -0.805 | 0 | 0 | 0 | 0 | 0.21 | 0
LDNO LV: LV Generation Non-Intermittent | 0 | 0 | -8.285 | -0.782 | -0.117 | 0 | 0 | 0.21 | 0
LDNO HV: Domestic Unrestricted | 0 | 1 | 1.1047 | 0 | 0 | 1.6273 | 0 | 0 | 0
LDNO HV: Domestic Two Rate | 0 | 2 | 1.2586 | 0.10584 | 0 | 1.6273 | 0 | 0 | 0
LDNO HV: Domestic Off Peak (related MPAN) | 0 | 2 | 0.10452 | 0 | 0 | 0 | 0 | 0 | 0
LDNO HV: Small Non Domestic Unrestricted | 0 | 3 | 0.89435 | 0 | 0 | 1.6273 | 0 | 0 | 0
LDNO HV: Small Non Domestic Two Rate | 0 | 4 | 0.99269 | 0.086877 | 0 | 1.6273 | 0 | 0 | 0
LDNO HV: Small Non Domestic Off Peak (related MPAN) | 0 | 4 | 0.093051 | 0 | 0 | 0 | 0 | 0 | 0
LDNO HV: LV Medium Non-Domestic | 0 | 5-8 | 0.85863 | 0.070119 | 0 | 13.5607 | 0 | 0 | 0
LDNO HV: LV HH Metered | 0 | 0 | 4.0471 | 0.25357 | 0.038808 | 5.3317 | 1.4994 | 0.10716 | 0
LDNO HV: LV Sub HH Metered | 0 | 0 | 6.8323 | 0.38226 | 0.059224 | 29.0938 | 2.0728 | 0.16825 | 0
LDNO HV: HV HH Metered | 0 | 0 | 6.5128 | 0.29789 | 0.04716 | 85.6897 | 2.1222 | 0.1462 | 0
LDNO HV: NHH UMS | 0 | 1&8 | 1.3583 | 0 | 0 | 0 | 0 | 0 | 0
LDNO HV: LV UMS (Pseudo HH Metered) | 0 | 0 | 12.4146 | 1.536 | 0.83217 | 0 | 0 | 0 | 0
LDNO HV: LV Generation NHH | 0 | 8 | -0.805 | 0 | 0 | 0 | 0 | 0 | 0
LDNO HV: LV Sub Generation NHH | 0 | 8 | -0.613 | 0 | 0 | 0 | 0 | 0 | 0
LDNO HV: LV Generation Intermittent | 0 | 0 | -0.805 | 0 | 0 | 0 | 0 | 0.21 | 0
LDNO HV: LV Generation Non-Intermittent | 0 | 0 | -8.285 | -0.782 | -0.117 | 0 | 0 | 0.21 | 0
LDNO HV: LV Sub Generation Intermittent | 0 | 0 | -0.613 | 0 | 0 | 0 | 0 | 0.164 | 0
LDNO HV: LV Sub Generation Non-Intermittent | 0 | 0 | -6.4 | -0.581 | -0.088 | 0 | 0 | 0.164 | 0
LDNO HV: HV Generation Intermittent | 0 | 0 | -0.389 | 0 | 0 | 0 | 0 | 0.112 | 0
LDNO HV: HV Generation Non-Intermittent | 0 | 0 | -4.222 | -0.343 | -0.053 | 0 | 0 | 0.112 | 0
Tariffs for Charging Year: Scenario 4
| Open LLFCs | PCs | Unit rate 1 p/kWh | Unit rate 2 p/kWh | Unit rate 3 p/kWh | Fixed charge p/MPAN/day | Capacity charge p/kVA/day | Reactive power charge p/kVArh | Closed LLFCs
Domestic Unrestricted | 011, 041, 441, 511 | 1 | 2.499 | 0 | 0 | 3.77 | 0 | 0 | 541
Domestic Two Rate | 031, 051, 061, 451, 531 | 2 | 2.848 | 0.24 | 0 | 3.77 | 0 | 0 | 421, 501, 551, 561, 621, 651
Domestic Off Peak (related MPAN) | 081, 581 | 2 | 0.236 | 0 | 0 | 0 | 0 | 0 | 071, 101, 111, 571, 601, 611
Small Non Domestic Unrestricted | 131, 191, 631 | 3 | 2.024 | 0 | 0 | 3.77 | 0 | 0 | 691
Small Non Domestic Two Rate | 161, 171, 661 | 4 | 2.246 | 0.196 | 0 | 3.77 | 0 | 0 | 181, 671, 681
Small Non Domestic Off Peak (related MPAN) | 091, 591 | 4 | 0.21 | 0 | 0 | 0 | 0 | 0 | 071, 101,111, 571, 601, 611
LV Medium Non-Domestic | 241, 431, 481, 751 | 5-8 | 1.942 | 0.158 | 0 | 30.94 | 0 | 0 | 201, 211, 221, 231, 431, 701, 711
LV Sub Medium Non-Domestic | 242, 432, 482, 752 | 5-8 | 1.619 | 0.124 | 0 | 70.17 | 0 | 0 | 202, 212, 222, 432, 702, 712
HV Medium Non-Domestic | 483, 753 | 5-8 | 1.112 | 0.069 | 0 | 228.87 | 0 | 0 | 203, 213, 223, 703, 713
LV HH Metered | 801 | 0 | 9.162 | 0.573 | 0.088 | 12.52 | 3.38 | 0.242 | 251271401
LV Sub HH Metered | 802 | 0 | 10.139 | 0.567 | 0.088 | 44.75 | 3.06 | 0.25 | 252272402
HV HH Metered | 803 | 0 | 8.277 | 0.379 | 0.06 | 107.8 | 2.69 | 0.186 | 253, 413
HV Sub HH Metered | 804 | 0 | 6.652 | 0.247 | 0.041 | 141.48 | 1.92 | 0.159 | 384, 404
NHH UMS | 721 | 1&8 | 3.132 | 0 | 0 | 0 | 0 | 0 | 341351371381
LV UMS (Pseudo HH Metered) | 811 | 0 | 28.149 | 3.534 | 1.942 | 0 | 0 | 0 | 351
LV Generation NHH | 961 | 8 | -0.803 | 0 | 0 | 0 | 0 | 0 | 911921931941
LV Sub Generation NHH | 962 | 8 | -0.611 | 0 | 0 | 0 | 0 | 0 | 0
LV Generation Intermittent | 971 | 0 | -0.803 | 0 | 0 | 0 | 0 | 0.209 | 0
LV Generation Non-Intermittent | 981 | 0 | -8.261 | -0.78 | -0.117 | 0 | 0 | 0.209 | 0
LV Sub Generation Intermittent | 972 | 0 | -0.611 | 0 | 0 | 0 | 0 | 0.164 | 0
LV Sub Generation Non-Intermittent | 982 | 0 | -6.382 | -0.579 | -0.087 | 0 | 0 | 0.164 | 0
HV Generation Intermittent | 973 | 0 | -0.388 | 0 | 0 | 6.68 | 0 | 0.111 | 0
HV Generation Non-Intermittent | 983 | 0 | -4.211 | -0.341 | -0.053 | 6.68 | 0 | 0.111 | 0
HV Sub Generation Non-Intermittent | 984 | 0 | -3.009 | -0.21 | -0.033 | 6.68 | 0 | 0.065 | 0
HV Sub Generation Intermittent | 974 | 0 | -0.264 | 0 | 0 | 6.68 | 0 | 0.065 | 0
LDNO LV: Domestic Unrestricted | 0 | 1 | 1.6868 | 0 | 0 | 2.5448 | 0 | 0 | 0
LDNO LV: Domestic Two Rate | 0 | 2 | 1.9224 | 0.162 | 0 | 2.5448 | 0 | 0 | 0
LDNO LV: Domestic Off Peak (related MPAN) | 0 | 2 | 0.1593 | 0 | 0 | 0 | 0 | 0 | 0
LDNO LV: Small Non Domestic Unrestricted | 0 | 3 | 1.3662 | 0 | 0 | 2.5448 | 0 | 0 | 0
LDNO LV: Small Non Domestic Two Rate | 0 | 4 | 1.5161 | 0.1323 | 0 | 2.5448 | 0 | 0 | 0
LDNO LV: Small Non Domestic Off Peak (related MPAN) | 0 | 4 | 0.14175 | 0 | 0 | 0 | 0 | 0 | 0
LDNO LV: LV Medium Non-Domestic | 0 | 5-8 | 1.3109 | 0.10665 | 0 | 20.8845 | 0 | 0 | 0
LDNO LV: LV HH Metered | 0 | 0 | 6.1844 | 0.38677 | 0.0594 | 8.451 | 2.2815 | 0.16335 | 0
LDNO LV: NHH UMS | 0 | 1&8 | 2.1141 | 0 | 0 | 0 | 0 | 0 | 0
LDNO LV: LV UMS (Pseudo HH Metered) | 0 | 0 | 19.0006 | 2.3855 | 1.3109 | 0 | 0 | 0 | 0
LDNO LV: LV Generation NHH | 0 | 8 | -0.803 | 0 | 0 | 0 | 0 | 0 | 0
LDNO LV: LV Generation Intermittent | 0 | 0 | -0.803 | 0 | 0 | 0 | 0 | 0.209 | 0
LDNO LV: LV Generation Non-Intermittent | 0 | 0 | -8.261 | -0.78 | -0.117 | 0 | 0 | 0.209 | 0
LDNO HV: Domestic Unrestricted | 0 | 1 | 1.1021 | 0 | 0 | 1.6626 | 0 | 0 | 0
LDNO HV: Domestic Two Rate | 0 | 2 | 1.256 | 0.10584 | 0 | 1.6626 | 0 | 0 | 0
LDNO HV: Domestic Off Peak (related MPAN) | 0 | 2 | 0.10408 | 0 | 0 | 0 | 0 | 0 | 0
LDNO HV: Small Non Domestic Unrestricted | 0 | 3 | 0.89258 | 0 | 0 | 1.6626 | 0 | 0 | 0
LDNO HV: Small Non Domestic Two Rate | 0 | 4 | 0.99049 | 0.086436 | 0 | 1.6626 | 0 | 0 | 0
LDNO HV: Small Non Domestic Off Peak (related MPAN) | 0 | 4 | 0.09261 | 0 | 0 | 0 | 0 | 0 | 0
LDNO HV: LV Medium Non-Domestic | 0 | 5-8 | 0.85642 | 0.069678 | 0 | 13.6445 | 0 | 0 | 0
LDNO HV: LV HH Metered | 0 | 0 | 4.0404 | 0.25269 | 0.038808 | 5.5213 | 1.4906 | 0.10672 | 0
LDNO HV: LV Sub HH Metered | 0 | 0 | 6.8235 | 0.38159 | 0.059224 | 30.1168 | 2.0594 | 0.16825 | 0
LDNO HV: HV HH Metered | 0 | 0 | 6.5057 | 0.29789 | 0.04716 | 84.7308 | 2.1143 | 0.1462 | 0
LDNO HV: NHH UMS | 0 | 1&8 | 1.3812 | 0 | 0 | 0 | 0 | 0 | 0
LDNO HV: LV UMS (Pseudo HH Metered) | 0 | 0 | 12.4137 | 1.5585 | 0.85642 | 0 | 0 | 0 | 0
LDNO HV: LV Generation NHH | 0 | 8 | -0.803 | 0 | 0 | 0 | 0 | 0 | 0
LDNO HV: LV Sub Generation NHH | 0 | 8 | -0.611 | 0 | 0 | 0 | 0 | 0 | 0
LDNO HV: LV Generation Intermittent | 0 | 0 | -0.803 | 0 | 0 | 0 | 0 | 0.209 | 0
LDNO HV: LV Generation Non-Intermittent | 0 | 0 | -8.261 | -0.78 | -0.117 | 0 | 0 | 0.209 | 0
LDNO HV: LV Sub Generation Intermittent | 0 | 0 | -0.611 | 0 | 0 | 0 | 0 | 0.164 | 0
LDNO HV: LV Sub Generation Non-Intermittent | 0 | 0 | -6.382 | -0.579 | -0.087 | 0 | 0 | 0.164 | 0
LDNO HV: HV Generation Intermittent | 0 | 0 | -0.388 | 0 | 0 | 0 | 0 | 0.111 | 0
LDNO HV: HV Generation Non-Intermittent | 0 | 0 | -4.211 | -0.341 | -0.053 | 0 | 0 | 0.111 | 0

## LV SM - typical bill
| Y | Y+1 | Y+2 | Y+3 | Y+4
TARIFF | Base Model | Scenario 1 | Scenario 2 | Scenario 3 | Scenario 4
> Domestic Unrestricted
Domestic Unrestricted | 108.6443 | 108.6823 | 108.7799 | 108.6458 | 108.7098
LDNO LV: Domestic Unrestricted | 40.6953 | 40.7079 | 40.8781 | 40.6833 | 40.8047
LDNO HV: Domestic Unrestricted | 42.6829 | 42.6975 | 42.7573 | 42.6815 | 42.7222
> Domestic Two Rate
Domestic Two Rate | 112.5724 | 112.5724 | 112.6535 | 112.5359 | 112.6362
LDNO LV: Domestic Two Rate | 50.7408 | 50.7408 | 50.878 | 50.7161 | 50.8309
LDNO HV: Domestic Two Rate | 44.8021 | 44.8021 | 44.8539 | 44.786 | 44.839
> Domestic Off Peak (related MPAN)
Domestic Off Peak (related MPAN) | 10.0673 | 10.0673 | 10.0248 | 10.0673 | 10.0248
LDNO LV: Domestic Off Peak (related MPAN)
LDNO HV: Domestic Off Peak (related MPAN)
> Small Non Domestic Unrestricted
Small Non Domestic Unrestricted | 319.6179 | 319.6179 | 319.1137 | 319.5814 | 319.2696
LDNO LV: Small Non Domestic Unrestricted | 88.9147 | 88.9147 | 88.9496 | 88.8901 | 88.9298
LDNO HV: Small Non Domestic Unrestricted | 124.2577 | 124.2577 | 124.0847 | 124.2416 | 124.137
> Small Non Domestic Two Rate
Small Non Domestic Two Rate | 432.3459 | 432.5258 | 431.5968 | 432.4893 | 431.8106
LDNO LV: Small Non Domestic Two Rate | 58.246 | 58.2678 | 58.386 | 58.2432 | 58.3311
LDNO HV: Small Non Domestic Two Rate | 235.1388 | 235.2386 | 234.6935 | 235.2225 | 234.8287
> Small Non Domestic Off Peak (related MPAN)
Small Non Domestic Off Peak (related MPAN) | 15.1727 | 15.1727 | 15.1008 | 15.1727 | 15.1008
LDNO LV: Small Non Domestic Off Peak (related MPAN)
LDNO HV: Small Non Domestic Off Peak (related MPAN)
> LV Medium Non-Domestic
LV Medium Non-Domestic | 1956.5135 | 1956.5135 | 1950.8586 | 1957.3698 | 1953.1917
LDNO LV: LV Medium Non-Domestic | 398.4724 | 398.4724 | 397.5567 | 398.5858 | 398.2024
LDNO HV: LV Medium Non-Domestic
> LV Sub Medium Non-Domestic
LV Sub Medium Non-Domestic | 2069.5686 | 2061.2101 | 2037.8039 | 2069.1671 | 2070.4753
> HV Medium Non-Domestic
HV Medium Non-Domestic | 2175.1861 | 2175.2956 | 2163.0227 | 2175.8066 | 2166.3077
> LV HH Metered
LV HH Metered | 5019.86 | 5019.86 | 4997.3506 | 5021.302 | 5005.6489
LDNO LV: LV HH Metered
LDNO HV: LV HH Metered | 2881.5761 | 2881.5761 | 2875.2561 | 2882.9064 | 2877.864
> LV Sub HH Metered
LV Sub HH Metered | 11382.4591 | 11374.1006 | 11317.7113 | 11382.5387 | 11353.8905
LDNO HV: LV Sub HH Metered
> HV HH Metered
HV HH Metered | 29305.5338 | 29305.5703 | 29203.5717 | 29307.6908 | 29253.9589
LDNO HV: HV HH Metered
> HV Sub HH Metered
HV Sub HH Metered
> NHH UMS
NHH UMS | 3356.646 | 3356.646 | 3463.3098 | 3352.2923 | 3408.8895
LDNO LV: NHH UMS | 53.3902 | 53.3902 | 55.0868 | 53.3209 | 54.2212
LDNO HV: NHH UMS | 117.6 | 117.6 | 121.337 | 117.4475 | 119.4304
> LV UMS (Pseudo HH Metered)
LV UMS (Pseudo HH Metered) | 380486.2057 | 380491.1205 | 392265.2265 | 379903.7225 | 386246.7718
LDNO LV: LV UMS (Pseudo HH Metered)
LDNO HV: LV UMS (Pseudo HH Metered)
> LV Generation NHH
LV Generation NHH | -125.8216 | -125.8216 | -125.3527 | -125.8216 | -125.509
LDNO LV: LV Generation NHH
LDNO HV: LV Generation NHH
> LV Sub Generation NHH
LV Sub Generation NHH
LDNO HV: LV Sub Generation NHH
> LV Generation Intermittent
LV Generation Intermittent | -702.9949 | -702.9949 | -700.3754 | -702.9949 | -701.249
LDNO LV: LV Generation Intermittent
LDNO HV: LV Generation Intermittent
> LV Generation Non-Intermittent
LV Generation Non-Intermittent | -1000.6576 | -1000.6576 | -996.6546 | -1000.8113 | -998.3087
LDNO LV: LV Generation Non-Intermittent
LDNO HV: LV Generation Non-Intermittent
> LV Sub Generation Intermittent
LV Sub Generation Intermittent | -9.9589 | -9.9589 | -9.93 | -9.9589 | -9.9223
LDNO HV: LV Sub Generation Intermittent
> LV Sub Generation Non-Intermittent
LV Sub Generation Non-Intermittent | -20.3929 | -20.3952 | -20.2867 | -20.3976 | -20.3031
LDNO HV: LV Sub Generation Non-Intermittent
> HV Generation Intermittent
HV Generation Intermittent | -14004.0886 | -14004.0886 | -13933.1868 | -14004.0521 | -13969.7249
LDNO HV: HV Generation Intermittent
> HV Generation Non-Intermittent
HV Generation Non-Intermittent | -24145.1693 | -24148.9175 | -24067.6592 | -24167.486 | -24090.0385
LDNO HV: HV Generation Non-Intermittent
> HV Sub Generation Non-Intermittent
HV Sub Generation Non-Intermittent | -6637.5889 | -6637.5889 | -6612.3556 | -6639.6046 | -6620.4551
> HV Sub Generation Intermittent
HV Sub Generation Intermittent

## HV SM - summary
Tariff Comparison
Scenario 1 vs Base | [6 empty] | Scenario 3 vs Base
| Unit rate 1 p/kWh | Unit rate 2 p/kWh | Unit rate 3 p/kWh | Fixed charge p/MPAN/day | Capacity charge p/kVA/day | Reactive power charge p/kVArh |  | Unit rate 1 p/kWh | Unit rate 2 p/kWh | Unit rate 3 p/kWh | Fixed charge p/MPAN/day | Capacity charge p/kVA/day | Reactive power charge p/kVArh
Domestic Unrestricted | 0% |  |  | 0% |  |  | Domestic Unrestricted | 0% |  |  | 0%
Domestic Two Rate | 0% | 0% |  | 0% |  |  | Domestic Two Rate | 0% | 0% |  | 0%
Domestic Off Peak (related MPAN) | 0% | [5 empty] | Domestic Off Peak (related MPAN) | 0%
Small Non Domestic Unrestricted | 0% |  |  | 0% |  |  | Small Non Domestic Unrestricted | 0% |  |  | 0%
Small Non Domestic Two Rate | 0% | 0% |  | 0% |  |  | Small Non Domestic Two Rate | 0% | 0% |  | 0%
Small Non Domestic Off Peak (related MPAN) | 0% | [5 empty] | Small Non Domestic Off Peak (related MPAN) | 0%
LV Medium Non-Domestic | 0.05139% | 0% |  | 0.06498% |  |  | LV Medium Non-Domestic | 0% | 0% |  | 0%
LV Sub Medium Non-Domestic | 0% | 0% |  | 0.1014% |  |  | LV Sub Medium Non-Domestic | 0% | 0% |  | 0%
HV Medium Non-Domestic | 0% | 0% |  | -7.04% |  |  | HV Medium Non-Domestic | 0% | 0% |  | -0.1762%
LV HH Metered | 0.0109% | 0.1742% | 0% | 0.08244% | 0% | 0% | LV HH Metered | 0% | 0% | 0% | 0% | 0% | 0%
LV Sub HH Metered | 0.009851% | 0% | 0% | 0.1153% | 0% | 0% | LV Sub HH Metered | 0% | 0% | 0% | 0.02306% | 0% | 0%
HV HH Metered | 0.01207% | 0% | 0% | -15.25% | 0% | 0% | HV HH Metered | 0% | 0% | 0% | -0.3802% | 0% | 0%
HV Sub HH Metered | 0% | 0.4049% | 0% | -13.36% | 0% | 0% | HV Sub HH Metered | 0% | 0% | 0% | -0.3833% | 0% | 0%
NHH UMS | 0.06483% | [5 empty] | NHH UMS | 0%
LV UMS (Pseudo HH Metered) | 0.02487% | 0.05734% | 0.1057% |  |  |  | LV UMS (Pseudo HH Metered) | 0% | 0% | 0%
Scenario 2 vs Base | [6 empty] | Scenario 4 vs Base
| Unit rate 1 p/kWh | Unit rate 2 p/kWh | Unit rate 3 p/kWh | Fixed charge p/MPAN/day | Capacity charge p/kVA/day | Reactive power charge p/kVArh |  | Unit rate 1 p/kWh | Unit rate 2 p/kWh | Unit rate 3 p/kWh | Fixed charge p/MPAN/day | Capacity charge p/kVA/day | Reactive power charge p/kVArh
Domestic Unrestricted | -0.03992% |  |  | 0% |  |  | Domestic Unrestricted | -0.03992% |  |  | 0%
Domestic Two Rate | 0% | 0% |  | 0% |  |  | Domestic Two Rate | 0% | 0% |  | 0%
Domestic Off Peak (related MPAN) | 0% | [5 empty] | Domestic Off Peak (related MPAN) | 0%
Small Non Domestic Unrestricted | 0% |  |  | 0% |  |  | Small Non Domestic Unrestricted | 0% |  |  | 0%
Small Non Domestic Two Rate | -0.04442% | 0% |  | 0% |  |  | Small Non Domestic Two Rate | -0.04442% | 0% |  | 0%
Small Non Domestic Off Peak (related MPAN) | 0% | [5 empty] | Small Non Domestic Off Peak (related MPAN) | 0%
LV Medium Non-Domestic | 0% | 0% |  | -0.03249% |  |  | LV Medium Non-Domestic | 0% | 0% |  | -0.03249%
LV Sub Medium Non-Domestic | 0% | 0% |  | -0.01449% |  |  | LV Sub Medium Non-Domestic | 0% | 0% |  | -0.02897%
HV Medium Non-Domestic | 0% | 0% |  | 1.621% |  |  | HV Medium Non-Domestic | 0% | 0% |  | 1.965%
LV HH Metered | 0% | 0% | 0% | 0% | 0% | 0% | LV HH Metered | 0% | 0% | 0% | -0.08244% | 0% | 0%
LV Sub HH Metered | 0% | 0% | 0% | -0.02306% | 0% | 0% | LV Sub HH Metered | 0% | 0% | 0% | -0.02306% | 0% | 0%
HV HH Metered | 0% | 0% | 0% | 3.516% | 0% | 0% | HV HH Metered | 0% | 0% | 0% | 4.258% | 0% | 0%
HV Sub HH Metered | 0% | 0% | 0% | 19.11% | 0% | 0% | HV Sub HH Metered | 0% | 0% | 0% | 4.258% | 0% | 0%
NHH UMS | -0.03241% | [5 empty] | NHH UMS | -0.03241%
LV UMS (Pseudo HH Metered) | -0.003552% | 0% | 0% |  |  |  | LV UMS (Pseudo HH Metered) | -0.007104% | -0.02867% | -0.05285%
Scenario 2 vs Scenario 1 | [6 empty] | Scenario 4 vs Scenario 3
| Unit rate 1 p/kWh | Unit rate 2 p/kWh | Unit rate 3 p/kWh | Fixed charge p/MPAN/day | Capacity charge p/kVA/day | Reactive power charge p/kVArh |  | Unit rate 1 p/kWh | Unit rate 2 p/kWh | Unit rate 3 p/kWh | Fixed charge p/MPAN/day | Capacity charge p/kVA/day | Reactive power charge p/kVArh
Domestic Unrestricted | -0.03992% |  |  | 0% |  |  | Domestic Unrestricted | -0.03992% |  |  | 0%
Domestic Two Rate | 0% | 0% |  | 0% |  |  | Domestic Two Rate | 0% | 0% |  | 0%
Domestic Off Peak (related MPAN) | 0% | [5 empty] | Domestic Off Peak (related MPAN) | 0%
Small Non Domestic Unrestricted | 0% |  |  | 0% |  |  | Small Non Domestic Unrestricted | 0% |  |  | 0%
Small Non Domestic Two Rate | -0.04442% | 0% |  | 0% |  |  | Small Non Domestic Two Rate | -0.04442% | 0% |  | 0%
Small Non Domestic Off Peak (related MPAN) | 0% | [5 empty] | Small Non Domestic Off Peak (related MPAN) | 0%
LV Medium Non-Domestic | -0.05136% | 0% |  | -0.0974% |  |  | LV Medium Non-Domestic | 0% | 0% |  | -0.03249%
LV Sub Medium Non-Domestic | 0% | 0% |  | -0.1158% |  |  | LV Sub Medium Non-Domestic | 0% | 0% |  | -0.02897%
HV Medium Non-Domestic | 0% | 0% |  | 9.318% |  |  | HV Medium Non-Domestic | 0% | 0% |  | 2.145%
LV HH Metered | -0.0109% | -0.1739% | 0% | -0.08237% | 0% | 0% | LV HH Metered | 0% | 0% | 0% | -0.08244% | 0% | 0%
LV Sub HH Metered | -0.00985% | 0% | 0% | -0.1382% | 0% | 0% | LV Sub HH Metered | 0% | 0% | 0% | -0.04611% | 0% | 0%
HV HH Metered | -0.01207% | 0% | 0% | 22.15% | 0% | 0% | HV HH Metered | 0% | 0% | 0% | 4.656% | 0% | 0%
HV Sub HH Metered | 0% | -0.4032% | 0% | 37.48% | 0% | 0% | HV Sub HH Metered | 0% | 0% | 0% | 4.659% | 0% | 0%
NHH UMS | -0.09718% | [5 empty] | NHH UMS | -0.03241%
LV UMS (Pseudo HH Metered) | -0.02841% | -0.05731% | -0.1056% |  |  |  | LV UMS (Pseudo HH Metered) | -0.007104% | -0.02867% | -0.05285%
Typical Bill Comparison
| Percentage Change |  |  | Absolute Change (£) |  |  |  | Percentage Change |  |  | Absolute Change (£)
TARIFF | Scenario 1 vs Base | Scenario 2 vs Base | Scenario 2 vs Scenario 1 | Scenario 1 vs Base | Scenario 2 vs Base | Scenario 2 vs Scenario 1 | TARIFF | Scenario 3 vs Base | Scenario 4 vs Base | Scenario 4 vs Scenario 3 | Scenario 3 vs Base | Scenario 4 vs Base | Scenario 4 vs Scenario 3
> Domestic Unrestricted | [6 empty] | > Domestic Unrestricted
Domestic Unrestricted | 0% | -0.03496% | -0.03496% | 0 | -0.037995 | -0.037995 | Domestic Unrestricted | 0% | -0.03496% | -0.03496% | 0 | -0.037995 | -0.037995
LDNO LV: Domestic Unrestricted | 0% | -0.03098% | -0.03098% | 0 | -0.012612 | -0.012612 | LDNO LV: Domestic Unrestricted | 0% | -0.03098% | -0.03098% | 0 | -0.012612 | -0.012612
LDNO HV: Domestic Unrestricted | 0% | -0.03435% | -0.03435% | 0 | -0.014667 | -0.014667 | LDNO HV: Domestic Unrestricted | 0% | -0.03435% | -0.03435% | 0 | -0.014667 | -0.014667
> Domestic Two Rate | [6 empty] | > Domestic Two Rate
Domestic Two Rate | 0% | 0% | 0% | 0 | 0 | 0 | Domestic Two Rate | 0% | 0% | 0% | 0 | 0 | 0
LDNO LV: Domestic Two Rate | 0% | 0% | 0% | 0 | 0 | 0 | LDNO LV: Domestic Two Rate | 0% | 0% | 0% | 0 | 0 | 0
LDNO HV: Domestic Two Rate | 0% | 0% | 0% | 0 | 0 | 0 | LDNO HV: Domestic Two Rate | 0% | 0% | 0% | 0 | 0 | 0
> Domestic Off Peak (related MPAN) | [6 empty] | > Domestic Off Peak (related MPAN)
Domestic Off Peak (related MPAN) | 0% | 0% | 0% | 0 | 0 | 0 | Domestic Off Peak (related MPAN) | 0% | 0% | 0% | 0 | 0 | 0
LDNO LV: Domestic Off Peak (related MPAN) | #VALUE! | #VALUE! | #VALUE! | #VALUE! | #VALUE! | #VALUE! | LDNO LV: Domestic Off Peak (related MPAN) | #VALUE! | #VALUE! | #VALUE! | #VALUE! | #VALUE! | #VALUE!
LDNO HV: Domestic Off Peak (related MPAN) | #VALUE! | #VALUE! | #VALUE! | #VALUE! | #VALUE! | #VALUE! | LDNO HV: Domestic Off Peak (related MPAN) | #VALUE! | #VALUE! | #VALUE! | #VALUE! | #VALUE! | #VALUE!
> Small Non Domestic Unrestricted | [6 empty] | > Small Non Domestic Unrestricted
Small Non Domestic Unrestricted | 0% | 0% | 0% | 0 | 0 | 0 | Small Non Domestic Unrestricted | 0% | 0% | 0% | 0 | 0 | 0
LDNO LV: Small Non Domestic Unrestricted | 0% | 0% | 0% | 0 | 0 | 0 | LDNO LV: Small Non Domestic Unrestricted | 0% | 0% | 0% | 0 | 0 | 0
LDNO HV: Small Non Domestic Unrestricted | 0% | 0% | 0% | 0 | 0 | 0 | LDNO HV: Small Non Domestic Unrestricted | 0% | 0% | 0% | 0 | 0 | 0
> Small Non Domestic Two Rate | [6 empty] | > Small Non Domestic Two Rate
Small Non Domestic Two Rate | 0% | -0.0416% | -0.0416% | 0 | -0.17993 | -0.17993 | Small Non Domestic Two Rate | 0% | -0.0416% | -0.0416% | 0 | -0.17993 | -0.17993
LDNO LV: Small Non Domestic Two Rate | 0% | -0.03747% | -0.03747% | 0 | -0.021836 | -0.021836 | LDNO LV: Small Non Domestic Two Rate | 0% | -0.03747% | -0.03747% | 0 | -0.021836 | -0.021836
LDNO HV: Small Non Domestic Two Rate | 0% | -0.04242% | -0.04242% | 0 | -0.099793 | -0.099793 | LDNO HV: Small Non Domestic Two Rate | 0% | -0.04242% | -0.04242% | 0 | -0.099793 | -0.099793
> Small Non Domestic Off Peak (related MPAN) | [6 empty] | > Small Non Domestic Off Peak (related MPAN)
Small Non Domestic Off Peak (related MPAN) | 0% | 0% | 0% | 0 | 0 | 0 | Small Non Domestic Off Peak (related MPAN) | 0% | 0% | 0% | 0 | 0 | 0
LDNO LV: Small Non Domestic Off Peak (related MPAN) | #VALUE! | #VALUE! | #VALUE! | #VALUE! | #VALUE! | #VALUE! | LDNO LV: Small Non Domestic Off Peak (related MPAN) | #VALUE! | #VALUE! | #VALUE! | #VALUE! | #VALUE! | #VALUE!
LDNO HV: Small Non Domestic Off Peak (related MPAN) | #VALUE! | #VALUE! | #VALUE! | #VALUE! | #VALUE! | #VALUE! | LDNO HV: Small Non Domestic Off Peak (related MPAN) | #VALUE! | #VALUE! | #VALUE! | #VALUE! | #VALUE! | #VALUE!
> LV Medium Non-Domestic | [6 empty] | > LV Medium Non-Domestic
LV Medium Non-Domestic | 0.05123% | -0.001866% | -0.05307% | 1.0023 | -0.0365 | -1.0388 | LV Medium Non-Domestic | 0% | -0.001866% | -0.001866% | 0 | -0.0365 | -0.0365
LDNO LV: LV Medium Non-Domestic | 0.0532% | -0.006183% | -0.05935% | 0.21199 | -0.024637 | -0.23662 | LDNO LV: LV Medium Non-Domestic | 0% | -0.006183% | -0.006183% | 0 | -0.024637 | -0.024637
LDNO HV: LV Medium Non-Domestic | #VALUE! | #VALUE! | #VALUE! | #VALUE! | #VALUE! | #VALUE! | LDNO HV: LV Medium Non-Domestic | #VALUE! | #VALUE! | #VALUE! | #VALUE! | #VALUE! | #VALUE!
> LV Sub Medium Non-Domestic | [6 empty] | > LV Sub Medium Non-Domestic
LV Sub Medium Non-Domestic | 0.01235% | -0.001764% | -0.01411% | 0.2555 | -0.0365 | -0.292 | LV Sub Medium Non-Domestic | 0% | -0.003527% | -0.003527% | 0 | -0.073 | -0.073
> HV Medium Non-Domestic | [6 empty] | > HV Medium Non-Domestic
HV Medium Non-Domestic | -2.698% | 0.6213% | 3.412% | -58.327 | 13.432 | 71.759 | HV Medium Non-Domestic | -0.06754% | 0.753% | 0.8211% | -1.46 | 16.279 | 17.739
> LV HH Metered | [6 empty] | > LV HH Metered
LV HH Metered | 0.03236% | 0% | -0.03235% | 1.6244 | 0 | -1.6244 | LV HH Metered | 0% | -0.0007271% | -0.0007271% | 0 | -0.0365 | -0.0365
LDNO LV: LV HH Metered | #VALUE! | #VALUE! | #VALUE! | #VALUE! | #VALUE! | #VALUE! | LDNO LV: LV HH Metered | #VALUE! | #VALUE! | #VALUE! | #VALUE! | #VALUE! | #VALUE!
LDNO HV: LV HH Metered | 0.04896% | 0% | -0.04893% | 1.4107 | 0 | -1.4107 | LDNO HV: LV HH Metered | 0% | -0.0005586% | -0.0005586% | 0 | -0.016097 | -0.016097
> LV Sub HH Metered | [6 empty] | > LV Sub HH Metered
LV Sub HH Metered | 0.00615% | -0.0003207% | -0.006471% | 0.70007 | -0.0365 | -0.73657 | LV Sub HH Metered | 0.0003207% | -0.0003207% | -0.0006413% | 0.0365 | -0.0365 | -0.073
LDNO HV: LV Sub HH Metered | #VALUE! | #VALUE! | #VALUE! | #VALUE! | #VALUE! | #VALUE! | LDNO HV: LV Sub HH Metered | #VALUE! | #VALUE! | #VALUE! | #VALUE! | #VALUE! | #VALUE!
> HV HH Metered | [6 empty] | > HV HH Metered
HV HH Metered | -0.1939% | 0.0461% | 0.2404% | -56.7905 | 13.505 | 70.2955 | HV HH Metered | -0.004984% | 0.05582% | 0.06081% | -1.46 | 16.352 | 17.812
LDNO HV: HV HH Metered | #VALUE! | #VALUE! | #VALUE! | #VALUE! | #VALUE! | #VALUE! | LDNO HV: HV HH Metered | #VALUE! | #VALUE! | #VALUE! | #VALUE! | #VALUE! | #VALUE!
> HV Sub HH Metered | [6 empty] | > HV Sub HH Metered
HV Sub HH Metered | #VALUE! | #VALUE! | #VALUE! | #VALUE! | #VALUE! | #VALUE! | HV Sub HH Metered | #VALUE! | #VALUE! | #VALUE! | #VALUE! | #VALUE! | #VALUE!
> NHH UMS | [6 empty] | > NHH UMS
NHH UMS | 0.06483% | -0.03241% | -0.09718% | 2.1768 | -1.0884 | -3.2652 | NHH UMS | 0% | -0.03241% | -0.03241% | 0 | -1.0884 | -1.0884
LDNO LV: NHH UMS | 0.06483% | -0.03241% | -0.09718% | 0.034624 | -0.017312 | -0.051936 | LDNO LV: NHH UMS | 0% | -0.03241% | -0.03241% | 0 | -0.017312 | -0.017312
LDNO HV: NHH UMS | 0.06483% | -0.03241% | -0.09718% | 0.076265 | -0.038132 | -0.1144 | LDNO HV: NHH UMS | 0% | -0.03241% | -0.03241% | 0 | -0.038132 | -0.038132
> LV UMS (Pseudo HH Metered) | [6 empty] | > LV UMS (Pseudo HH Metered)
LV UMS (Pseudo HH Metered) | 0.07028% | -0.001292% | -0.07152% | 267.3963 | -4.9147 | -272.311 | LV UMS (Pseudo HH Metered) | 0% | -0.0332% | -0.0332% | 0 | -126.3261 | -126.3261
LDNO LV: LV UMS (Pseudo HH Metered) | #VALUE! | #VALUE! | #VALUE! | #VALUE! | #VALUE! | #VALUE! | LDNO LV: LV UMS (Pseudo HH Metered) | #VALUE! | #VALUE! | #VALUE! | #VALUE! | #VALUE! | #VALUE!
LDNO HV: LV UMS (Pseudo HH Metered) | #VALUE! | #VALUE! | #VALUE! | #VALUE! | #VALUE! | #VALUE! | LDNO HV: LV UMS (Pseudo HH Metered) | #VALUE! | #VALUE! | #VALUE! | #VALUE! | #VALUE! | #VALUE!
> LV Generation NHH | [6 empty] | > LV Generation NHH
LV Generation NHH | 0% | 0% | 0% | 0 | 0 | 0 | LV Generation NHH | 0% | 0% | 0% | 0 | 0 | 0
LDNO LV: LV Generation NHH | #VALUE! | #VALUE! | #VALUE! | #VALUE! | #VALUE! | #VALUE! | LDNO LV: LV Generation NHH | #VALUE! | #VALUE! | #VALUE! | #VALUE! | #VALUE! | #VALUE!
LDNO HV: LV Generation NHH | #VALUE! | #VALUE! | #VALUE! | #VALUE! | #VALUE! | #VALUE! | LDNO HV: LV Generation NHH | #VALUE! | #VALUE! | #VALUE! | #VALUE! | #VALUE! | #VALUE!
> LV Sub Generation NHH | [6 empty] | > LV Sub Generation NHH
LV Sub Generation NHH | #VALUE! | #VALUE! | #VALUE! | #VALUE! | #VALUE! | #VALUE! | LV Sub Generation NHH | #VALUE! | #VALUE! | #VALUE! | #VALUE! | #VALUE! | #VALUE!
LDNO HV: LV Sub Generation NHH | #VALUE! | #VALUE! | #VALUE! | #VALUE! | #VALUE! | #VALUE! | LDNO HV: LV Sub Generation NHH | #VALUE! | #VALUE! | #VALUE! | #VALUE! | #VALUE! | #VALUE!
> LV Generation Intermittent | [6 empty] | > LV Generation Intermittent
LV Generation Intermittent | 0% | 0% | 0% | 0 | 0 | 0 | LV Generation Intermittent | 0% | 0% | 0% | 0 | 0 | 0
LDNO LV: LV Generation Intermittent | #VALUE! | #VALUE! | #VALUE! | #VALUE! | #VALUE! | #VALUE! | LDNO LV: LV Generation Intermittent | #VALUE! | #VALUE! | #VALUE! | #VALUE! | #VALUE! | #VALUE!
LDNO HV: LV Generation Intermittent | #VALUE! | #VALUE! | #VALUE! | #VALUE! | #VALUE! | #VALUE! | LDNO HV: LV Generation Intermittent | #VALUE! | #VALUE! | #VALUE! | #VALUE! | #VALUE! | #VALUE!
> LV Generation Non-Intermittent | [6 empty] | > LV Generation Non-Intermittent
LV Generation Non-Intermittent | 0.01536% | -0.00768% | -0.02304% | -0.1537 | 0.076852 | 0.23056 | LV Generation Non-Intermittent | 0% | -0.00768% | -0.00768% | 0 | 0.076852 | 0.076852
LDNO LV: LV Generation Non-Intermittent | #VALUE! | #VALUE! | #VALUE! | #VALUE! | #VALUE! | #VALUE! | LDNO LV: LV Generation Non-Intermittent | #VALUE! | #VALUE! | #VALUE! | #VALUE! | #VALUE! | #VALUE!
LDNO HV: LV Generation Non-Intermittent | #VALUE! | #VALUE! | #VALUE! | #VALUE! | #VALUE! | #VALUE! | LDNO HV: LV Generation Non-Intermittent | #VALUE! | #VALUE! | #VALUE! | #VALUE! | #VALUE! | #VALUE!
> LV Sub Generation Intermittent | [6 empty] | > LV Sub Generation Intermittent
LV Sub Generation Intermittent | 0% | 0% | 0% | 0 | 0 | 0 | LV Sub Generation Intermittent | 0% | 0% | 0% | 0 | 0 | 0
LDNO HV: LV Sub Generation Intermittent | #VALUE! | #VALUE! | #VALUE! | #VALUE! | #VALUE! | #VALUE! | LDNO HV: LV Sub Generation Intermittent | #VALUE! | #VALUE! | #VALUE! | #VALUE! | #VALUE! | #VALUE!
> LV Sub Generation Non-Intermittent | [6 empty] | > LV Sub Generation Non-Intermittent
LV Sub Generation Non-Intermittent | 0.01169% | -0.01169% | -0.02337% | -0.0023832 | 0.0023832 | 0.0047665 | LV Sub Generation Non-Intermittent | 0% | -0.01169% | -0.01169% | 0 | 0.0023832 | 0.0023832
LDNO HV: LV Sub Generation Non-Intermittent | #VALUE! | #VALUE! | #VALUE! | #VALUE! | #VALUE! | #VALUE! | LDNO HV: LV Sub Generation Non-Intermittent | #VALUE! | #VALUE! | #VALUE! | #VALUE! | #VALUE! | #VALUE!
> HV Generation Intermittent | [6 empty] | > HV Generation Intermittent
HV Generation Intermittent | 0% | 0.0002606% | 0.0002606% | 0 | -0.0365 | -0.0365 | HV Generation Intermittent | 0.0007819% | -0.007298% | -0.00808% | -0.1095 | 1.022 | 1.1315
LDNO HV: HV Generation Intermittent | #VALUE! | #VALUE! | #VALUE! | #VALUE! | #VALUE! | #VALUE! | LDNO HV: HV Generation Intermittent | #VALUE! | #VALUE! | #VALUE! | #VALUE! | #VALUE! | #VALUE!
> HV Generation Non-Intermittent | [6 empty] | > HV Generation Non-Intermittent
HV Generation Non-Intermittent | 0.09256% | -0.01537% | -0.1078% | -22.3532 | 3.7116 | 26.0648 | HV Generation Non-Intermittent | 0.0004534% | -0.01975% | -0.02021% | -0.1095 | 4.7701 | 4.8796
LDNO HV: HV Generation Non-Intermittent | #VALUE! | #VALUE! | #VALUE! | #VALUE! | #VALUE! | #VALUE! | LDNO HV: HV Generation Non-Intermittent | #VALUE! | #VALUE! | #VALUE! | #VALUE! | #VALUE! | #VALUE!
> HV Sub Generation Non-Intermittent | [6 empty] | > HV Sub Generation Non-Intermittent
HV Sub Generation Non-Intermittent | 0.03092% | 0.0005499% | -0.03036% | -2.0523 | -0.0365 | 2.0158 | HV Sub Generation Non-Intermittent | 0.00165% | -0.0154% | -0.01705% | -0.1095 | 1.022 | 1.1315
> HV Sub Generation Intermittent | [6 empty] | > HV Sub Generation Intermittent
HV Sub Generation Intermittent | #VALUE! | #VALUE! | #VALUE! | #VALUE! | #VALUE! | #VALUE! | HV Sub Generation Intermittent | #VALUE! | #VALUE! | #VALUE! | #VALUE! | #VALUE! | #VALUE!

## HV SM - tariffs
Tariffs for Charging Year: Base Model
| Open LLFCs | PCs | Unit rate 1 p/kWh | Unit rate 2 p/kWh | Unit rate 3 p/kWh | Fixed charge p/MPAN/day | Capacity charge p/kVA/day | Reactive power charge p/kVArh | Closed LLFCs
Domestic Unrestricted | 011, 041, 441, 511 | 1 | 2.505 | 0 | 0 | 3.7 | 0 | 0 | 541
Domestic Two Rate | 031, 051, 061, 451, 531 | 2 | 2.854 | 0.24 | 0 | 3.7 | 0 | 0 | 421, 501, 551, 561, 621, 651
Domestic Off Peak (related MPAN) | 081, 581 | 2 | 0.237 | 0 | 0 | 0 | 0 | 0 | 071, 101, 111, 571, 601, 611
Small Non Domestic Unrestricted | 131, 191, 631 | 3 | 2.028 | 0 | 0 | 3.7 | 0 | 0 | 691
Small Non Domestic Two Rate | 161, 171, 661 | 4 | 2.251 | 0.197 | 0 | 3.7 | 0 | 0 | 181, 671, 681
Small Non Domestic Off Peak (related MPAN) | 091, 591 | 4 | 0.211 | 0 | 0 | 0 | 0 | 0 | 071, 101,111, 571, 601, 611
LV Medium Non-Domestic | 241, 431, 481, 751 | 5-8 | 1.946 | 0.159 | 0 | 30.78 | 0 | 0 | 201, 211, 221, 231, 431, 701, 711
LV Sub Medium Non-Domestic | 242, 432, 482, 752 | 5-8 | 1.622 | 0.124 | 0 | 69.03 | 0 | 0 | 202, 212, 222, 432, 702, 712
HV Medium Non-Domestic | 483, 753 | 5-8 | 1.114 | 0.069 | 0 | 226.98 | 0 | 0 | 203, 213, 223, 703, 713
LV HH Metered | 801 | 0 | 9.176 | 0.574 | 0.088 | 12.13 | 3.4 | 0.243 | 251271401
LV Sub HH Metered | 802 | 0 | 10.151 | 0.568 | 0.088 | 43.36 | 3.08 | 0.25 | 252272402
HV HH Metered | 803 | 0 | 8.285 | 0.379 | 0.06 | 105.22 | 2.7 | 0.186 | 253, 413
HV Sub HH Metered | 804 | 0 | 6.657 | 0.247 | 0.041 | 120.02 | 1.93 | 0.159 | 384, 404
NHH UMS | 721 | 1&8 | 3.085 | 0 | 0 | 0 | 0 | 0 | 341351371381
LV UMS (Pseudo HH Metered) | 811 | 0 | 28.152 | 3.488 | 1.892 | 0 | 0 | 0 | 351
LV Generation NHH | 961 | 8 | -0.805 | 0 | 0 | 0 | 0 | 0 | 911921931941
LV Sub Generation NHH | 962 | 8 | -0.613 | 0 | 0 | 0 | 0 | 0 | 0
LV Generation Intermittent | 971 | 0 | -0.805 | 0 | 0 | 0 | 0 | 0.21 | 0
LV Generation Non-Intermittent | 981 | 0 | -8.284 | -0.782 | -0.117 | 0 | 0 | 0.21 | 0
LV Sub Generation Intermittent | 972 | 0 | -0.613 | 0 | 0 | 0 | 0 | 0.164 | 0
LV Sub Generation Non-Intermittent | 982 | 0 | -6.399 | -0.581 | -0.088 | 0 | 0 | 0.164 | 0
HV Generation Intermittent | 973 | 0 | -0.389 | 0 | 0 | 6.76 | 0 | 0.112 | 0
HV Generation Non-Intermittent | 983 | 0 | -4.222 | -0.342 | -0.053 | 6.76 | 0 | 0.112 | 0
HV Sub Generation Non-Intermittent | 984 | 0 | -3.016 | -0.211 | -0.034 | 6.76 | 0 | 0.065 | 0
HV Sub Generation Intermittent | 974 | 0 | -0.265 | 0 | 0 | 6.76 | 0 | 0.065 | 0
LDNO LV: Domestic Unrestricted |  | 1 | 1.6909 | 0 | 0 | 2.4975 | 0 | 0 | 0
LDNO LV: Domestic Two Rate |  | 2 | 1.9265 | 0.162 | 0 | 2.4975 | 0 | 0 | 0
LDNO LV: Domestic Off Peak (related MPAN) |  | 2 | 0.15998 | 0 | 0 | 0 | 0 | 0 | 0
LDNO LV: Small Non Domestic Unrestricted |  | 3 | 1.3689 | 0 | 0 | 2.4975 | 0 | 0 | 0
LDNO LV: Small Non Domestic Two Rate |  | 4 | 1.5194 | 0.13298 | 0 | 2.4975 | 0 | 0 | 0
LDNO LV: Small Non Domestic Off Peak (related MPAN) |  | 4 | 0.14242 | 0 | 0 | 0 | 0 | 0 | 0
LDNO LV: LV Medium Non-Domestic |  | 5-8 | 1.3135 | 0.10733 | 0 | 20.7765 | 0 | 0 | 0
LDNO LV: LV HH Metered |  | 0 | 6.1938 | 0.38745 | 0.0594 | 8.1878 | 2.295 | 0.16403 | 0
LDNO LV: NHH UMS |  | 1&8 | 2.0824 | 0 | 0 | 0 | 0 | 0 | 0
LDNO LV: LV UMS (Pseudo HH Metered) |  | 0 | 19.0026 | 2.3544 | 1.2771 | 0 | 0 | 0 | 0
LDNO LV: LV Generation NHH |  | 8 | -0.805 | 0 | 0 | 0 | 0 | 0 | 0
LDNO LV: LV Generation Intermittent |  | 0 | -0.805 | 0 | 0 | 0 | 0 | 0.21 | 0
LDNO LV: LV Generation Non-Intermittent |  | 0 | -8.284 | -0.782 | -0.117 | 0 | 0 | 0.21 | 0
LDNO HV: Domestic Unrestricted |  | 1 | 1.1047 | 0 | 0 | 1.6317 | 0 | 0 | 0
LDNO HV: Domestic Two Rate |  | 2 | 1.2586 | 0.10584 | 0 | 1.6317 | 0 | 0 | 0
LDNO HV: Domestic Off Peak (related MPAN) |  | 2 | 0.10452 | 0 | 0 | 0 | 0 | 0 | 0
LDNO HV: Small Non Domestic Unrestricted |  | 3 | 0.89435 | 0 | 0 | 1.6317 | 0 | 0 | 0
LDNO HV: Small Non Domestic Two Rate |  | 4 | 0.99269 | 0.086877 | 0 | 1.6317 | 0 | 0 | 0
LDNO HV: Small Non Domestic Off Peak (related MPAN) |  | 4 | 0.093051 | 0 | 0 | 0 | 0 | 0 | 0
LDNO HV: LV Medium Non-Domestic |  | 5-8 | 0.85819 | 0.070119 | 0 | 13.574 | 0 | 0 | 0
LDNO HV: LV HH Metered |  | 0 | 4.0466 | 0.25313 | 0.038808 | 5.3493 | 1.4994 | 0.10716 | 0
LDNO HV: LV Sub HH Metered |  | 0 | 6.8316 | 0.38226 | 0.059224 | 29.1813 | 2.0728 | 0.16825 | 0
LDNO HV: HV HH Metered |  | 0 | 6.512 | 0.29789 | 0.04716 | 82.7029 | 2.1222 | 0.1462 | 0
LDNO HV: NHH UMS |  | 1&8 | 1.3605 | 0 | 0 | 0 | 0 | 0 | 0
LDNO HV: LV UMS (Pseudo HH Metered) |  | 0 | 12.415 | 1.5382 | 0.83437 | 0 | 0 | 0 | 0
LDNO HV: LV Generation NHH |  | 8 | -0.805 | 0 | 0 | 0 | 0 | 0 | 0
LDNO HV: LV Sub Generation NHH |  | 8 | -0.613 | 0 | 0 | 0 | 0 | 0 | 0
LDNO HV: LV Generation Intermittent |  | 0 | -0.805 | 0 | 0 | 0 | 0 | 0.21 | 0
LDNO HV: LV Generation Non-Intermittent |  | 0 | -8.284 | -0.782 | -0.117 | 0 | 0 | 0.21 | 0
LDNO HV: LV Sub Generation Intermittent |  | 0 | -0.613 | 0 | 0 | 0 | 0 | 0.164 | 0
LDNO HV: LV Sub Generation Non-Intermittent |  | 0 | -6.399 | -0.581 | -0.088 | 0 | 0 | 0.164 | 0
LDNO HV: HV Generation Intermittent |  | 0 | -0.389 | 0 | 0 | 0 | 0 | 0.112 | 0
LDNO HV: HV Generation Non-Intermittent |  | 0 | -4.222 | -0.342 | -0.053 | 0 | 0 | 0.112 | 0
Tariffs for Charging Year: Scenario 1
| Open LLFCs | PCs | Unit rate 1 p/kWh | Unit rate 2 p/kWh | Unit rate 3 p/kWh | Fixed charge p/MPAN/day | Capacity charge p/kVA/day | Reactive power charge p/kVArh | Closed LLFCs
Domestic Unrestricted | 011, 041, 441, 511 | 1 | 2.505 | 0 | 0 | 3.7 | 0 | 0 | 541
Domestic Two Rate | 031, 051, 061, 451, 531 | 2 | 2.854 | 0.24 | 0 | 3.7 | 0 | 0 | 421, 501, 551, 561, 621, 651
Domestic Off Peak (related MPAN) | 081, 581 | 2 | 0.237 | 0 | 0 | 0 | 0 | 0 | 071, 101, 111, 571, 601, 611
Small Non Domestic Unrestricted | 131, 191, 631 | 3 | 2.028 | 0 | 0 | 3.7 | 0 | 0 | 691
Small Non Domestic Two Rate | 161, 171, 661 | 4 | 2.251 | 0.197 | 0 | 3.7 | 0 | 0 | 181, 671, 681
Small Non Domestic Off Peak (related MPAN) | 091, 591 | 4 | 0.211 | 0 | 0 | 0 | 0 | 0 | 071, 101,111, 571, 601, 611
LV Medium Non-Domestic | 241, 431, 481, 751 | 5-8 | 1.947 | 0.159 | 0 | 30.8 | 0 | 0 | 201, 211, 221, 231, 431, 701, 711
LV Sub Medium Non-Domestic | 242, 432, 482, 752 | 5-8 | 1.622 | 0.124 | 0 | 69.1 | 0 | 0 | 202, 212, 222, 432, 702, 712
HV Medium Non-Domestic | 483, 753 | 5-8 | 1.114 | 0.069 | 0 | 211 | 0 | 0 | 203, 213, 223, 703, 713
LV HH Metered | 801 | 0 | 9.177 | 0.575 | 0.088 | 12.14 | 3.4 | 0.243 | 251271401
LV Sub HH Metered | 802 | 0 | 10.152 | 0.568 | 0.088 | 43.41 | 3.08 | 0.25 | 252272402
HV HH Metered | 803 | 0 | 8.286 | 0.379 | 0.06 | 89.17 | 2.7 | 0.186 | 253, 413
HV Sub HH Metered | 804 | 0 | 6.657 | 0.248 | 0.041 | 103.98 | 1.93 | 0.159 | 384, 404
NHH UMS | 721 | 1&8 | 3.087 | 0 | 0 | 0 | 0 | 0 | 341351371381
LV UMS (Pseudo HH Metered) | 811 | 0 | 28.159 | 3.49 | 1.894 | 0 | 0 | 0 | 351
LV Generation NHH | 961 | 8 | -0.805 | 0 | 0 | 0 | 0 | 0 | 911921931941
LV Sub Generation NHH | 962 | 8 | -0.613 | 0 | 0 | 0 | 0 | 0 | 0
LV Generation Intermittent | 971 | 0 | -0.805 | 0 | 0 | 0 | 0 | 0.21 | 0
LV Generation Non-Intermittent | 981 | 0 | -8.286 | -0.782 | -0.117 | 0 | 0 | 0.21 | 0
LV Sub Generation Intermittent | 972 | 0 | -0.613 | 0 | 0 | 0 | 0 | 0.164 | 0
LV Sub Generation Non-Intermittent | 982 | 0 | -6.4 | -0.581 | -0.088 | 0 | 0 | 0.164 | 0
HV Generation Intermittent | 973 | 0 | -0.389 | 0 | 0 | 6.76 | 0 | 0.112 | 0
HV Generation Non-Intermittent | 983 | 0 | -4.223 | -0.343 | -0.053 | 6.76 | 0 | 0.112 | 0
HV Sub Generation Non-Intermittent | 984 | 0 | -3.017 | -0.211 | -0.034 | 6.76 | 0 | 0.065 | 0
HV Sub Generation Intermittent | 974 | 0 | -0.265 | 0 | 0 | 6.76 | 0 | 0.065 | 0
LDNO LV: Domestic Unrestricted | 0 | 1 | 1.6909 | 0 | 0 | 2.4975 | 0 | 0 | 0
LDNO LV: Domestic Two Rate | 0 | 2 | 1.9265 | 0.162 | 0 | 2.4975 | 0 | 0 | 0
LDNO LV: Domestic Off Peak (related MPAN) | 0 | 2 | 0.15998 | 0 | 0 | 0 | 0 | 0 | 0
LDNO LV: Small Non Domestic Unrestricted | 0 | 3 | 1.3689 | 0 | 0 | 2.4975 | 0 | 0 | 0
LDNO LV: Small Non Domestic Two Rate | 0 | 4 | 1.5194 | 0.13298 | 0 | 2.4975 | 0 | 0 | 0
LDNO LV: Small Non Domestic Off Peak (related MPAN) | 0 | 4 | 0.14242 | 0 | 0 | 0 | 0 | 0 | 0
LDNO LV: LV Medium Non-Domestic | 0 | 5-8 | 1.3142 | 0.10733 | 0 | 20.79 | 0 | 0 | 0
LDNO LV: LV HH Metered | 0 | 0 | 6.1945 | 0.38812 | 0.0594 | 8.1945 | 2.295 | 0.16403 | 0
LDNO LV: NHH UMS | 0 | 1&8 | 2.0837 | 0 | 0 | 0 | 0 | 0 | 0
LDNO LV: LV UMS (Pseudo HH Metered) | 0 | 0 | 19.0073 | 2.3558 | 1.2785 | 0 | 0 | 0 | 0
LDNO LV: LV Generation NHH | 0 | 8 | -0.805 | 0 | 0 | 0 | 0 | 0 | 0
LDNO LV: LV Generation Intermittent | 0 | 0 | -0.805 | 0 | 0 | 0 | 0 | 0.21 | 0
LDNO LV: LV Generation Non-Intermittent | 0 | 0 | -8.286 | -0.782 | -0.117 | 0 | 0 | 0.21 | 0
LDNO HV: Domestic Unrestricted | 0 | 1 | 1.1047 | 0 | 0 | 1.6317 | 0 | 0 | 0
LDNO HV: Domestic Two Rate | 0 | 2 | 1.2586 | 0.10584 | 0 | 1.6317 | 0 | 0 | 0
LDNO HV: Domestic Off Peak (related MPAN) | 0 | 2 | 0.10452 | 0 | 0 | 0 | 0 | 0 | 0
LDNO HV: Small Non Domestic Unrestricted | 0 | 3 | 0.89435 | 0 | 0 | 1.6317 | 0 | 0 | 0
LDNO HV: Small Non Domestic Two Rate | 0 | 4 | 0.99269 | 0.086877 | 0 | 1.6317 | 0 | 0 | 0
LDNO HV: Small Non Domestic Off Peak (related MPAN) | 0 | 4 | 0.093051 | 0 | 0 | 0 | 0 | 0 | 0
LDNO HV: LV Medium Non-Domestic | 0 | 5-8 | 0.85863 | 0.070119 | 0 | 13.5828 | 0 | 0 | 0
LDNO HV: LV HH Metered | 0 | 0 | 4.0471 | 0.25357 | 0.038808 | 5.3537 | 1.4994 | 0.10716 | 0
LDNO HV: LV Sub HH Metered | 0 | 0 | 6.8323 | 0.38226 | 0.059224 | 29.2149 | 2.0728 | 0.16825 | 0
LDNO HV: HV HH Metered | 0 | 0 | 6.5128 | 0.29789 | 0.04716 | 70.0876 | 2.1222 | 0.1462 | 0
LDNO HV: NHH UMS | 0 | 1&8 | 1.3614 | 0 | 0 | 0 | 0 | 0 | 0
LDNO HV: LV UMS (Pseudo HH Metered) | 0 | 0 | 12.4181 | 1.5391 | 0.83525 | 0 | 0 | 0 | 0
LDNO HV: LV Generation NHH | 0 | 8 | -0.805 | 0 | 0 | 0 | 0 | 0 | 0
LDNO HV: LV Sub Generation NHH | 0 | 8 | -0.613 | 0 | 0 | 0 | 0 | 0 | 0
LDNO HV: LV Generation Intermittent | 0 | 0 | -0.805 | 0 | 0 | 0 | 0 | 0.21 | 0
LDNO HV: LV Generation Non-Intermittent | 0 | 0 | -8.286 | -0.782 | -0.117 | 0 | 0 | 0.21 | 0
LDNO HV: LV Sub Generation Intermittent | 0 | 0 | -0.613 | 0 | 0 | 0 | 0 | 0.164 | 0
LDNO HV: LV Sub Generation Non-Intermittent | 0 | 0 | -6.4 | -0.581 | -0.088 | 0 | 0 | 0.164 | 0
LDNO HV: HV Generation Intermittent | 0 | 0 | -0.389 | 0 | 0 | 0 | 0 | 0.112 | 0
LDNO HV: HV Generation Non-Intermittent | 0 | 0 | -4.223 | -0.343 | -0.053 | 0 | 0 | 0.112 | 0
Tariffs for Charging Year: Scenario 2
| Open LLFCs | PCs | Unit rate 1 p/kWh | Unit rate 2 p/kWh | Unit rate 3 p/kWh | Fixed charge p/MPAN/day | Capacity charge p/kVA/day | Reactive power charge p/kVArh | Closed LLFCs
Domestic Unrestricted | 011, 041, 441, 511 | 1 | 2.504 | 0 | 0 | 3.7 | 0 | 0 | 541
Domestic Two Rate | 031, 051, 061, 451, 531 | 2 | 2.854 | 0.24 | 0 | 3.7 | 0 | 0 | 421, 501, 551, 561, 621, 651
Domestic Off Peak (related MPAN) | 081, 581 | 2 | 0.237 | 0 | 0 | 0 | 0 | 0 | 071, 101, 111, 571, 601, 611
Small Non Domestic Unrestricted | 131, 191, 631 | 3 | 2.028 | 0 | 0 | 3.7 | 0 | 0 | 691
Small Non Domestic Two Rate | 161, 171, 661 | 4 | 2.25 | 0.197 | 0 | 3.7 | 0 | 0 | 181, 671, 681
Small Non Domestic Off Peak (related MPAN) | 091, 591 | 4 | 0.211 | 0 | 0 | 0 | 0 | 0 | 071, 101,111, 571, 601, 611
LV Medium Non-Domestic | 241, 431, 481, 751 | 5-8 | 1.946 | 0.159 | 0 | 30.77 | 0 | 0 | 201, 211, 221, 231, 431, 701, 711
LV Sub Medium Non-Domestic | 242, 432, 482, 752 | 5-8 | 1.622 | 0.124 | 0 | 69.02 | 0 | 0 | 202, 212, 222, 432, 702, 712
HV Medium Non-Domestic | 483, 753 | 5-8 | 1.114 | 0.069 | 0 | 230.66 | 0 | 0 | 203, 213, 223, 703, 713
LV HH Metered | 801 | 0 | 9.176 | 0.574 | 0.088 | 12.13 | 3.4 | 0.243 | 251271401
LV Sub HH Metered | 802 | 0 | 10.151 | 0.568 | 0.088 | 43.35 | 3.08 | 0.25 | 252272402
HV HH Metered | 803 | 0 | 8.285 | 0.379 | 0.06 | 108.92 | 2.7 | 0.186 | 253, 413
HV Sub HH Metered | 804 | 0 | 6.657 | 0.247 | 0.041 | 142.95 | 1.93 | 0.159 | 384, 404
NHH UMS | 721 | 1&8 | 3.084 | 0 | 0 | 0 | 0 | 0 | 341351371381
LV UMS (Pseudo HH Metered) | 811 | 0 | 28.151 | 3.488 | 1.892 | 0 | 0 | 0 | 351
LV Generation NHH | 961 | 8 | -0.805 | 0 | 0 | 0 | 0 | 0 | 911921931941
LV Sub Generation NHH | 962 | 8 | -0.613 | 0 | 0 | 0 | 0 | 0 | 0
LV Generation Intermittent | 971 | 0 | -0.805 | 0 | 0 | 0 | 0 | 0.21 | 0
LV Generation Non-Intermittent | 981 | 0 | -8.283 | -0.782 | -0.117 | 0 | 0 | 0.21 | 0
LV Sub Generation Intermittent | 972 | 0 | -0.613 | 0 | 0 | 0 | 0 | 0.164 | 0
LV Sub Generation Non-Intermittent | 982 | 0 | -6.398 | -0.581 | -0.088 | 0 | 0 | 0.164 | 0
HV Generation Intermittent | 973 | 0 | -0.389 | 0 | 0 | 6.75 | 0 | 0.112 | 0
HV Generation Non-Intermittent | 983 | 0 | -4.221 | -0.342 | -0.053 | 6.75 | 0 | 0.112 | 0
HV Sub Generation Non-Intermittent | 984 | 0 | -3.016 | -0.211 | -0.034 | 6.75 | 0 | 0.065 | 0
HV Sub Generation Intermittent | 974 | 0 | -0.265 | 0 | 0 | 6.75 | 0 | 0.065 | 0
LDNO LV: Domestic Unrestricted | 0 | 1 | 1.6902 | 0 | 0 | 2.4975 | 0 | 0 | 0
LDNO LV: Domestic Two Rate | 0 | 2 | 1.9265 | 0.162 | 0 | 2.4975 | 0 | 0 | 0
LDNO LV: Domestic Off Peak (related MPAN) | 0 | 2 | 0.15998 | 0 | 0 | 0 | 0 | 0 | 0
LDNO LV: Small Non Domestic Unrestricted | 0 | 3 | 1.3689 | 0 | 0 | 2.4975 | 0 | 0 | 0
LDNO LV: Small Non Domestic Two Rate | 0 | 4 | 1.5188 | 0.13298 | 0 | 2.4975 | 0 | 0 | 0
LDNO LV: Small Non Domestic Off Peak (related MPAN) | 0 | 4 | 0.14242 | 0 | 0 | 0 | 0 | 0 | 0
LDNO LV: LV Medium Non-Domestic | 0 | 5-8 | 1.3135 | 0.10733 | 0 | 20.7698 | 0 | 0 | 0
LDNO LV: LV HH Metered | 0 | 0 | 6.1938 | 0.38745 | 0.0594 | 8.1878 | 2.295 | 0.16403 | 0
LDNO LV: NHH UMS | 0 | 1&8 | 2.0817 | 0 | 0 | 0 | 0 | 0 | 0
LDNO LV: LV UMS (Pseudo HH Metered) | 0 | 0 | 19.0019 | 2.3544 | 1.2771 | 0 | 0 | 0 | 0
LDNO LV: LV Generation NHH | 0 | 8 | -0.805 | 0 | 0 | 0 | 0 | 0 | 0
LDNO LV: LV Generation Intermittent | 0 | 0 | -0.805 | 0 | 0 | 0 | 0 | 0.21 | 0
LDNO LV: LV Generation Non-Intermittent | 0 | 0 | -8.283 | -0.782 | -0.117 | 0 | 0 | 0.21 | 0
LDNO HV: Domestic Unrestricted | 0 | 1 | 1.1043 | 0 | 0 | 1.6317 | 0 | 0 | 0
LDNO HV: Domestic Two Rate | 0 | 2 | 1.2586 | 0.10584 | 0 | 1.6317 | 0 | 0 | 0
LDNO HV: Domestic Off Peak (related MPAN) | 0 | 2 | 0.10452 | 0 | 0 | 0 | 0 | 0 | 0
LDNO HV: Small Non Domestic Unrestricted | 0 | 3 | 0.89435 | 0 | 0 | 1.6317 | 0 | 0 | 0
LDNO HV: Small Non Domestic Two Rate | 0 | 4 | 0.99225 | 0.086877 | 0 | 1.6317 | 0 | 0 | 0
LDNO HV: Small Non Domestic Off Peak (related MPAN) | 0 | 4 | 0.093051 | 0 | 0 | 0 | 0 | 0 | 0
LDNO HV: LV Medium Non-Domestic | 0 | 5-8 | 0.85819 | 0.070119 | 0 | 13.5696 | 0 | 0 | 0
LDNO HV: LV HH Metered | 0 | 0 | 4.0466 | 0.25313 | 0.038808 | 5.3493 | 1.4994 | 0.10716 | 0
LDNO HV: LV Sub HH Metered | 0 | 0 | 6.8316 | 0.38226 | 0.059224 | 29.1746 | 2.0728 | 0.16825 | 0
LDNO HV: HV HH Metered | 0 | 0 | 6.512 | 0.29789 | 0.04716 | 85.6111 | 2.1222 | 0.1462 | 0
LDNO HV: NHH UMS | 0 | 1&8 | 1.36 | 0 | 0 | 0 | 0 | 0 | 0
LDNO HV: LV UMS (Pseudo HH Metered) | 0 | 0 | 12.4146 | 1.5382 | 0.83437 | 0 | 0 | 0 | 0
LDNO HV: LV Generation NHH | 0 | 8 | -0.805 | 0 | 0 | 0 | 0 | 0 | 0
LDNO HV: LV Sub Generation NHH | 0 | 8 | -0.613 | 0 | 0 | 0 | 0 | 0 | 0
LDNO HV: LV Generation Intermittent | 0 | 0 | -0.805 | 0 | 0 | 0 | 0 | 0.21 | 0
LDNO HV: LV Generation Non-Intermittent | 0 | 0 | -8.283 | -0.782 | -0.117 | 0 | 0 | 0.21 | 0
LDNO HV: LV Sub Generation Intermittent | 0 | 0 | -0.613 | 0 | 0 | 0 | 0 | 0.164 | 0
LDNO HV: LV Sub Generation Non-Intermittent | 0 | 0 | -6.398 | -0.581 | -0.088 | 0 | 0 | 0.164 | 0
LDNO HV: HV Generation Intermittent | 0 | 0 | -0.389 | 0 | 0 | 0 | 0 | 0.112 | 0
LDNO HV: HV Generation Non-Intermittent | 0 | 0 | -4.221 | -0.342 | -0.053 | 0 | 0 | 0.112 | 0
Tariffs for Charging Year: Scenario 3
| Open LLFCs | PCs | Unit rate 1 p/kWh | Unit rate 2 p/kWh | Unit rate 3 p/kWh | Fixed charge p/MPAN/day | Capacity charge p/kVA/day | Reactive power charge p/kVArh | Closed LLFCs
Domestic Unrestricted | 011, 041, 441, 511 | 1 | 2.505 | 0 | 0 | 3.7 | 0 | 0 | 541
Domestic Two Rate | 031, 051, 061, 451, 531 | 2 | 2.854 | 0.24 | 0 | 3.7 | 0 | 0 | 421, 501, 551, 561, 621, 651
Domestic Off Peak (related MPAN) | 081, 581 | 2 | 0.237 | 0 | 0 | 0 | 0 | 0 | 071, 101, 111, 571, 601, 611
Small Non Domestic Unrestricted | 131, 191, 631 | 3 | 2.028 | 0 | 0 | 3.7 | 0 | 0 | 691
Small Non Domestic Two Rate | 161, 171, 661 | 4 | 2.251 | 0.197 | 0 | 3.7 | 0 | 0 | 181, 671, 681
Small Non Domestic Off Peak (related MPAN) | 091, 591 | 4 | 0.211 | 0 | 0 | 0 | 0 | 0 | 071, 101,111, 571, 601, 611
LV Medium Non-Domestic | 241, 431, 481, 751 | 5-8 | 1.946 | 0.159 | 0 | 30.78 | 0 | 0 | 201, 211, 221, 231, 431, 701, 711
LV Sub Medium Non-Domestic | 242, 432, 482, 752 | 5-8 | 1.622 | 0.124 | 0 | 69.03 | 0 | 0 | 202, 212, 222, 432, 702, 712
HV Medium Non-Domestic | 483, 753 | 5-8 | 1.114 | 0.069 | 0 | 226.58 | 0 | 0 | 203, 213, 223, 703, 713
LV HH Metered | 801 | 0 | 9.176 | 0.574 | 0.088 | 12.13 | 3.4 | 0.243 | 251271401
LV Sub HH Metered | 802 | 0 | 10.151 | 0.568 | 0.088 | 43.37 | 3.08 | 0.25 | 252272402
HV HH Metered | 803 | 0 | 8.285 | 0.379 | 0.06 | 104.82 | 2.7 | 0.186 | 253, 413
HV Sub HH Metered | 804 | 0 | 6.657 | 0.247 | 0.041 | 119.56 | 1.93 | 0.159 | 384, 404
NHH UMS | 721 | 1&8 | 3.085 | 0 | 0 | 0 | 0 | 0 | 341351371381
LV UMS (Pseudo HH Metered) | 811 | 0 | 28.152 | 3.488 | 1.892 | 0 | 0 | 0 | 351
LV Generation NHH | 961 | 8 | -0.805 | 0 | 0 | 0 | 0 | 0 | 911921931941
LV Sub Generation NHH | 962 | 8 | -0.613 | 0 | 0 | 0 | 0 | 0 | 0
LV Generation Intermittent | 971 | 0 | -0.805 | 0 | 0 | 0 | 0 | 0.21 | 0
LV Generation Non-Intermittent | 981 | 0 | -8.284 | -0.782 | -0.117 | 0 | 0 | 0.21 | 0
LV Sub Generation Intermittent | 972 | 0 | -0.613 | 0 | 0 | 0 | 0 | 0.164 | 0
LV Sub Generation Non-Intermittent | 982 | 0 | -6.399 | -0.581 | -0.088 | 0 | 0 | 0.164 | 0
HV Generation Intermittent | 973 | 0 | -0.389 | 0 | 0 | 6.73 | 0 | 0.112 | 0
HV Generation Non-Intermittent | 983 | 0 | -4.222 | -0.342 | -0.053 | 6.73 | 0 | 0.112 | 0
HV Sub Generation Non-Intermittent | 984 | 0 | -3.016 | -0.211 | -0.034 | 6.73 | 0 | 0.065 | 0
HV Sub Generation Intermittent | 974 | 0 | -0.265 | 0 | 0 | 6.73 | 0 | 0.065 | 0
LDNO LV: Domestic Unrestricted | 0 | 1 | 1.6909 | 0 | 0 | 2.4975 | 0 | 0 | 0
LDNO LV: Domestic Two Rate | 0 | 2 | 1.9265 | 0.162 | 0 | 2.4975 | 0 | 0 | 0
LDNO LV: Domestic Off Peak (related MPAN) | 0 | 2 | 0.15998 | 0 | 0 | 0 | 0 | 0 | 0
LDNO LV: Small Non Domestic Unrestricted | 0 | 3 | 1.3689 | 0 | 0 | 2.4975 | 0 | 0 | 0
LDNO LV: Small Non Domestic Two Rate | 0 | 4 | 1.5194 | 0.13298 | 0 | 2.4975 | 0 | 0 | 0
LDNO LV: Small Non Domestic Off Peak (related MPAN) | 0 | 4 | 0.14242 | 0 | 0 | 0 | 0 | 0 | 0
LDNO LV: LV Medium Non-Domestic | 0 | 5-8 | 1.3135 | 0.10733 | 0 | 20.7765 | 0 | 0 | 0
LDNO LV: LV HH Metered | 0 | 0 | 6.1938 | 0.38745 | 0.0594 | 8.1878 | 2.295 | 0.16403 | 0
LDNO LV: NHH UMS | 0 | 1&8 | 2.0824 | 0 | 0 | 0 | 0 | 0 | 0
LDNO LV: LV UMS (Pseudo HH Metered) | 0 | 0 | 19.0026 | 2.3544 | 1.2771 | 0 | 0 | 0 | 0
LDNO LV: LV Generation NHH | 0 | 8 | -0.805 | 0 | 0 | 0 | 0 | 0 | 0
LDNO LV: LV Generation Intermittent | 0 | 0 | -0.805 | 0 | 0 | 0 | 0 | 0.21 | 0
LDNO LV: LV Generation Non-Intermittent | 0 | 0 | -8.284 | -0.782 | -0.117 | 0 | 0 | 0.21 | 0
LDNO HV: Domestic Unrestricted | 0 | 1 | 1.1047 | 0 | 0 | 1.6317 | 0 | 0 | 0
LDNO HV: Domestic Two Rate | 0 | 2 | 1.2586 | 0.10584 | 0 | 1.6317 | 0 | 0 | 0
LDNO HV: Domestic Off Peak (related MPAN) | 0 | 2 | 0.10452 | 0 | 0 | 0 | 0 | 0 | 0
LDNO HV: Small Non Domestic Unrestricted | 0 | 3 | 0.89435 | 0 | 0 | 1.6317 | 0 | 0 | 0
LDNO HV: Small Non Domestic Two Rate | 0 | 4 | 0.99269 | 0.086877 | 0 | 1.6317 | 0 | 0 | 0
LDNO HV: Small Non Domestic Off Peak (related MPAN) | 0 | 4 | 0.093051 | 0 | 0 | 0 | 0 | 0 | 0
LDNO HV: LV Medium Non-Domestic | 0 | 5-8 | 0.85819 | 0.070119 | 0 | 13.574 | 0 | 0 | 0
LDNO HV: LV HH Metered | 0 | 0 | 4.0466 | 0.25313 | 0.038808 | 5.3493 | 1.4994 | 0.10716 | 0
LDNO HV: LV Sub HH Metered | 0 | 0 | 6.8316 | 0.38226 | 0.059224 | 29.188 | 2.0728 | 0.16825 | 0
LDNO HV: HV HH Metered | 0 | 0 | 6.512 | 0.29789 | 0.04716 | 82.3885 | 2.1222 | 0.1462 | 0
LDNO HV: NHH UMS | 0 | 1&8 | 1.3605 | 0 | 0 | 0 | 0 | 0 | 0
LDNO HV: LV UMS (Pseudo HH Metered) | 0 | 0 | 12.415 | 1.5382 | 0.83437 | 0 | 0 | 0 | 0
LDNO HV: LV Generation NHH | 0 | 8 | -0.805 | 0 | 0 | 0 | 0 | 0 | 0
LDNO HV: LV Sub Generation NHH | 0 | 8 | -0.613 | 0 | 0 | 0 | 0 | 0 | 0
LDNO HV: LV Generation Intermittent | 0 | 0 | -0.805 | 0 | 0 | 0 | 0 | 0.21 | 0
LDNO HV: LV Generation Non-Intermittent | 0 | 0 | -8.284 | -0.782 | -0.117 | 0 | 0 | 0.21 | 0
LDNO HV: LV Sub Generation Intermittent | 0 | 0 | -0.613 | 0 | 0 | 0 | 0 | 0.164 | 0
LDNO HV: LV Sub Generation Non-Intermittent | 0 | 0 | -6.399 | -0.581 | -0.088 | 0 | 0 | 0.164 | 0
LDNO HV: HV Generation Intermittent | 0 | 0 | -0.389 | 0 | 0 | 0 | 0 | 0.112 | 0
LDNO HV: HV Generation Non-Intermittent | 0 | 0 | -4.222 | -0.342 | -0.053 | 0 | 0 | 0.112 | 0
Tariffs for Charging Year: Scenario 4
| Open LLFCs | PCs | Unit rate 1 p/kWh | Unit rate 2 p/kWh | Unit rate 3 p/kWh | Fixed charge p/MPAN/day | Capacity charge p/kVA/day | Reactive power charge p/kVArh | Closed LLFCs
Domestic Unrestricted | 011, 041, 441, 511 | 1 | 2.504 | 0 | 0 | 3.7 | 0 | 0 | 541
Domestic Two Rate | 031, 051, 061, 451, 531 | 2 | 2.854 | 0.24 | 0 | 3.7 | 0 | 0 | 421, 501, 551, 561, 621, 651
Domestic Off Peak (related MPAN) | 081, 581 | 2 | 0.237 | 0 | 0 | 0 | 0 | 0 | 071, 101, 111, 571, 601, 611
Small Non Domestic Unrestricted | 131, 191, 631 | 3 | 2.028 | 0 | 0 | 3.7 | 0 | 0 | 691
Small Non Domestic Two Rate | 161, 171, 661 | 4 | 2.25 | 0.197 | 0 | 3.7 | 0 | 0 | 181, 671, 681
Small Non Domestic Off Peak (related MPAN) | 091, 591 | 4 | 0.211 | 0 | 0 | 0 | 0 | 0 | 071, 101,111, 571, 601, 611
LV Medium Non-Domestic | 241, 431, 481, 751 | 5-8 | 1.946 | 0.159 | 0 | 30.77 | 0 | 0 | 201, 211, 221, 231, 431, 701, 711
LV Sub Medium Non-Domestic | 242, 432, 482, 752 | 5-8 | 1.622 | 0.124 | 0 | 69.01 | 0 | 0 | 202, 212, 222, 432, 702, 712
HV Medium Non-Domestic | 483, 753 | 5-8 | 1.114 | 0.069 | 0 | 231.44 | 0 | 0 | 203, 213, 223, 703, 713
LV HH Metered | 801 | 0 | 9.176 | 0.574 | 0.088 | 12.12 | 3.4 | 0.243 | 251271401
LV Sub HH Metered | 802 | 0 | 10.151 | 0.568 | 0.088 | 43.35 | 3.08 | 0.25 | 252272402
HV HH Metered | 803 | 0 | 8.285 | 0.379 | 0.06 | 109.7 | 2.7 | 0.186 | 253, 413
HV Sub HH Metered | 804 | 0 | 6.657 | 0.247 | 0.041 | 125.13 | 1.93 | 0.159 | 384, 404
NHH UMS | 721 | 1&8 | 3.084 | 0 | 0 | 0 | 0 | 0 | 341351371381
LV UMS (Pseudo HH Metered) | 811 | 0 | 28.15 | 3.487 | 1.891 | 0 | 0 | 0 | 351
LV Generation NHH | 961 | 8 | -0.805 | 0 | 0 | 0 | 0 | 0 | 911921931941
LV Sub Generation NHH | 962 | 8 | -0.613 | 0 | 0 | 0 | 0 | 0 | 0
LV Generation Intermittent | 971 | 0 | -0.805 | 0 | 0 | 0 | 0 | 0.21 | 0
LV Generation Non-Intermittent | 981 | 0 | -8.283 | -0.782 | -0.117 | 0 | 0 | 0.21 | 0
LV Sub Generation Intermittent | 972 | 0 | -0.613 | 0 | 0 | 0 | 0 | 0.164 | 0
LV Sub Generation Non-Intermittent | 982 | 0 | -6.398 | -0.581 | -0.088 | 0 | 0 | 0.164 | 0
HV Generation Intermittent | 973 | 0 | -0.389 | 0 | 0 | 7.04 | 0 | 0.112 | 0
HV Generation Non-Intermittent | 983 | 0 | -4.221 | -0.342 | -0.053 | 7.04 | 0 | 0.112 | 0
HV Sub Generation Non-Intermittent | 984 | 0 | -3.016 | -0.211 | -0.034 | 7.04 | 0 | 0.065 | 0
HV Sub Generation Intermittent | 974 | 0 | -0.265 | 0 | 0 | 7.04 | 0 | 0.065 | 0
LDNO LV: Domestic Unrestricted | 0 | 1 | 1.6902 | 0 | 0 | 2.4975 | 0 | 0 | 0
LDNO LV: Domestic Two Rate | 0 | 2 | 1.9265 | 0.162 | 0 | 2.4975 | 0 | 0 | 0
LDNO LV: Domestic Off Peak (related MPAN) | 0 | 2 | 0.15998 | 0 | 0 | 0 | 0 | 0 | 0
LDNO LV: Small Non Domestic Unrestricted | 0 | 3 | 1.3689 | 0 | 0 | 2.4975 | 0 | 0 | 0
LDNO LV: Small Non Domestic Two Rate | 0 | 4 | 1.5188 | 0.13298 | 0 | 2.4975 | 0 | 0 | 0
LDNO LV: Small Non Domestic Off Peak (related MPAN) | 0 | 4 | 0.14242 | 0 | 0 | 0 | 0 | 0 | 0
LDNO LV: LV Medium Non-Domestic | 0 | 5-8 | 1.3135 | 0.10733 | 0 | 20.7698 | 0 | 0 | 0
LDNO LV: LV HH Metered | 0 | 0 | 6.1938 | 0.38745 | 0.0594 | 8.181 | 2.295 | 0.16403 | 0
LDNO LV: NHH UMS | 0 | 1&8 | 2.0817 | 0 | 0 | 0 | 0 | 0 | 0
LDNO LV: LV UMS (Pseudo HH Metered) | 0 | 0 | 19.0012 | 2.3537 | 1.2764 | 0 | 0 | 0 | 0
LDNO LV: LV Generation NHH | 0 | 8 | -0.805 | 0 | 0 | 0 | 0 | 0 | 0
LDNO LV: LV Generation Intermittent | 0 | 0 | -0.805 | 0 | 0 | 0 | 0 | 0.21 | 0
LDNO LV: LV Generation Non-Intermittent | 0 | 0 | -8.283 | -0.782 | -0.117 | 0 | 0 | 0.21 | 0
LDNO HV: Domestic Unrestricted | 0 | 1 | 1.1043 | 0 | 0 | 1.6317 | 0 | 0 | 0
LDNO HV: Domestic Two Rate | 0 | 2 | 1.2586 | 0.10584 | 0 | 1.6317 | 0 | 0 | 0
LDNO HV: Domestic Off Peak (related MPAN) | 0 | 2 | 0.10452 | 0 | 0 | 0 | 0 | 0 | 0
LDNO HV: Small Non Domestic Unrestricted | 0 | 3 | 0.89435 | 0 | 0 | 1.6317 | 0 | 0 | 0
LDNO HV: Small Non Domestic Two Rate | 0 | 4 | 0.99225 | 0.086877 | 0 | 1.6317 | 0 | 0 | 0
LDNO HV: Small Non Domestic Off Peak (related MPAN) | 0 | 4 | 0.093051 | 0 | 0 | 0 | 0 | 0 | 0
LDNO HV: LV Medium Non-Domestic | 0 | 5-8 | 0.85819 | 0.070119 | 0 | 13.5696 | 0 | 0 | 0
LDNO HV: LV HH Metered | 0 | 0 | 4.0466 | 0.25313 | 0.038808 | 5.3449 | 1.4994 | 0.10716 | 0
LDNO HV: LV Sub HH Metered | 0 | 0 | 6.8316 | 0.38226 | 0.059224 | 29.1746 | 2.0728 | 0.16825 | 0
LDNO HV: HV HH Metered | 0 | 0 | 6.512 | 0.29789 | 0.04716 | 86.2242 | 2.1222 | 0.1462 | 0
LDNO HV: NHH UMS | 0 | 1&8 | 1.36 | 0 | 0 | 0 | 0 | 0 | 0
LDNO HV: LV UMS (Pseudo HH Metered) | 0 | 0 | 12.4141 | 1.5378 | 0.83393 | 0 | 0 | 0 | 0
LDNO HV: LV Generation NHH | 0 | 8 | -0.805 | 0 | 0 | 0 | 0 | 0 | 0
LDNO HV: LV Sub Generation NHH | 0 | 8 | -0.613 | 0 | 0 | 0 | 0 | 0 | 0
LDNO HV: LV Generation Intermittent | 0 | 0 | -0.805 | 0 | 0 | 0 | 0 | 0.21 | 0
LDNO HV: LV Generation Non-Intermittent | 0 | 0 | -8.283 | -0.782 | -0.117 | 0 | 0 | 0.21 | 0
LDNO HV: LV Sub Generation Intermittent | 0 | 0 | -0.613 | 0 | 0 | 0 | 0 | 0.164 | 0
LDNO HV: LV Sub Generation Non-Intermittent | 0 | 0 | -6.398 | -0.581 | -0.088 | 0 | 0 | 0.164 | 0
LDNO HV: HV Generation Intermittent | 0 | 0 | -0.389 | 0 | 0 | 0 | 0 | 0.112 | 0
LDNO HV: HV Generation Non-Intermittent | 0 | 0 | -4.221 | -0.342 | -0.053 | 0 | 0 | 0.112 | 0

## HV SM - typical bill
| Y | Y+1 | Y+2 | Y+3 | Y+4
TARIFF | Base Model | Scenario 1 | Scenario 2 | Scenario 3 | Scenario 4
> Domestic Unrestricted
Domestic Unrestricted | 108.6823 | 108.6823 | 108.6443 | 108.6823 | 108.6443
LDNO LV: Domestic Unrestricted | 40.7079 | 40.7079 | 40.6953 | 40.7079 | 40.6953
LDNO HV: Domestic Unrestricted | 42.6975 | 42.6975 | 42.6829 | 42.6975 | 42.6829
> Domestic Two Rate
Domestic Two Rate | 112.5724 | 112.5724 | 112.5724 | 112.5724 | 112.5724
LDNO LV: Domestic Two Rate | 50.7408 | 50.7408 | 50.7408 | 50.7408 | 50.7408
LDNO HV: Domestic Two Rate | 44.8021 | 44.8021 | 44.8021 | 44.8021 | 44.8021
> Domestic Off Peak (related MPAN)
Domestic Off Peak (related MPAN) | 10.0673 | 10.0673 | 10.0673 | 10.0673 | 10.0673
LDNO LV: Domestic Off Peak (related MPAN)
LDNO HV: Domestic Off Peak (related MPAN)
> Small Non Domestic Unrestricted
Small Non Domestic Unrestricted | 319.6179 | 319.6179 | 319.6179 | 319.6179 | 319.6179
LDNO LV: Small Non Domestic Unrestricted | 88.9147 | 88.9147 | 88.9147 | 88.9147 | 88.9147
LDNO HV: Small Non Domestic Unrestricted | 124.2577 | 124.2577 | 124.2577 | 124.2577 | 124.2577
> Small Non Domestic Two Rate
Small Non Domestic Two Rate | 432.5258 | 432.5258 | 432.3459 | 432.5258 | 432.3459
LDNO LV: Small Non Domestic Two Rate | 58.2678 | 58.2678 | 58.246 | 58.2678 | 58.246
LDNO HV: Small Non Domestic Two Rate | 235.2386 | 235.2386 | 235.1388 | 235.2386 | 235.1388
> Small Non Domestic Off Peak (related MPAN)
Small Non Domestic Off Peak (related MPAN) | 15.1727 | 15.1727 | 15.1727 | 15.1727 | 15.1727
LDNO LV: Small Non Domestic Off Peak (related MPAN)
LDNO HV: Small Non Domestic Off Peak (related MPAN)
> LV Medium Non-Domestic
LV Medium Non-Domestic | 1956.55 | 1957.5523 | 1956.5135 | 1956.55 | 1956.5135
LDNO LV: LV Medium Non-Domestic | 398.497 | 398.709 | 398.4724 | 398.497 | 398.4724
LDNO HV: LV Medium Non-Domestic
> LV Sub Medium Non-Domestic
LV Sub Medium Non-Domestic | 2069.6051 | 2069.8606 | 2069.5686 | 2069.6051 | 2069.5321
> HV Medium Non-Domestic
HV Medium Non-Domestic | 2161.7541 | 2103.4271 | 2175.1861 | 2160.2941 | 2178.0331
> LV HH Metered
LV HH Metered | 5019.86 | 5021.4845 | 5019.86 | 5019.86 | 5019.8235
LDNO LV: LV HH Metered
LDNO HV: LV HH Metered | 2881.5761 | 2882.9868 | 2881.5761 | 2881.5761 | 2881.56
> LV Sub HH Metered
LV Sub HH Metered | 11382.4956 | 11383.1957 | 11382.4591 | 11382.5321 | 11382.4591
LDNO HV: LV Sub HH Metered
> HV HH Metered
HV HH Metered | 29292.0288 | 29235.2383 | 29305.5338 | 29290.5688 | 29308.3808
LDNO HV: HV HH Metered
> HV Sub HH Metered
HV Sub HH Metered
> NHH UMS
NHH UMS | 3357.7344 | 3359.9112 | 3356.646 | 3357.7344 | 3356.646
LDNO LV: NHH UMS | 53.4075 | 53.4421 | 53.3902 | 53.4075 | 53.3902
LDNO HV: NHH UMS | 117.6382 | 117.7144 | 117.6 | 117.6382 | 117.6
> LV UMS (Pseudo HH Metered)
LV UMS (Pseudo HH Metered) | 380491.1205 | 380758.5168 | 380486.2057 | 380491.1205 | 380364.7944
LDNO LV: LV UMS (Pseudo HH Metered)
LDNO HV: LV UMS (Pseudo HH Metered)
> LV Generation NHH
LV Generation NHH | -125.8216 | -125.8216 | -125.8216 | -125.8216 | -125.8216
LDNO LV: LV Generation NHH
LDNO HV: LV Generation NHH
> LV Sub Generation NHH
LV Sub Generation NHH
LDNO HV: LV Sub Generation NHH
> LV Generation Intermittent
LV Generation Intermittent | -702.9949 | -702.9949 | -702.9949 | -702.9949 | -702.9949
LDNO LV: LV Generation Intermittent
LDNO HV: LV Generation Intermittent
> LV Generation Non-Intermittent
LV Generation Non-Intermittent | -1000.7344 | -1000.8881 | -1000.6576 | -1000.7344 | -1000.6576
LDNO LV: LV Generation Non-Intermittent
LDNO HV: LV Generation Non-Intermittent
> LV Sub Generation Intermittent
LV Sub Generation Intermittent | -9.9589 | -9.9589 | -9.9589 | -9.9589 | -9.9589
LDNO HV: LV Sub Generation Intermittent
> LV Sub Generation Non-Intermittent
LV Sub Generation Non-Intermittent | -20.3952 | -20.3976 | -20.3929 | -20.3952 | -20.3929
LDNO HV: LV Sub Generation Non-Intermittent
> HV Generation Intermittent
HV Generation Intermittent | -14004.0521 | -14004.0521 | -14004.0886 | -14004.1616 | -14003.0301
LDNO HV: HV Generation Intermittent
> HV Generation Non-Intermittent
HV Generation Non-Intermittent | -24148.881 | -24171.2341 | -24145.1693 | -24148.9905 | -24144.1108
LDNO HV: HV Generation Non-Intermittent
> HV Sub Generation Non-Intermittent
HV Sub Generation Non-Intermittent | -6637.5524 | -6639.6046 | -6637.5889 | -6637.6619 | -6636.5304
> HV Sub Generation Intermittent
HV Sub Generation Intermittent