## Issue 66
Issue 66:
1 | Use relevant year (2013/14) CDCM Revenues tab to update revenue table in 'WPD - Final Allocation' (cells G59-G64). Note: Excluded left unchanged here but should also be updated
2 | Use relevant year CDCM units (2013/14) to update units in 'Calc-Units' tab (cells B3 and B4). Note: EHV/losses left unchanged here but should also be updated
3 | Since revenues are now based in 2013/14 prices, we can use the absolute p/kWh discounts rather than the % discounts
REVISED DISCOUNTS
|  | No discount | LDNO LV: LV user | LDNO HV: LV user | LDNO HV: LV sub user | LDNO HV: HV user
| LDNO discount |  | 32.44% | 53.85% | 30.59% | 19.84% | Impact of Revenue and Unit update. Note these % discounts on a total cost basis are not used in CDCM under Issue 66 proposal
| Convert to p/kWh |  | 0.62094 | 1.0261 | 0.38756 | 0.21761 | This is the absolute discount calculated on a total cost basis expressed in 13/14 prices
4 | Calculate the ATW p/kWh for each of the main CDCM tariff groups
This is done by dividing the total ATW revenue (incl. all tariff elements i.e. units/ fixed /kVa/ reactive) by the total units, both contained in Table 3802 of the CDCM Summary sheet.
E.g.
| Domestic ATW revenue: | 118518653.0264 | From CDCM
| Domestic ATW Units: | 4973722021.3478 | From CDCM
| Domestic ATW p/kWh: | 2.3829
| LV HH ATW revenue: | 46916013.5282 | From CDCM
| LV HH ATW Units: | 2945656024.5969 | From CDCM
| LV HH ATW p/kWh: | 1.5927
Note: calculations for all tariff groups are contained within rows 34 - 103 of 'Allocation Summary' tab
5 | Calculate the required % discount at tariff group level that provides the required discount
E.g.
| Domestic ATW p/kWh: | 2.3829 | This is the ATW CDCM p/kWh
| Required Total Cost Based Discount p/kWh | 0.62094 | This is the absolute discount calculated on a total cost basis expressed in 13/14 prices
| Required CDCM % discount | 26.06% | This is the effective % discount required to be applied to all tariff elements to provide the required absolute discount
| LV HH ATW p/kWh: | 1.5927 | This is the ATW CDCM p/kWh
| Required Total Cost Based Discount p/kWh | 0.62094 | This is the absolute discount calculated on a total cost basis expressed in 13/14 prices
| Required CDCM % discount | 38.99% | This is the effective % discount required to be applied to all tariff elements to provide the required absolute discount
Note: calculations for all tariff groups are contained within rows 34 - 103 of 'Allocation Summary' tab and summarised at point 7 below
6 | This approach ensures that any CDCM methodology change does not materially affect the absolute discounts received by IDNOs
E.g.
A DCP change decreases Domestic CDCM ATW tariffs by 2.0%
| Domestic ATW p/kWh: | 2.3364 | -1.951% | ATW tariff decreases by 1.7%
| Required Total Cost Based Discount p/kWh | 0.62094 | 0% | No change in absolute discount required since no change in total costs (just a change in CDCM methodology)
| Required CDCM % discount | 26.58% | 1.99% | IDNO % discount increases by 2.0% to maintain the absolute required discount
The same DCP increases CDCM LV HH ATW tariffs by 2.4%
| LV HH ATW p/kWh: | 1.6309 | 2.395% | ATW tariff increases by 2.4%
| Required Total Cost Based Discount p/kWh | 0.62094 | 0% | No change in absolute discount required since no change in total costs (just a change in CDCM methodology)
| Required CDCM % discount | 38.07% | -2.339% | IDNO % discount decreases by 2.3% to maintain the absolute required discount
Note: calculations for all tariff groups are contained within rows 34 - 103 of 'DCP Change 1' tab and summarised at point 7 below
7 | Impact Summary (2013/14)
CURRENT METHOD M (2013/14)
|  |  | LDNO LV: LV user | LDNO HV: LV user | LDNO HV: LV sub user | LDNO HV: HV user
| DOMESTIC |  | 28.42% | 46.96%
| DOMESTIC TWO RATE (& RESTRICTED) |  | 28.42% | 46.96%
| SMALL NON-DOMESTIC |  | 28.42% | 46.96%
| SMALL NON-DOMESTIC TWO RATE (& RESTRICTED) |  | 28.42% | 46.96%
| MEDIUM NON-DOMESTIC LV |  | 28.42% | 46.96%
| MEDIUM NON-DOMESTIC LVS |  |  |  | 24.91%
| MEDIUM NON-DOMESTIC HV |  |  |  |  | 15.57%
| LV HH |  | 28.42% | 46.96%
| LVS HH |  |  |  | 24.91%
| HV HH |  |  |  |  | 15.57%
| UMS |  | 28.42% | 46.96%
ISSUE 66 REVISED BASELINE (2013/14)
|  |  | LDNO LV: LV user | LDNO HV: LV user | LDNO HV: LV sub user | LDNO HV: HV user
| DOMESTIC |  | 26.06% | 43.06%
| DOMESTIC TWO RATE (& RESTRICTED) |  | 34.07% | 56.31%
| SMALL NON-DOMESTIC |  | 36.82% | 60.84%
| SMALL NON-DOMESTIC TWO RATE (& RESTRICTED) |  | 45% | 74.36%
| MEDIUM NON-DOMESTIC LV |  | 42.96% | 70.99%
| MEDIUM NON-DOMESTIC LVS |  |  |  | 33.01%
| MEDIUM NON-DOMESTIC HV |  |  |  |  | 15.68%
| LV HH |  | 38.99% | 64.43%
| LVS HH |  |  |  | 20.08%
| HV HH |  |  |  |  | 20.66%
| UMS |  | 29.86% | 49.35%
IDNO discount impact of DCP 1 using Issue 66 approach
| DCP 1 IMPACT | ATW impact | LDNO LV: LV user | LDNO HV: LV user | LDNO HV: LV sub user | LDNO HV: HV user
| DOMESTIC | -1.951% | 1.99% | 1.99%
| DOMESTIC TWO RATE (& RESTRICTED) | -1.267% | 1.283% | 1.283%
| SMALL NON-DOMESTIC | -2.04% | 2.083% | 2.083%
| SMALL NON-DOMESTIC TWO RATE (& RESTRICTED) | -1.264% | 1.28% | 1.28%
| MEDIUM NON-DOMESTIC LV | -1.8% | 1.833% | 1.833%
| MEDIUM NON-DOMESTIC LVS | -1.822% |  |  | 1.856%
| MEDIUM NON-DOMESTIC HV | -1.693% |  |  |  | 1.722%
| LV HH | 2.395% | -2.339% | -2.339%
| LVS HH | 4.569% |  |  | -4.37%
| HV HH | 4.176% |  |  |  | -4.008%
| UMS | -2.676% | 2.75% | 2.75%
Note: These IDNO discount impacts are versus Issue 66 Revised Baseline discounts. Impact on discounts under current Method M approach not shown as there is no impact
IDNO discount impact of DCP 2 using Issue 66 approach
| DCP 2 IMPACT | ATW impact | LDNO LV: LV user | LDNO HV: LV user | LDNO HV: LV sub user | LDNO HV: HV user
| DOMESTIC | 1.178% | -1.164% | -1.164%
| DOMESTIC TWO RATE (& RESTRICTED) | 1.35% | -1.332% | -1.332%
| SMALL NON-DOMESTIC | -0.4816% | 0.4839% | 0.4839%
| SMALL NON-DOMESTIC TWO RATE (& RESTRICTED) | -1.409% | 1.429% | 1.429%
| MEDIUM NON-DOMESTIC LV | -0.4159% | 0.4177% | 0.4177%
| MEDIUM NON-DOMESTIC LVS | -0.4832% |  |  | 0.4855%
| MEDIUM NON-DOMESTIC HV | 1.932% |  |  |  | -1.895%
| LV HH | -0.8468% | 0.854% | 0.854%
| LVS HH | -7.27% |  |  | 7.84%
| HV HH | -2.447% |  |  |  | 2.508%
| UMS | 4.234% | -4.062% | -4.062%
Note: These IDNO discount impacts are versus Issue 66 Revised Baseline discounts. Impact on discounts under current Method M approach not shown as there is no impact
ORIGINAL DISCOUNTS (2013/14 Method M)
|  | No discount | LDNO LV: LV user | LDNO HV: LV user | LDNO HV: LV sub user | LDNO HV: HV user
| LDNO discount |  | 28.42% | 46.96% | 24.91% | 15.57%
From 2013/14 CDCM
Sourced from 2013/14 CDCM

## DCP Change 2
ISSUE 66 - NEW TAB TO SHOW THE EFFECT OF A CDCM METHODOLOGY CHANGE
Issue 66 - Discount % change
DCP Impact on ATW Revenues & IDNO discounts | Rev Change | ATW % Change | LDNO LV: LV user | LDNO HV: LV user | LDNO HV: LV sub user | LDNO HV: HV user
DOMESTIC | 1395926.2112 | 1.178% | -1.164% | -1.164%
DOMESTIC TWO RATE (& RESTRICTED) | 1126428.9704 | 1.35% | -1.332% | -1.332%
SMALL NON-DOMESTIC | -91489.1717 | -0.4816% | 0.4839% | 0.4839%
SMALL NON-DOMESTIC TWO RATE (& RESTRICTED) | -415958.4687 | -1.409% | 1.429% | 1.429%
MEDIUM NON-DOMESTIC LV | -55080.4781 | -0.4159% | 0.4177% | 0.4177%
MEDIUM NON-DOMESTIC LVS | -3.2462 | -0.4832% |  |  | 0.4855%
MEDIUM NON-DOMESTIC HV | 8281.7415 | 1.932% |  |  |  | -1.895%
LV HH | -397275.3106 | -0.8468% | 0.854% | 0.854%
LVS HH | -34196.8136 | -7.27% |  |  | 7.84%
HV HH | -2057959.1277 | -2.447% |  |  |  | 2.508%
UMS | 327439.7718 | 4.234% | -4.062% | -4.062%
TOTAL | -193885.9215 | -0.04806%
| LDNO LV: LV user | LDNO HV: LV user | LDNO HV: LV sub user | LDNO HV: HV user
Updated % Discount (with updated revenue+units) | 32.44% | 53.85% | 30.59% | 19.84%
Check | OK | OK | OK | OK
New p/kWh Total Cost Based Discount | 0.62094 | 1.0261 | 0.38756 | 0.21761
Check
DCP Impact | 1889991.5245 | 1889991.5245 | -34200.0598 | -2049677.3861 | -193885.9215 | 0
OVERALL CDCM | LDNO LV: LV user | LDNO HV: LV user | LDNO HV: LV sub user | LDNO HV: HV user
Relevant CDCM Units | 10333920489.2333 | 10333920489.2333 | 24432315.8891 | 8017410815.1295
Relevant CDCM Revenue | 206588645.3995 | 206588645.3995 | 436875.762 | 82491936.5218
CDCM ATW p/kWh | 1.9991 | 1.9991 | 1.7881 | 1.0289
Required Total Cost Based Discount p/kWh | 0.62094 | 1.0261 | 0.38756 | 0.21761
Effective final % discount for CDCM | 31.06% | 51.33% | 21.67% | 21.15%
DCP Impact | 1395926.2112 | 1395926.2112
DOMESTIC | LDNO LV: LV user | LDNO HV: LV user | LDNO HV: LV sub user | LDNO HV: HV user
Domestic CDCM Units (LV) | 4973722021.3478 | 4973722021.3478 | N/A | N/A
Domestic CDCM Revenue (LV) | 119914579.2377 | 119914579.2377 | N/A | N/A
Domestic CDCM ATW p/kWh | 2.411 | 2.411 | N/A | N/A | 1.178% | DCP increases Domestic tariffs by 1.2%
Required Total Cost Based Discount p/kWh | 0.62094 | 1.0261 | N/A | N/A
Effective final % discount for CDCM | 25.75% | 42.56% | N/A | N/A | -1.164% | Issue 66 method decreases Domestic discount by 1.2%
DCP Impact | 1126428.9704 | 1126428.9704
DOMESTIC TWO RATE (& RESTRICTED) | LDNO LV: LV user | LDNO HV: LV user | LDNO HV: LV sub user | LDNO HV: HV user
Domestic CDCM Units (LV) | 4579714500.952 | 4579714500.952 | N/A | N/A
Domestic CDCM Revenue (LV) | 84585704.1221 | 84585704.1221 | N/A | N/A
Domestic CDCM ATW p/kWh | 1.847 | 1.847 | N/A | N/A | 1.35% | DCP increases Domestic Two rate tariffs by 1.3%
Required Total Cost Based Discount p/kWh | 0.62094 | 1.0261 | N/A | N/A
Effective final % discount for CDCM | 33.62% | 55.56% | N/A | N/A | -1.332% | Issue 66 method decreases Domestic Two rate discount by 1.3%
DCP Impact | -91489.1717 | -91489.1717
SMALL NON-DOMESTIC | LDNO LV: LV user | LDNO HV: LV user | LDNO HV: LV sub user | LDNO HV: HV user
Small Non-Domestic CDCM Units (LV) | 1126425661.4191 | 1126425661.4191 | N/A | N/A
Small Non-Domestic CDCM Revenue (LV) | 18906569.7656 | 18906569.7656 | N/A | N/A
Small Non-Domestic CDCM ATW p/kWh | 1.6785 | 1.6785 | N/A | N/A | -0.4816% | DCP reduces Small Non-Domestic tariffs by 0.5%
Required Total Cost Based Discount p/kWh | 0.62094 | 1.0261 | N/A | N/A
Effective final % discount for CDCM | 36.99% | 61.13% | N/A | N/A | 0.4839% | Issue 66 method increases Small Non-Domestic discount by 0.5%
DCP Impact | -415958.4687 | -415958.4687
SMALL NON-DOMESTIC | LDNO LV: LV user | LDNO HV: LV user | LDNO HV: LV sub user | LDNO HV: HV user
Small Non-Domestic CDCM Units (LV) | 2139097493.9578 | 2139097493.9578 | N/A | N/A
Small Non-Domestic CDCM Revenue (LV) | 29100390.9389 | 29100390.9389 | N/A | N/A
Small Non-Domestic CDCM ATW p/kWh | 1.3604 | 1.3604 | N/A | N/A | -1.409% | DCP reduces Small Non-Domestic Two Rate tariffs by 1.4%
Required Total Cost Based Discount p/kWh | 0.62094 | 1.0261 | N/A | N/A
Effective final % discount for CDCM | 45.64% | 75.43% | N/A | N/A | 1.429% | Issue 66 method increases Small Non-Domestic Two Rate discount by 1.4%
DCP Impact | -55080.4781 | -55080.4781 | -3.2462 | 8281.7415
MEDIUM NON-DOMESTIC | LDNO LV: LV user | LDNO HV: LV user | LDNO HV: LV sub user | LDNO HV: HV user
Medium Non-Domestic CDCM Units | 916210323.7564 | 916210323.7564 | 57226.12 | 30890947.6588
Medium Non-Domestic CDCM Revenue | 13188091.019 | 13188091.019 | 668.5937 | 436926.6912
Medium Non-Domestic CDCM ATW p/kWh | 1.4394 | 1.4394 | 1.1683 | 1.4144 | -0.4159% | DCP reduces Medium Non-Domestic tariffs by 0.4%
Required Total Cost Based Discount p/kWh | 0.62094 | 1.0261 | 0.38756 | 0.21761
Effective final % discount for CDCM | 43.14% | 71.29% | 33.17% | 15.39% | 0.4177% | Issue 66 method increases Medium Non-Domestic discount by 0.4%
DCP Impact | -397275.3106 | -397275.3106
LV HH | LDNO LV: LV user | LDNO HV: LV user | LDNO HV: LV sub user | LDNO HV: HV user
LV HH CDCM Units | 2945656024.5969 | 2945656024.5969 | N/A | N/A
LV HH CDCM Revenue | 46518738.2176 | 46518738.2176 | N/A | N/A
LV HH CDCM ATW p/kWh | 1.5792 | 1.5792 | N/A | N/A | -0.8468% | DCP decreases LV HH tariffs by 0.8%
Required Total Cost Based Discount p/kWh | 0.62094 | 1.0261 | N/A | N/A
Effective final % discount for CDCM | 39.32% | 64.98% | N/A | N/A | 0.854% | Issue 66 method increases LV HH by 0.9%
DCP Impact |  |  | -34196.8136
LVS HH | LDNO LV: LV user | LDNO HV: LV user | LDNO HV: LV sub user | LDNO HV: HV user
LVS HH CDCM Units | N/A | N/A | 24375089.7691 | N/A
LVS HH CDCM Revenue | N/A | N/A | 436207.1682 | N/A
LVS HH CDCM ATW p/kWh | N/A | N/A | 1.7896 | N/A | -7.27% | DCP decreases LVS HH tariffs by 7.3%
Required Total Cost Based Discount p/kWh | N/A | N/A | 0.38756 | N/A
Effective final % discount for CDCM | N/A | N/A | 21.66% | N/A | 7.84% | Issue 66 method increases LVS HH by 7.8%
DCP Impact |  |  |  | -2057959.1277
HV HH | LDNO LV: LV user | LDNO HV: LV user | LDNO HV: LV sub user | LDNO HV: HV user
LVS HH CDCM Units | N/A | N/A | N/A | 7986519867.4706
LVS HH CDCM Revenue | N/A | N/A | N/A | 82055009.8306
LVS HH CDCM ATW p/kWh | N/A | N/A | N/A | 1.0274 | -2.447% | DCP decreases HV HH tariffs by 2.4%
Required Total Cost Based Discount p/kWh | N/A | N/A | N/A | 0.21761
Effective final % discount for CDCM | N/A | N/A | N/A | 21.18% | 2.508% | Issue 66 method increases HV HH by 2.5%
DCP Impact | 327439.7718 | 327439.7718
UMS | LDNO LV: LV user | LDNO HV: LV user | LDNO HV: LV sub user | LDNO HV: HV user
UMS CDCM Units | 371906458.1131 | 371906458.1131 | N/A | N/A
UMS CDCM Revenue | 8060667.1596 | 8060667.1596 | N/A | N/A
UMS CDCM ATW p/kWh | 2.1674 | 2.1674 | N/A | N/A | 4.234% | DCP increases UMS tariffs by 4.2%
Required Total Cost Based Discount p/kWh | 0.62094 | 1.0261 | N/A | N/A
Effective final % discount for CDCM | 28.65% | 47.34% | N/A | N/A | -4.062% | Issue 66 method decreases UMS discount by 4.1%

## DCP Change 1
ISSUE 66 - NEW TAB TO SHOW THE EFFECT OF A CDCM METHODOLOGY CHANGE
Issue 66 - Discount % change
DCP Impact on ATW Revenues & IDNO discounts | Rev Change | ATW % Change | LDNO LV: LV user | LDNO HV: LV user | LDNO HV: LV sub user | LDNO HV: HV user
DOMESTIC | -2312174.9321 | -1.951% | 1.99% | 1.99%
DOMESTIC TWO RATE (& RESTRICTED) | -1057505.139 | -1.267% | 1.283% | 1.283%
SMALL NON-DOMESTIC | -387624.2427 | -2.04% | 2.083% | 2.083%
SMALL NON-DOMESTIC TWO RATE (& RESTRICTED) | -372968.26 | -1.264% | 1.28% | 1.28%
MEDIUM NON-DOMESTIC LV | -238375.8512 | -1.8% | 1.833% | 1.833%
MEDIUM NON-DOMESTIC LVS | -12.2441 | -1.822% |  |  | 1.856%
MEDIUM NON-DOMESTIC HV | -7255.0205 | -1.693% |  |  |  | 1.722%
LV HH | 1123584.4482 | 2.395% | -2.339% | -2.339%
LVS HH | 21494.7158 | 4.569% |  |  | -4.37%
HV HH | 3512432.1414 | 4.176% |  |  |  | -4.008%
UMS | -206960.5695 | -2.676% | 2.75% | 2.75%
TOTAL | 74635.0463 | 0.0185%
| LDNO LV: LV user | LDNO HV: LV user | LDNO HV: LV sub user | LDNO HV: HV user
Updated % Discount (with updated revenue+units) | 32.44% | 53.85% | 30.59% | 19.84%
Check | OK | OK | OK | OK
New p/kWh Total Cost Based Discount | 0.62094 | 1.0261 | 0.38756 | 0.21761
Check
DCP Impact | -3452024.5462 | -3452024.5462 | 21482.4717 | 3505177.1208 | 74635.0463 | -1.7462e-10
OVERALL CDCM | LDNO LV: LV user | LDNO HV: LV user | LDNO HV: LV sub user | LDNO HV: HV user
Relevant CDCM Units | 10333920489.2333 | 10333920489.2333 | 24432315.8891 | 8017410815.1295
Relevant CDCM Revenue | 203387573.2295 | 203387573.2295 | 492558.2934 | 88046791.0288
CDCM ATW p/kWh | 1.9682 | 1.9682 | 2.016 | 1.0982
Required Total Cost Based Discount p/kWh | 0.62094 | 1.0261 | 0.38756 | 0.21761
Effective final % discount for CDCM | 31.55% | 52.14% | 19.22% | 19.82%
DCP Impact | -2312174.9321 | -2312174.9321
DOMESTIC | LDNO LV: LV user | LDNO HV: LV user | LDNO HV: LV sub user | LDNO HV: HV user
Domestic CDCM Units (LV) | 4973722021.3478 | 4973722021.3478 | N/A | N/A
Domestic CDCM Revenue (LV) | 116206478.0943 | 116206478.0943 | N/A | N/A
Domestic CDCM ATW p/kWh | 2.3364 | 2.3364 | N/A | N/A | -1.951% | DCP reduces Domestic tariffs by 2.0%
Required Total Cost Based Discount p/kWh | 0.62094 | 1.0261 | N/A | N/A
Effective final % discount for CDCM | 26.58% | 43.92% | N/A | N/A | 1.99% | Issue 66 method increases Domestic discount by 2.0%
DCP Impact | -1057505.139 | -1057505.139
DOMESTIC TWO RATE (& RESTRICTED) | LDNO LV: LV user | LDNO HV: LV user | LDNO HV: LV sub user | LDNO HV: HV user
Domestic CDCM Units (LV) | 4579714500.952 | 4579714500.952 | N/A | N/A
Domestic CDCM Revenue (LV) | 82401770.0127 | 82401770.0127 | N/A | N/A
Domestic CDCM ATW p/kWh | 1.7993 | 1.7993 | N/A | N/A | -1.267% | DCP reduces Domestic Two rate tariffs by 1.3%
Required Total Cost Based Discount p/kWh | 0.62094 | 1.0261 | N/A | N/A
Effective final % discount for CDCM | 34.51% | 57.03% | N/A | N/A | 1.283% | Issue 66 method increases Domestic Two rate discount by 1.3%
DCP Impact | -387624.2427 | -387624.2427
SMALL NON-DOMESTIC | LDNO LV: LV user | LDNO HV: LV user | LDNO HV: LV sub user | LDNO HV: HV user
Small Non-Domestic CDCM Units (LV) | 1126425661.4191 | 1126425661.4191 | N/A | N/A
Small Non-Domestic CDCM Revenue (LV) | 18610434.6946 | 18610434.6946 | N/A | N/A
Small Non-Domestic CDCM ATW p/kWh | 1.6522 | 1.6522 | N/A | N/A | -2.04% | DCP reduces Small Non-Domestic tariffs by 2.0%
Required Total Cost Based Discount p/kWh | 0.62094 | 1.0261 | N/A | N/A
Effective final % discount for CDCM | 37.58% | 62.11% | N/A | N/A | 2.083% | Issue 66 method increases Small Non-Domestic discount by 2.0%
DCP Impact | -372968.26 | -372968.26
SMALL NON-DOMESTIC | LDNO LV: LV user | LDNO HV: LV user | LDNO HV: LV sub user | LDNO HV: HV user
Small Non-Domestic CDCM Units (LV) | 2139097493.9578 | 2139097493.9578 | N/A | N/A
Small Non-Domestic CDCM Revenue (LV) | 29143381.1476 | 29143381.1476 | N/A | N/A
Small Non-Domestic CDCM ATW p/kWh | 1.3624 | 1.3624 | N/A | N/A | -1.264% | DCP reduces Small Non-Domestic Two Rate tariffs by 1.3%
Required Total Cost Based Discount p/kWh | 0.62094 | 1.0261 | N/A | N/A
Effective final % discount for CDCM | 45.58% | 75.32% | N/A | N/A | 1.28% | Issue 66 method increases Small Non-Domestic Two Rate discount by 1.3%
DCP Impact | -238375.8512 | -238375.8512 | -12.2441 | -7255.0205
MEDIUM NON-DOMESTIC | LDNO LV: LV user | LDNO HV: LV user | LDNO HV: LV sub user | LDNO HV: HV user
Medium Non-Domestic CDCM Units | 916210323.7564 | 916210323.7564 | 57226.12 | 30890947.6588
Medium Non-Domestic CDCM Revenue | 13004795.6459 | 13004795.6459 | 659.5958 | 421389.9292
Medium Non-Domestic CDCM ATW p/kWh | 1.4194 | 1.4194 | 1.1526 | 1.3641 | -1.8% | DCP reduces Medium Non-Domestic tariffs by 1.6%
Required Total Cost Based Discount p/kWh | 0.62094 | 1.0261 | 0.38756 | 0.21761
Effective final % discount for CDCM | 43.75% | 72.29% | 33.62% | 15.95% | 1.833% | Issue 66 method increases Medium Non-Domestic discount by 1.6%
DCP Impact | 1123584.4482 | 1123584.4482
LV HH | LDNO LV: LV user | LDNO HV: LV user | LDNO HV: LV sub user | LDNO HV: HV user
LV HH CDCM Units | 2945656024.5969 | 2945656024.5969 | N/A | N/A
LV HH CDCM Revenue | 48039597.9763 | 48039597.9763 | N/A | N/A
LV HH CDCM ATW p/kWh | 1.6309 | 1.6309 | N/A | N/A | 2.395% | DCP increases LV HH tariffs by 2.4%
Required Total Cost Based Discount p/kWh | 0.62094 | 1.0261 | N/A | N/A
Effective final % discount for CDCM | 38.07% | 62.92% | N/A | N/A | -2.339% | Issue 66 method decreases LV HH by 2.3%
DCP Impact |  |  | 21494.7158
LVS HH | LDNO LV: LV user | LDNO HV: LV user | LDNO HV: LV sub user | LDNO HV: HV user
LVS HH CDCM Units | N/A | N/A | 24375089.7691 | N/A
LVS HH CDCM Revenue | N/A | N/A | 491898.6976 | N/A
LVS HH CDCM ATW p/kWh | N/A | N/A | 2.018 | N/A | 4.569% | DCP increases LVS HH tariffs by 4.6%
Required Total Cost Based Discount p/kWh | N/A | N/A | 0.38756 | N/A
Effective final % discount for CDCM | N/A | N/A | 19.2% | N/A | -4.37% | Issue 66 method decreases LVS HH by 4.4%
DCP Impact |  |  |  | 3512432.1414
HV HH | LDNO LV: LV user | LDNO HV: LV user | LDNO HV: LV sub user | LDNO HV: HV user
LVS HH CDCM Units | N/A | N/A | N/A | 7986519867.4706
LVS HH CDCM Revenue | N/A | N/A | N/A | 87625401.0996
LVS HH CDCM ATW p/kWh | N/A | N/A | N/A | 1.0972 | 4.176% | DCP increases HV HH tariffs by 4.2%
Required Total Cost Based Discount p/kWh | N/A | N/A | N/A | 0.21761
Effective final % discount for CDCM | N/A | N/A | N/A | 19.83% | -4.008% | Issue 66 method decreases HV HH by 4.0%
DCP Impact | -206960.5695 | -206960.5695
UMS | LDNO LV: LV user | LDNO HV: LV user | LDNO HV: LV sub user | LDNO HV: HV user
UMS CDCM Units | 371906458.1131 | 371906458.1131 | N/A | N/A
UMS CDCM Revenue | 7526266.8183 | 7526266.8183 | N/A | N/A
UMS CDCM ATW p/kWh | 2.0237 | 2.0237 | N/A | N/A | -2.676% | DCP decreases UMS tariffs by 2.7%
Required Total Cost Based Discount p/kWh | 0.62094 | 1.0261 | N/A | N/A
Effective final % discount for CDCM | 30.68% | 50.7% | N/A | N/A | 2.75% | Issue 66 method increases UMS discount by 2.7%

## Inputs
Input | Source | Comment
DNO LV Main usage | Internal DNO analysis (or industry-wide data?)
ATW tariffs | Current DUoS Statement | This data is only used for comparison purposes
Customer Data | DNO's forecast | This data is only used for comparison purposes
Summary of revenue | DNO's regulatory returns (Summary of revenue)
Remove incentive revenue and pension deficit? | Modelling decision | Enter "y" if data is to be removed. "n" if not being removed.
PB Power Unit values | PB Power analysis (if available) | This gets used if no unit cost was submitted with FBPQ.
Final DPCR4 settlement | February 05 ofgem document http://www.ofgem.gov.uk/Markets/RetMkts/Metrng/Metering/Documents1/9745-5405.pdf
FBPQ T4 | February 09 FBPQ | Select and copy as values from cell F12 in both worksheets
FBPQ LR1 | February 09 FBPQ
FBPQ LR4 | February 09 FBPQ
FBPQ LR6 | February 09 FBPQ
FBPQ NL1 | February 09 FBPQ
FBPQ C2 | February 09 FBPQ
RRP 1.3 | Regulatory Reporting Pack 07/08
RRP 2.3 | Regulatory Reporting Pack 07/08
RRP 2.4 | Regulatory Reporting Pack 07/08
RRP 2.6 | Regulatory Reporting Pack 07/08
RRP 5.1 | Regulatory Reporting Pack 07/08

## Splits and results
|  | DNO LV Main usage | 9.9%
|  | DNO HV Main usage | 54%
Use the data below to populate table 1037. Embedded network (LDNO) discounts
Source: separate price control disaggregation model.
| No discount | LDNO LV: LV user | LDNO HV: LV user | LDNO HV: LV sub user | LDNO HV: HV user
LDNO discount |  | 32.44% | 53.85% | 30.59% | 19.84%
Issue 66: No change to formulae but different values due to updated revenue and units

## Allocation Summary
WPD Method | [6 empty] | Index
Catergory |  | % by network tier
| LV Services | LV Mains | LV/HV | HV | EHV | Unallocated
Opex and transmission exit charges | 22.39% | 24.67% | 7.86% | 18.88% | 26.2% | N/A
Depriciation | 6.023% | 7.573% | 5.975% | 27.2% | 53.23% | N/A
Return | 6.023% | 7.573% | 5.975% | 27.2% | 53.23% | N/A
Weighted Average | 11.52% | 13.31% | 6.607% | 24.41% | 44.16% | N/A
Weighted Average (after incentive and pencsion deficit costs removed and weighted by units flowing) | 15.55% | 17.97% | 8.919% | 22.65% | 39.89% | -4.975%
Direct cost % | 60.08% | 60.08% | 89.55% | 91.82% | 73.81% | N/A
NEW CALCULATIONS BELOW FOR ISSUE 66
Calculate Absolute Discount rather than % discount
| LV Services | LV Mains | LV/HV | HV | EHV | Unallocated | TOTAL | Check
Weighted Average (after incentive and pencsion deficit costs removed and weighted by units flowing) p/kWh | 0.34233 | 0.29622 | 0.16995 | 0.43161 | 0.76009 | -0.094796 | 1.9054 | 0
| LDNO LV: LV user | LDNO HV: LV user | LDNO HV: LV sub user | LDNO HV: HV user
Updated % Discount (with updated revenue+units) | 32.44% | 53.85% | 30.59% | 19.84%
Check | OK | OK | OK | OK
New p/kWh Total Cost Based Discount | 0.62094 | 1.0261 | 0.38756 | 0.21761
OVERALL CDCM | LDNO LV: LV user | LDNO HV: LV user | LDNO HV: LV sub user | LDNO HV: HV user
Relevant CDCM Units | 17052732484.1431 | 17052732484.1431 | 24432315.8891 | 8017410815.1295
Relevant CDCM Revenue | 318384748.936 | 318384748.936 | 471075.8218 | 84541613.908
CDCM ATW p/kWh | 1.8671 | 1.8671 | 1.9281 | 1.0545
Required Total Cost Based Discount p/kWh | 0.62094 | 1.0261 | 0.38756 | 0.21761
Effective final % discount for CDCM | 33.26% | 54.96% | 20.1% | 20.64%
DOMESTIC | LDNO LV: LV user | LDNO HV: LV user | LDNO HV: LV sub user | LDNO HV: HV user
Domestic CDCM Units (LV) | 4973722021.3478 | 4973722021.3478 | N/A | N/A
Domestic CDCM Revenue (LV) | 118518653.0264 | 118518653.0264 | N/A | N/A
Domestic CDCM ATW p/kWh | 2.3829 | 2.3829 | N/A | N/A
Required Total Cost Based Discount p/kWh | 0.62094 | 1.0261 | N/A | N/A
Effective final % discount for CDCM | 26.06% | 43.06% | N/A | N/A
DOMESTIC TWO RATE (& RESTRICTED) | LDNO LV: LV user | LDNO HV: LV user | LDNO HV: LV sub user | LDNO HV: HV user
Domestic CDCM Units (LV) | 4579714500.952 | 4579714500.952 | N/A | N/A
Domestic CDCM Revenue (LV) | 83459275.1517 | 83459275.1517 | N/A | N/A
Domestic CDCM ATW p/kWh | 1.8224 | 1.8224 | N/A | N/A
Required Total Cost Based Discount p/kWh | 0.62094 | 1.0261 | N/A | N/A
Effective final % discount for CDCM | 34.07% | 56.31% | N/A | N/A
SMALL NON-DOMESTIC | LDNO LV: LV user | LDNO HV: LV user | LDNO HV: LV sub user | LDNO HV: HV user
Small Non-Domestic CDCM Units (LV) | 1126425661.4191 | 1126425661.4191 | N/A | N/A
Small Non-Domestic CDCM Revenue (LV) | 18998058.9373 | 18998058.9373 | N/A | N/A
Small Non-Domestic CDCM ATW p/kWh | 1.6866 | 1.6866 | N/A | N/A
Required Total Cost Based Discount p/kWh | 0.62094 | 1.0261 | N/A | N/A
Effective final % discount for CDCM | 36.82% | 60.84% | N/A | N/A
SMALL NON-DOMESTIC TWO RATE (& RESTRICTED) | LDNO LV: LV user | LDNO HV: LV user | LDNO HV: LV sub user | LDNO HV: HV user
Small Non-Domestic CDCM Units (LV) | 2139097493.9578 | 2139097493.9578 | N/A | N/A
Small Non-Domestic CDCM Revenue (LV) | 29516349.4076 | 29516349.4076 | N/A | N/A
Small Non-Domestic CDCM ATW p/kWh | 1.3799 | 1.3799 | N/A | N/A
Required Total Cost Based Discount p/kWh | 0.62094 | 1.0261 | N/A | N/A
Effective final % discount for CDCM | 45% | 74.36% | N/A | N/A
MEDIUM NON-DOMESTIC | LDNO LV: LV user | LDNO HV: LV user | LDNO HV: LV sub user | LDNO HV: HV user
Medium Non-Domestic CDCM Units | 916210323.7564 | 916210323.7564 | 57226.12 | 30890947.6588
Medium Non-Domestic CDCM Revenue | 13243171.4971 | 13243171.4971 | 671.8399 | 428644.9497
Medium Non-Domestic CDCM ATW p/kWh | 1.4454 | 1.4454 | 1.174 | 1.3876
Required Total Cost Based Discount p/kWh | 0.62094 | 1.0261 | 0.38756 | 0.21761
Effective final % discount for CDCM | 42.96% | 70.99% | 33.01% | 15.68%
LV HH | LDNO LV: LV user | LDNO HV: LV user | LDNO HV: LV sub user | LDNO HV: HV user
LV HH CDCM Units | 2945656024.5969 | 2945656024.5969 | N/A | N/A
LV HH CDCM Revenue | 46916013.5282 | 46916013.5282 | N/A | N/A
LV HH CDCM ATW p/kWh | 1.5927 | 1.5927 | N/A | N/A
Required Total Cost Based Discount p/kWh | 0.62094 | 1.0261 | N/A | N/A
Effective final % discount for CDCM | 38.99% | 64.43% | N/A | N/A
LVS HH | LDNO LV: LV user | LDNO HV: LV user | LDNO HV: LV sub user | LDNO HV: HV user
LVS HH CDCM Units | N/A | N/A | 24375089.7691 | N/A
LVS HH CDCM Revenue | N/A | N/A | 470403.9818 | N/A
LVS HH CDCM ATW p/kWh | N/A | N/A | 1.9299 | N/A
Required Total Cost Based Discount p/kWh | N/A | N/A | 0.38756 | N/A
Effective final % discount for CDCM | N/A | N/A | 20.08% | N/A
HV HH | LDNO LV: LV user | LDNO HV: LV user | LDNO HV: LV sub user | LDNO HV: HV user
LVS HH CDCM Units | N/A | N/A | N/A | 7986519867.4706
LVS HH CDCM Revenue | N/A | N/A | N/A | 84112968.9582
LVS HH CDCM ATW p/kWh | N/A | N/A | N/A | 1.0532
Required Total Cost Based Discount p/kWh | N/A | N/A | N/A | 0.21761
Effective final % discount for CDCM | N/A | N/A | N/A | 20.66%
UMS | LDNO LV: LV user | LDNO HV: LV user | LDNO HV: LV sub user | LDNO HV: HV user
UMS CDCM Units | 371906458.1131 | 371906458.1131 | N/A | N/A
UMS CDCM Revenue | 7733227.3878 | 7733227.3878 | N/A | N/A
UMS CDCM ATW p/kWh | 2.0793 | 2.0793 | N/A | N/A
Required Total Cost Based Discount p/kWh | 0.62094 | 1.0261 | N/A | N/A
Effective final % discount for CDCM | 29.86% | 49.35% | N/A | N/A

## WPD - Final Allocation
Step 1. Format price control allowed revenue data
Index
|  | I) DPCR3 type presentation | [9 empty] | ii) DPCR4 type presentation
|  |  |  | 2005/06 | 2006/07 |  | 2007/08 | 2008/09 | 2009/10 | [5 empty] | 2005/06 | 2006/07 | 2007/08 | 2008/09 | 2009/10
[12 empty] | Opening asset value |  |  | 947.9 | 989.2 | 1030.2 | 1064.8 | 1093.2
|  | Allowed revenue |  | 241.2388 | 243.41 |  | 246.0636 | 249.1997 | 251.8533 |  |  | Total capex |  |  | 117.8 | 117.5 | 117 | 116.6 | 116.4
[12 empty] | Depreciation |  |  | -76.5 | -76.5 | -82.4 | -88.2 | -94.1
|  | Opex (incl pensions after 57.7% capitalized) |  | 80.699 | 83.2413 |  | 83.7413 | 82.4413 | 81.7413 |  |  | Closing asset value |  |  | 989.2 | 1030.2 | 1064.8 | 1093.2 | 1115.6
|  | Quality Reward | [9 empty] | Present value of opening/closing RAV |  |  | 947.9 |  | 0 |  | 851.7
|  | DPCR3 costs |  | 1.5 | [7 empty] | 5 year movement in closing RAV |  |  |  | 0 |  |  | 96.2
|  | Total Opex |  | 82.199 | 83.2413 |  | 83.7413 | 82.4413 | 81.7413
[12 empty] | Operating costs (excl pensions) |  |  | 75.2 | 77.7 | 78.2 | 76.9 | 76.2
|  | Capital elements | [9 empty] | Capex (excl pensions) |  |  | 110.3 | 109.9 | 109.4 | 109 | 108.8
|  | Depreciation |  | 76.5 | 76.5 |  | 82.4 | 88.2 | 94.1 |  |  | Pensions |  |  | 13 | 13.1 | 13.1 | 13.1 | 13.1
|  | Tax allowance |  | 27.2 | 26.3 |  | 26.4 | 26.8 | 26.8 |  |  | Tax allowance |  |  | 27.2 | 26.3 | 26.4 | 26.8 | 26.8
|  | Capital incentive |  | -0.8 | 0.6 |  | -0.6 | -0.6 | -0.2 |  |  | Capex incentive |  |  | -0.8 | 0.6 | -0.6 | -0.6 | -0.2
|  | Sliding scale |  | 1.4 | 1.4 |  | 1.5 | 1.5 | 1.6 |  |  | Sliding scale addn income |  |  | 1.4 | 1.4 | 1.5 | 1.5 | 1.6
|  | Return |  | 54.7398 | 55.3687 |  | 52.6223 | 50.8584 | 47.812 |  |  | Quality reward/Opex incentive & Other Adjustments
|  | Total capital |  | 159.0398 | 160.1687 |  | 162.3223 | 166.7584 | 170.112 |  |  | DPCR3 costs |  |  | 1.5 | - | - | - | -
|  | Total capital ex depreciation |  | 82.5398 | 83.6687 |  | 79.9223 | 78.5584 | 76.012 |  |  | Total allowed items |  |  | 227.7 | 229 | 228.1 | 226.8 | 226.3
[12 empty] | PV of allowed items |  |  | 221.6 | 211.2 | 199.3 | 187.7 | 177.5
|  | Allocation of allowed revenue to:- | [9 empty] | 5 year movement in closing RAV | [6 empty] | 96.2
[12 empty] | TOTAL PV OVER 5 YEARS | [6 empty] | 1093.5
|  | Opex |  | 82.199 | 83.2413 |  | 83.7413 | 82.4413 | 81.7413
|  | Depreciation |  | 76.5 | 76.5 |  | 82.4 | 88.2 | 94.1 |  |  | 5.545% |  |  | 0.94746 | 0.89769 | 0.85052 | 0.80584 | 0.7635
|  | Return |  | 54.7398 | 55.3687 |  | 52.6223 | 50.8584 | 47.812 | [5 empty] | 1 | 0.94746 | 0.89769 | 0.85052 | 0.80584
[15 empty] | 0.97338 | 0.92224 | 0.87379 | 0.82788 | 0.78439
[12 empty] | Revenue index |  |  | 1 | 1.009 | 1.02 | 1.033 | 1.044
[12 empty] | Discounted revenue index |  |  | 0.97338 | 0.93054 | 0.89126 | 0.8552 | 0.8189
[12 empty] | Price control revenue |  |  | 241.2388 | 243.41 | 246.0636 | 249.1997 | 251.8533
[12 empty] | Excluded services revenue |  |  | 3.5 | 3.5 | 3.5 | 3.5 | 3.5
[12 empty] | Total revenue |  |  | 244.7388 | 246.91 | 249.5636 | 252.6997 | 255.3533
[12 empty] | PV of total revenue |  |  | 238.2232 | 227.71 | 218.0655 | 209.2054 | 200.2959
[12 empty] | TOTAL PV OVER 5 YEARS | [6 empty] | 1093.5
[12 empty] | PV of excluded service revenue |  | 15.3359 | 3.4068 | 3.2278 | 3.0583 | 2.8976 | 2.7454
Step 2. Allocate price control revenues to network tiers
|  | Hence DPCR4 revenue made up of | Total DPCR4 | Basis of allocation | % used | [5 empty] | £m
[5 empty] | EHV |  | HV | HV/LV | LV Mains | LV Services | EHV | HV | HV/LV | LV Mains | LV Services
|  | Return | 400.7012 | Net Capex | 53.23% |  | 27.2% | 5.975% | 7.573% | 6.023% | 213.2797 | 108.9991 | 23.9417 | 30.3468 | 24.1338
|  | Depreciation | 417.7 | Net Capex | 53.23% |  | 27.2% | 5.975% | 7.573% | 6.023% | 222.3276 | 113.6231 | 24.9574 | 31.6342 | 25.1576
|  | Operating costs | 413.3642 | Overall Opex split | 26.2% |  | 18.88% | 7.86% | 24.67% | 22.39% | 108.2995 | 78.0419 | 32.4886 | 101.9636 | 92.5706
|  | Total | 1231.7654 | [7 empty] | 543.9068 | 300.6641 | 81.3877 | 163.9447 | 141.8621
[11 empty] | 44.16% | 24.41% | 6.607% | 13.31% | 11.52%
[5 empty] | 6 |  | 5 | 4 | 3 | 2
NET CAPEX SPLIT FROM "CALC -NET CAPEX" SHEET
OVERALL OPEX SPLIT FROM "CALC WPD OPEX ALLOCATYION" SHEET
Step 3. Remove incentive reveune and pension deficit payment from allocations
2007/08 allowed revenue source from page "summary allowed revenue"
| Base revenue |  |  |  |  | 432.5404 | 104.2% | Revised for Issue 66 | [9 empty] | £m
| Allowed pass through items |  |  |  |  | -0.87546 | -0.2109% | Revised for Issue 66
| Incentive revenue |  |  |  |  | -28.5889 | -6.888% | Revised for Issue 66 |  | Total allowed income | [7 empty] | 415.0447 | From 2007/08 revenue summary
| Under/over revoery |  |  |  |  | 5.2986 | 1.277% | Revised for Issue 66
| Excluded |  |  |  |  | 6.67 | 1.607% |  |  | Less incentive revenue ? |  |  |  |  | y |  |  | 28.5889 | From 2007/08 revenue summary
| Total |  |  |  |  | 415.0447 | 100% |  |  | Less Pension deficit payment ? |  |  |  |  | n |  |  | 0 | From SEPD method A spreadsheet
[10 empty] | Less fixed costs ? |  |  |  |  | n |  |  | 0
| Input pension deficit payment |  |  |  |  | 0 | From SEPD method A spreadsheet | [10 empty] | -4.4
[10 empty] | Total revenue to share | [7 empty] | 439.2336
|  |  |  | Step 3.a. Split out pension deficit and incentive payments | [7 empty] | Step 2.b. Divide cost by units flowing - effectively adjust the cost because of electricity lost as it flows thorugh the network meaning that there is more cost in the lower tiers
HENCE SPLIT OF TARIFFS
|  |  |  | £m | [7 empty] | p/kWh
|  |  |  | Total |  | EHV | HV | HV/LV | LV | Not to be split |  | EHV | HV | HV/LV | LV Mains | Not to be split |  | Total | LV Services
| Income |  |  | 415.0447 |  | 193.951 | 107.2134 | 29.0219 | 109.0473 | -24.1889 |  | 0.76009 | 0.43161 | 0.16995 | 0.63856 | -0.094796
| All LV Tariffs | [10 empty] | 0.76009 | 0.43161 | 0.16995 | 0.63856 | -0.094796 |  | 1.9054
HV Tariffs
EHV Tariffs
| All LV Tariffs | [10 empty] | 39.89% | 22.65% | 8.919% | 17.97% | -4.975% |  | 100% | 15.55%
HV Tariffs
EHV Tariffs

## Calc - WPD Opex Allocation
Index |  | ISSUE 66 - NO CHANGE TO THIS SHEET
|  |  | Step 1 - extract total activity costs from cost report | [5 empty] | Step 2. Idnetify costs inlcuded in price control revenues to be allocated by MEAV | [6 empty] | Step 3. Allocate costs not directly atttibutable to network teirs to network tiers using MEAV | [5 empty] | Step 4. Sum directly atttibuted and allocated costs | [5 empty] | Step 5. Divide cost by units flowing - effectively adjust the cost because of electricity lost as it flows thorugh the network meaning that there is more cost in the lower tiers |  |  |  | Step 6. Adjust costs so that they are aligned with the definition of opex in the allowed price control revenues
|  |  |  | Costs extracted from RRP Tables |  |  |  |  | Cost drivers - lookup from "Calc-Drivers" | [6 empty] | Allocation of "Unallocated" costs by cost driver to network tiers | [5 empty] | Sum of allocated and "unallocted" costs | [5 empty] | Sum of allocated and "unallocted" costs expressed per unit throughput (p/kWh) |  |  |  | Propportion of costs allocated to Opex and Capex |  |  |  | Operating costs = sum of allocated and unallocated multplied by 1 minus capitalised proprtion | [5 empty] | Opex only on p/kWh throughput
|  |  | Total activity cost - from RRP 1.3 | Costs allocated to netwrok tiers in RRP - from 2.2 amd 2.3 |  |  |  | Unallocated costs = Total - costs allocated to network tiers | Insert name of cost driver | Proportion of cost allocated to each network tier | [21 empty] | % Cost capitalised (from DCPR settlement - same for all DNOs) | Capex | Opex |  | EHV | HV | HV/LV | LV Mains | LV Services |  | EHV | HV | HV/LV | LV
|  |  |  | EHV | HV | HV/LV | LV |  |  | EHV | HV | HV/LV | LV Mains | LV Services |  | EHV | HV | HV/LV | LV Mains | LV Services |  | EHV | HV | HV/LV | LV Mains | LV Services |  | EHV | HV | HV/LV | LV Mains
Cash typical costs (excluding disallowed related party margins) | Direct activities - From RRP 2.2 Detailed Cost Matrix | Load related new connections & reinforcement (net of contributions) | 46.4595 | 30.9257 | 36.86 | 0 | -21.4 | 0.073791 | MEAV | 38.75% | 11.03% | 3.4% | 24.54% | 22.28% |  | 0.028592 | 0.0081397 | 0.0025092 | 0.018109 | 0.016441 |  | 30.9543 | 36.8681 | 0.0025092 | -11.1985 | -10.1669 |  | 0.12131 | 0.14842 | 1.4693e-05 | -0.065576 | 100% | 46.4595 | 0 |  | 0 | 0 | 0 | 0 | 0 |  | 0 | 0 | 0 | 0
|  | Non-load new & replacement assets (net of contributions) | 62.5317 | 16.6927 | 16.9741 | 10.15 | 14.4502 | 4.2647 | MEAV | 38.75% | 11.03% | 3.4% | 24.54% | 22.28% |  | 1.6525 | 0.47042 | 0.14502 | 1.0466 | 0.95019 |  | 18.3452 | 17.4445 | 10.295 | 8.6206 | 7.8264 |  | 0.071895 | 0.070226 | 0.060285 | 0.05048 | 100% | 62.5317 | 0 |  | 0 | 0 | 0 | 0 | 0 |  | 0 | 0 | 0 | 0
|  | Non-operational capex | 2.3969 | 0 | 0 | 0 | 0 | 2.3969 | MEAV | 38.75% | 11.03% | 3.4% | 24.54% | 22.28% |  | 0.92875 | 0.2644 | 0.081506 | 0.58824 | 0.53405 |  | 0.92875 | 0.2644 | 0.081506 | 0.58824 | 0.53405 |  | 0.0036398 | 0.0010644 | 0.00047728 | 0.0034446 | 23.5% | 0.56328 | 1.8337 |  | 0.71049 | 0.20227 | 0.062352 | 0.45 | 0.40855 |  | 0.0027844 | 0.00081426 | 0.00036512 | 0.0026351
|  | Faults | 26.5144 | 1.5816 | 6.2658 | 0.5505 | 15.9459 | 2.1707 | MEAV | 38.75% | 11.03% | 3.4% | 24.54% | 22.28% |  | 0.84108 | 0.23944 | 0.073812 | 0.53271 | 0.48363 |  | 2.4226 | 6.5053 | 0.62431 | 8.8906 | 8.0716 |  | 0.0094943 | 0.026188 | 0.0036558 | 0.052061 | 23.5% | 6.2309 | 20.2835 |  | 1.8533 | 4.9765 | 0.4776 | 6.8013 | 6.1748 |  | 0.0072632 | 0.020034 | 0.0027967 | 0.039827
|  | Inspections, & Maintenance | 11.6067 | 4.3025 | 0.50909 | 4.2769 | 1.2192 | 1.299 | MEAV | 38.75% | 11.03% | 3.4% | 24.54% | 22.28% |  | 0.50333 | 0.14329 | 0.044171 | 0.31879 | 0.28942 |  | 4.8058 | 0.65238 | 4.3211 | 0.95781 | 0.86958 |  | 0.018834 | 0.0026263 | 0.025303 | 0.0056087 | 23.5% | 2.7276 | 8.8791 |  | 3.6765 | 0.49907 | 3.3056 | 0.73273 | 0.66523 |  | 0.014408 | 0.0020091 | 0.019357 | 0.0042907
|  | Tree Cutting | 3.1209 | 0.81105 | 3.84 | 0 | 2.6698 | -4.2 | MEAV | 38.75% | 11.03% | 3.4% | 24.54% | 22.28% |  | -1.6274 | -0.46329 | -0.14282 | -1.0307 | -0.93578 |  | -0.81634 | 3.3767 | -0.14282 | 0.36864 | 0.33468 |  | -0.0031992 | 0.013594 | -0.00083631 | 0.0021587 | 23.5% | 0.7334 | 2.3875 |  | -0.6245 | 2.5832 | -0.10926 | 0.28201 | 0.25603 |  | -0.0024474 | 0.010399 | -0.00063978 | 0.0016514
| Indirect activities - From RRP 2.2 Detailed Cost Matrix | Network Policy | 0.63889 | 0 | 0 | 0 | 0 | 0.63889 | MEAV | 38.75% | 11.03% | 3.4% | 24.54% | 22.28% |  | 0.24755 | 0.070474 | 0.021725 | 0.15679 | 0.14235 |  | 0.24755 | 0.070474 | 0.021725 | 0.15679 | 0.14235 |  | 0.00097016 | 0.00028371 | 0.00012722 | 0.00091814 | 52.57% | 0.33587 | 0.30303 |  | 0.11741 | 0.033426 | 0.010304 | 0.074366 | 0.067516 |  | 0.00046015 | 0.00013456 | 6.0339e-05 | 0.00043547
|  | Network Design & Engineering | 5.1306 | 0 | 0 | 0 | 0 | 5.1306 | MEAV | 38.75% | 11.03% | 3.4% | 24.54% | 22.28% |  | 1.988 | 0.56594 | 0.17446 | 1.2591 | 1.1431 |  | 1.988 | 0.56594 | 0.17446 | 1.2591 | 1.1431 |  | 0.0077908 | 0.0022783 | 0.0010216 | 0.007373 | 52.57% | 2.6971 | 2.4334 |  | 0.94289 | 0.26842 | 0.082747 | 0.59719 | 0.54218 |  | 0.0036952 | 0.0010806 | 0.00048455 | 0.003497
|  | Project Management | 2.2167 | 0 | 0 | 0 | 0 | 2.2167 | MEAV | 38.75% | 11.03% | 3.4% | 24.54% | 22.28% |  | 0.85892 | 0.24452 | 0.075378 | 0.54401 | 0.49389 |  | 0.85892 | 0.24452 | 0.075378 | 0.54401 | 0.49389 |  | 0.0033661 | 0.00098436 | 0.0004414 | 0.0031856 | 52.57% | 1.1653 | 1.0514 |  | 0.40739 | 0.11598 | 0.035752 | 0.25802 | 0.23425 |  | 0.0015965 | 0.00046688 | 0.00020935 | 0.0015109
|  | Engineering Mgt & Clerical Support | 16.9396 | 0 | 0 | 0 | 0 | 16.9396 | MEAV | 38.75% | 11.03% | 3.4% | 24.54% | 22.28% |  | 6.5636 | 1.8686 | 0.57602 | 4.1572 | 3.7742 |  | 6.5636 | 1.8686 | 0.57602 | 4.1572 | 3.7742 |  | 0.025723 | 0.0075222 | 0.003373 | 0.024343 | 52.57% | 8.9052 | 8.0345 |  | 3.1131 | 0.88626 | 0.27321 | 1.9717 | 1.7901 |  | 0.0122 | 0.0035678 | 0.0015998 | 0.011546
|  | Control Centre | 4.43 | 0 | 0 | 0 | 0 | 4.43 | MEAV | 38.75% | 11.03% | 3.4% | 24.54% | 22.28% |  | 1.7165 | 0.48866 | 0.15064 | 1.0872 | 0.98703 |  | 1.7165 | 0.48866 | 0.15064 | 1.0872 | 0.98703 |  | 0.006727 | 0.0019672 | 0.00088211 | 0.0063663 | 52.57% | 2.3289 | 2.1012 |  | 0.81414 | 0.23177 | 0.071448 | 0.51565 | 0.46815 |  | 0.0031906 | 0.00093304 | 0.00041839 | 0.0030195
|  | System Mapping - Cartographical | 1.5095 | 0 | 0 | 0 | 0 | 1.5095 | MEAV | 38.75% | 11.03% | 3.4% | 24.54% | 22.28% |  | 0.58488 | 0.1665 | 0.051328 | 0.37044 | 0.33631 |  | 0.58488 | 0.1665 | 0.051328 | 0.37044 | 0.33631 |  | 0.0022921 | 0.00067029 | 0.00030057 | 0.0021692 | 52.57% | 0.79353 | 0.71594 |  | 0.27741 | 0.078973 | 0.024345 | 0.1757 | 0.15951 |  | 0.0010872 | 0.00031792 | 0.00014256 | 0.0010289
|  | Customer Call Centre | 1.3239 | 0 | 0 | 0 | 0 | 1.3239 | MEAV | 38.75% | 11.03% | 3.4% | 24.54% | 22.28% |  | 0.51299 | 0.14604 | 0.04502 | 0.32491 | 0.29498 |  | 0.51299 | 0.14604 | 0.04502 | 0.32491 | 0.29498 |  | 0.0020104 | 0.00058791 | 0.00026362 | 0.0019026 | 52.57% | 0.696 | 0.62794 |  | 0.24331 | 0.069267 | 0.021353 | 0.1541 | 0.13991 |  | 0.00095354 | 0.00027885 | 0.00012504 | 0.0009024
|  | Stores | 1.5623 | 0 | 0 | 0 | 0 | 1.5623 | MEAV | 38.75% | 11.03% | 3.4% | 24.54% | 22.28% |  | 0.60536 | 0.17234 | 0.053126 | 0.38341 | 0.34809 |  | 0.60536 | 0.17234 | 0.053126 | 0.38341 | 0.34809 |  | 0.0023724 | 0.00069377 | 0.00031109 | 0.0022452 | 52.57% | 0.82131 | 0.74101 |  | 0.28712 | 0.081739 | 0.025198 | 0.18185 | 0.1651 |  | 0.0011252 | 0.00032905 | 0.00014755 | 0.0010649
|  | Vehicles & Transport | 6.151 | 0 | 0 | 0 | 0 | 6.151 | MEAV | 38.75% | 11.03% | 3.4% | 24.54% | 22.28% |  | 2.3834 | 0.6785 | 0.20916 | 1.5095 | 1.3705 |  | 2.3834 | 0.6785 | 0.20916 | 1.5095 | 1.3705 |  | 0.0093404 | 0.0027314 | 0.0012248 | 0.0088395 | 52.57% | 3.2336 | 2.9174 |  | 1.1304 | 0.32181 | 0.099205 | 0.71597 | 0.65002 |  | 0.0044302 | 0.0012955 | 0.00058092 | 0.0041926
|  | IT & Telecoms | 10.2401 | 0 | 0 | 0 | 0 | 10.2401 | Do not allocate | [22 empty] | 52.57% | 5.3832 | 4.8569
|  | Property Mgt | 4.5836 | 0 | 0 | 0 | 0 | 4.5836 | Do not allocate | [22 empty] | 52.57% | 2.4096 | 2.174
|  | HR & Non-operational Training | 1.4398 | 0 | 0 | 0 | 0 | 1.4398 | MEAV | 38.75% | 11.03% | 3.4% | 24.54% | 22.28% |  | 0.55788 | 0.15882 | 0.048959 | 0.35334 | 0.32079 |  | 0.55788 | 0.15882 | 0.048959 | 0.35334 | 0.32079 |  | 0.0021863 | 0.00063936 | 0.00028669 | 0.0020691 | 52.57% | 0.7569 | 0.6829 |  | 0.2646 | 0.075328 | 0.023221 | 0.16759 | 0.15215 |  | 0.001037 | 0.00030325 | 0.00013598 | 0.00098137
|  | Health & Safety & Operational Training | 2.0706 | 0 | 0 | 0 | 0 | 2.0706 | MEAV | 38.75% | 11.03% | 3.4% | 24.54% | 22.28% |  | 0.80232 | 0.22841 | 0.070411 | 0.50816 | 0.46135 |  | 0.80232 | 0.22841 | 0.070411 | 0.50816 | 0.46135 |  | 0.0031443 | 0.00091949 | 0.00041231 | 0.0029757 | 52.57% | 1.0885 | 0.9821 |  | 0.38054 | 0.10833 | 0.033396 | 0.24102 | 0.21882 |  | 0.0014913 | 0.00043611 | 0.00019556 | 0.0014114
|  | Finance & Regulation | 7.5445 | 0 | 0 | 0 | 0 | 7.5445 | MEAV | 38.75% | 11.03% | 3.4% | 24.54% | 22.28% |  | 2.9233 | 0.83221 | 0.25655 | 1.8515 | 1.6809 |  | 2.9233 | 0.83221 | 0.25655 | 1.8515 | 1.6809 |  | 0.011456 | 0.0033502 | 0.0015023 | 0.010842 | 52.57% | 3.9661 | 3.5784 |  | 1.3865 | 0.39472 | 0.12168 | 0.87817 | 0.79727 |  | 0.0054338 | 0.001589 | 0.00071253 | 0.0051424
|  | CEO etc | 1.6451 | 0 | 0 | 0 | 0 | 1.6451 | MEAV | 38.75% | 11.03% | 3.4% | 24.54% | 22.28% |  | 0.63744 | 0.18147 | 0.055941 | 0.40373 | 0.36654 |  | 0.63744 | 0.18147 | 0.055941 | 0.40373 | 0.36654 |  | 0.0024981 | 0.00073054 | 0.00032758 | 0.0023642 | 52.57% | 0.86484 | 0.78028 |  | 0.30234 | 0.08607 | 0.026533 | 0.19149 | 0.17385 |  | 0.0011849 | 0.00034649 | 0.00015537 | 0.0011213
Other Costs from full activitty cost allocation |  | Atypical cash costs | 1.3215 | 0 | 0 | 0 | 0 | 1.3215 | Do not allocate | [22 empty] | 0% | 0 | 1.3215
|  | Pension deficit payments | 9.5 | 0 | 0 | 0 | 0 | 9.5 | Do not allocate | [22 empty] | 57.7% | 5.4815 | 4.0185
|  | Metering | 0.79378 | 0 | 0 | 0 | 0 | 0.79378 | Do not allocate | [22 empty] | 0% | 0 | 0.79378
|  | Excluded services & de minimis | 9.7514 | 0 | 0 | 0 | 0 | 9.7514 | Do not allocate | [22 empty] | 0% | 0 | 9.7514
|  | Relevant distributed generation (less contributions) | -8.3267e-16 | 0 | 0 | 0 | 0 | -8.3267e-16 | Do not allocate | [22 empty] | 0% | 0 | -8.3267e-16
|  | IFI | 1.0145 | 0 | 0 | 0 | 0 | 1.0145 | Do not allocate | [22 empty] | 0% | 0 | 1.0145
|  | Disallowed Related Party Margins | 4.3033 | 0 | 0 | 0 | 0 | 4.3033 | Do not allocate | [22 empty] | 0% | 0 | 4.3033
|  | Statutory Depreciation | 41.9128 | 0 | 0 | 0 | 0 | 41.9128 | Do not allocate | [22 empty] | 0% | 0 | 41.9128
|  | Network Rates | 27.092 | 0 | 0 | 0 | 0 | 27.092 | Do not allocate | [22 empty] | 0% | 0 | 27.092
|  | Transmission Exit Charges | 4.4 | 0 | 0 | 0 | 0 | 4.4 | Do not allocate | [15 empty] | 0 | 0 |  |  |  |  | 0 | 0% | 0 | 4.4 |  |  |  |  | 0 | 0 |  |  |  |  | 0
|  | Pension deficit repair payments by related parties (note 2) | -9.5 | 0 | 0 | 0 | 0 | -9.5 | Do not allocate | [22 empty] | 0% | 0 | -9.5
|  | Non activity costs and reconciling amounts (note 3) | 2.3543 | 0 | 0 | 0 | 0 | 2.3543 | Do not allocate | [22 empty] | 0% | 0 | 2.3543
|  | Total Annual Operating & Capital Expenditure per Regulatory Accounts | 313 | 54.3136 | 64.449 | 14.9774 | 12.8851 | 166.3749 | [6 empty] | Total | 22.7089 | 6.4648 | 1.9929 | 14.383 |  | Total all network tiers | 205.2328 |  |  |  |  | Total all network tiers | 0.81047 |  |  |  | Total | 160.1739 | 152.8261 | Total all network tiers | 58.3332 |  |  |  |  | Total all network tiers | 0.21534
[21 empty] | Total by network tiers | 77.0225 | 70.9138 | 16.9703 | 21.1366 | 19.1895 | Total by network tiers | 0.30185 | 0.28548 | 0.099374 | 0.12377 |  |  |  | Total by network tiers | 15.283 | 11.0131 | 4.5847 | 14.3889 | 13.0634 | Total by network tiers | 0.059894 | 0.044335 | 0.026847 | 0.084258
[21 empty] | % | 37.53% | 34.55% | 8.269% | 10.3% | 9.35% | % | 37.24% | 35.22% | 12.26% | 15.27% |  |  |  | % | 26.2% | 18.88% | 7.86% | 24.67% | 22.39% | % | 27.81% | 20.59% | 12.47% | 39.13%
[10 empty] | 6 | 5 | 4 | 3 | 2 | [21 empty] | THESE % ARE USED TO ALLOCATE PRICE CONTROL OPEX
Step 4.a. calculate proportion of cost classified as direct costs
[21 empty] | Total direct+other | 57.4567 | 65.1114 | 15.3244 | 19.4259 | 17.6363 | Max of zero or total from each catergory
[21 empty] | Total indirect | 20.3821 | 5.8024 | 1.7887 | 12.9093 | 11.7201 | Max of zero or total from each catergory
[21 empty] | % direct+other | 73.81% | 91.82% | 89.55% | 60.08% | 60.08%
[21 empty] | % indirect | 26.19% | 8.182% | 10.45% | 39.92% | 39.92%

## Calc-Units
103. Units distributed (GWh) from RRP table 5.1 |  |  | Index
Units distributed (GWh) from RRP table 5.1
Units distributed at LV | 17077.1648 | Revised for Issue 66
Units distributed at HV | 8017.4108 | Revised for Issue 66
Units distributed at EHV+ | 710
Losses | 1439
104. Estimated line loss adjustment factors relative to LV
| LV services | LV | HV | EHV | 132kV
Units distributed at LV | 1 | 1 | 1 | 1 | 1
Units distributed at HV | 0 | 0 | 0.96831 | 0.96831 | 0.96831
Units distributed at EHV+ | 0 | 0 | 0 | 0.95246 | 0.95246
| LV services | LV | HV | EHV | 132kV
Units (GWh) flowing through each level, loss-adjusted to LV | 17077.1648 | 17077.1648 | 24840.482 | 25516.7293 | 25516.7293
Units (kWh) flowing through each level, loss-adjusted to LV | 17077164800.0322 | 17077164800.0322 | 24840482010.4527 | 25516729257.1942 | 25516729257.1942

## Calc-Drivers
Drivers - LV, HV, EHV split | [5 empty] | Index
| Catergory | LV | HV | EHV | Source
| Net Capex | 13.6% | 33.18% | 53.23% | FBPQ capex - see "Calc Net capex"
| Customers | 100% | 0% | 0% | Assumption
| Network Length | 53.65% | 36.48% | 9.875% | RRP table 5.1
| Substations | 0% | 99.03% | 0.9745% | RRP table 5.1
| Tranmission Exit Charges | 0% | 0% | 100% | Assumption
| MEAV | 46.82% | 14.43% | 38.75% | FBPQ capex - see "Calc MEAV"
| EHV only | 0% | 0% | 100% | Assumption
| LV only | 100% | 0% | 0% | Assumption
| HV only | 0% | 100% | 0% | Assumption
Drivers - LV, LV/HV, HV, EHV split
| Catergory | LV Service | LV Mains | LV/HV | HV | EHV | Source
| Net Capex | 6.023% | 7.573% | 5.975% | 27.2% | 53.23% | FBPQ capex - see "Calc Net capex"
| No Cutomers | 100% | 0% | 0% | 0% | 0% | Assumption
| Network Length |  | 53.65% | 0% | 36.48% | 9.875% | RRP table 5.1
| No. Substations |  | 0% | 0% | 99.03% | 0.9745% | RRP table 5.1
| Tranmission Exit Charges |  | 0% | 0% | 0% | 100% | Assumption
| MEAV | 22.28% | 24.54% | 3.4% | 11.03% | 38.75% | FBPQ capex - see "Calc MEAV"
| MEAV excl services |  | 31.58% | 6.249% | 12.32% | 49.86% | FBPQ capex - see "Calc MEAV"
| MEAV excl services and 50% LV network |  | 0% | 0% | % of Total | 26.17% | FBPQ capex - see "Calc MEAV"
| EHV only |  | 0% | 0% | 0% | 100% | Assumption
| LV only |  | 100% | 0% | 0% | 0% | Assumption
| HV only |  | 0% | 0% | 100% | 0% | Assumption

## Calc-MEAV
MEAV by Voltage Level |  |  |  |  | Index
| MEAV - LV, HV, EHV, 132kV split |  |  |  | MEAV - LV, LV/HV, HV, EHV, 132kV split |  |  |  | MEAV - LV (excl. services), LV/HV, HV, EHV, 132kV split |  |  |  | MEAV - LV (excl. services + 50%LV), LV/HV, HV, EHV, 132kV split
| Sum of MEAV of asset classified in voltage tier (as calculated below) |  |  |  | Sum of MEAV of asset classified in voltage tier |  |  |  | Sum of MEAV of asset classified in voltage tier (as calculated below) |  |  |  | Sum of MEAV of asset classified in voltage tier (as calculated below)
|  | £m | % of Total |  |  | £m | % of Total |  |  | £m | % of Total |  |  | £m | % of Total
| LV | 8538239.7639 | 46.82% |  | LV | 8538239.7639 | 46.82% |  | LV | 4475251.9348 | 31.58% |  | LV | 2237625.9674 | 18.75%
| HV | 2631614.162 | 14.43% |  | LV/HV | 620092.2593 | 3.4% |  | LV/HV | 885671.8521 | 6.249% |  | LV/HV | 885671.8521 | 7.421%
| EHV | 1708721.0755 | 9.37% |  | HV | 2011521.9027 | 11.03% |  | HV | 1745942.3098 | 12.32% |  | HV | 1745942.3098 | 14.63%
| 132 kV | 5357130.161 | 29.38% | Check | EHV | 1708721.0755 | 9.37% |  | EHV | 1708721.0755 | 12.06% |  | EHV | 1708721.0755 | 14.32%
| Total | 18235705.1624 | 100% | OK | 132 kV | 5357130.161 | 29.38% | Check | 132 kV | 5357130.161 | 37.8% | Check | 132 kV | 5357130.161 | 44.89% | Check
[5 empty] | Total | 18235705.1624 | 100% | OK | Total | 14172717.3334 | 100% | OK | Total | 11935091.366 | 100% | OK
MEAV Calculation = Replacement unit cost*FBPQ closing asset balance
|  | Asset categories | Units | DNO reported Unit Cost (£) |  | Unit cost used in MEAV calculation (£) | Closing DCPR asset Balance (units) | MEAV (£)
|  |  |  | Sum of direct and indriect replacement unit cost from FBPQ C2 | PB power numbers, if available | Is DNO Unit cost if avaliable, otherwise PB power unit cost | Closing asset balannce from FBPQ V4 | Unit cost used in MEAV calculation*Closing DCPR asset Balance (units)
LV Network
Overhead lines
|  | LV Main (OHL) | km | 39.5099 | DATA | 39.5099 | 5011.7 | 198011.8165
|  | LV Service (OHL) | Each | 0.48183 | DATA | 0.48183 | 124564 | 60018.4444
0
| Overhead lines - Support |  |  |  |  | 0
|  | LV Support | Each | 0 | DATA | 0 | 121993 | 0
0
| Underground cables |  |  |  |  | 0
|  | LV Main (UG Consac) | km | 120.457 | DATA | 120.457 | 11 | 1325.0275
|  | LV Main (UG Plastic) | km | 120.457 | DATA | 120.457 | 15211.5 | 1832332.3097
|  | LV Main (UG Paper) | km | 120.457 | DATA | 120.457 | 18317 | 2206411.6568
|  | LV Service (UG) | Each | 1.6108 | DATA | 1.6108 | 2485119.1 | 4002969.3846
0
| Switchgear |  |  |  |  | 0
|  | LV Pillar (ID) | Each | 5.4206 | DATA | 5.4206 | 9596 | 52015.7603
|  | LV Pillar (OD) | Each | 5.4206 | DATA | 5.4206 | 7772 | 42128.6462
|  | LV Board (WM) | Each | 5.4206 | DATA | 5.4206 | 2299 | 12461.8834
|  | LV UGB | Each | 4.5774 | DATA | 4.5774 | 28524 | 130564.8344
|  | LV Fuses (PM) | Each | 0 | DATA | 0 | 22692 | 0
|  | LV Fuses (TM) | Each |  | DATA |  | 0
0
HV network | [5 empty] | 0
| Overhead lines |  |  |  |  | 0
|  | 6.6/11 kV OHL (Open) | km | 40.8349 | DATA | 40.8349 | 12473.2 | 509342.3434
|  | 6.6/11 kV OHL (Covered) | km | 40.8349 | DATA | 40.8349 | 20 | 816.6988
|  | 20 kV OHL (Open) | km | 0 | DATA | 0 | 0 | 0
|  | 20 kV OHL (Covered) | km | 0 | DATA | 0 | 0 | 0
0
| Overhead lines - Support |  |  |  |  | 0
|  | 6.6/11 kV Support | Each | 0 | DATA | 0 | 160773 | 0
|  | 20 kV Support | Each | 0 | DATA | 0 | 0 | 0
[5 empty] | DATA | DATA
| Underground cables (kms) |  |  |  |  | 0
|  | 6.6/11kV UG Cable | km | 80.1039 | DATA | 80.1039 | 13673.9 | 1095333.1777
|  | 20kV UG Cable | km | 0 | DATA | 0 | 0 | 0
0
| Submarine cables (kms) |  |  |  |  | 0
|  | HV Sub Cable | km | 0 | DATA | 0 | 0 | 0
[5 empty] | DATA | DATA
| Switchgear |  |  |  |  | 0
|  | 6.6/11 kV CB (PM) | Each | 13.2503 | DATA | 13.2503 | 1227 | 16258.0871
|  | 6.6/11 kV CB (GM) | Each | 29.2711 | DATA | 29.2711 | 7868 | 230304.7115
|  | 6.6/11 kV Switch (PM) | Each | 1.5659 | DATA | 1.5659 | 387 | 606.0194
|  | 6.6/11 kV Switch (GM) | Each | 4.9387 | DATA | 4.9387 | 10608 | 52390.1408
|  | 6.6/11 kV RMU | Each | 15.539 | DATA | 15.539 | 17327 | 269243.5348
|  | 6.6/11 kV Switchgear - Other (PM) | Each | 1.5659 | DATA | 1.5659 | 11757 | 18410.7749
|  | 6.6/11 kV Switchgear - Other (GM) | Each |  | DATA |  | 0
|  | 20 kV CB (PM) | Each | 0 | DATA | 0 | 0 | 0
|  | 20 kV CB (GM) | Each | 0 | DATA | 0 | 0 | 0
|  | 20 kV Switch (PM) | Each | 0 | DATA | 0 | 0 | 0
|  | 20 kV Switch (GM) | Each | 0 | DATA | 0 | 0 | 0
|  | 20 kV RMU | Each | 0 | DATA | 0 | 0 | 0
|  | 20 kV Switchgear - Other (PM) | Each |  | DATA |  | 0
|  | 20 kV Switchgear - Other (GM) | Each |  | DATA |  | 0
0
| Transformers |  |  |  |  | 0
|  | 6.6/11 kV Transformer (PM) | Each | 3.4933 | DATA | 3.4933 | 22854 | 79834.8326
|  | 6.6/11 kV Transformer (GM) | Each | 11.323 | DATA | 11.323 | 19308 | 218623.7511
|  | 20 kV Transformer (PM) | Each | 0 | DATA | 0 | 0 | 0
|  | 20 kV Transformer (GM) | Each | 0 | DATA | 0 | 0 | 0
0
EHV Network | [5 empty] | 0
| Overhead lines |  |  |  |  | 0
|  | 33kV OHL (Pole Line) | km | 93.2338 | DATA | 93.2338 | 1753.5 | 163485.3829
|  | 33kV OHL (Tower Line) | km | 148.5235 | DATA | 148.5235 | 933 | 138572.4573
|  | 66kV OHL (Pole Line) | km | 175.8673 | DATA | 175.8673 | 0 | 0
|  | 66kV OHL (Tower Line) | km | 175.8673 | DATA | 175.8673 | 0 | 0
0
| Overhead lines - Support |  |  |  |  | 0
|  | 33kV Pole | Each | 0 | DATA | 0 | 28125 | 0
|  | 33kV Tower | Each | 0 | DATA | 0 | 1287 | 0
|  | 66kV Pole | Each | 0 | DATA | 0 | 0 | 0
|  | 66kV Tower | Each | 0 | DATA | 0 | 0 | 0
0
| Underground cables (kms) |  |  |  |  | 0
|  | 33kV UG Cable (Non Pressurised) | km | 243.5641 | DATA | 243.5641 | 1562.6 | 380593.3267
|  | 33kV UG Cable (Oil) | km | 243.5641 | DATA | 243.5641 | 156 | 37996.006
|  | 33kV UG Cable (Gas) | km | 0 | DATA | 0 | 0 | 0
|  | 66kV UG Cable (Non Pressurised) | km | 1143.1373 | DATA | 1143.1373 | 0 | 0
|  | 66kV UG Cable (Oil) | km | 1143.1373 | DATA | 1143.1373 | 0 | 0
|  | 66kV UG Cable (Gas) | km | 0 | DATA | 0 | 0 | 0
0
| Submarine cables (kms) |  |  |  |  | 0
|  | EHV Sub Cable | km | 0 | DATA | 0 | 0 | 0
0
| Switchgear |  |  |  |  | 0
|  | 33 KV CB (ID) | Each | 175.265 | DATA | 175.265 | 414 | 72559.709
|  | 33 kV CB (OD) | Each | 175.265 | DATA | 175.265 | 575 | 100777.3736
|  | 33 kV Switch (GM) | Each | 0 | DATA | 0 | 0 | 0
|  | 33 kV Switch (PM) | Each | 0 | DATA | 0 | 0 | 0
|  | 33 kV RMU | Each | 557.5957 | DATA | 557.5957 | 54 | 30110.1652
|  | 33 kV Switchgear - Other | Each | 175.265 | DATA | 175.265 | 2044 | 358241.6551
|  | 66 KV CB (ID & OD) | Each | 661.1887 | DATA | 661.1887 | 0 | 0
|  | 66 KV Switchgear - Other | Each |  | DATA |  | 0
0
| Transformers |  |  |  |  | 0
|  | 33 kV Transformer (PM) | Each | 504.5946 | DATA | 504.5946 | 0 | 0
|  | 33 kV Transformer (GM) | Each | 541.9362 | DATA | 541.9362 | 717 | 388568.2816
|  | 33 kV AuxiliaryTransfomer | Each | 11.323 | DATA | 11.323 | 651 | 7371.2483
|  | 66 kV Transformer | Each | 2117.5144 | DATA | 2117.5144 | 0 | 0
|  | 66 kV AuxiliaryTransfomer | Each |  | DATA |  | 0
0
132kV Network | [5 empty] | 0
| Overhead lines |  |  |  |  | 0
|  | 132kV OHL Conductor (Pole Line) | km | 677.33 | DATA | 677.33 | 138 | 93471.5335
|  | 132kV OHL Conductor (Tower Line) | km | 1163.9764 | DATA | 1163.9764 | 2246 | 2614291.0092
0
| Overhead lines - Support |  |  |  |  | 0
|  | 132kV Pole | Each | 0 | DATA | 0 | 56 | 0
|  | 132kV Tower | Each | 0 | DATA | 0 | 4562 | 0
|  | 132kV Fittings (Tower Line) | Each | 0 | DATA | 0 | 9124 | 0
0
| Underground cables (kms) |  |  |  |  | 0
|  | 132kV UG Cable (Non Pressurised) | km | 1174.4562 | DATA | 1174.4562 | 42 | 49327.1591
|  | 132kV UG Cable (Oil) | km | 1174.4562 | DATA | 1174.4562 | 164 | 192610.8118
|  | 132kV UG Cable (Gas) | km | 0 | DATA | 0 | 0 | 0
0
| Submarine cables (kms) |  |  |  |  | 0
|  | 132 kV Sub Cable | km | 0 | DATA | 0 | 0 | 0
0
| Switchgear |  |  |  |  | 0
|  | 132 kV CB (ID & OD) | Each | 1048.3376 | DATA | 1048.3376 | 245 | 256842.7231
|  | 132 kV Switchgear (other) | Each | 1048.3376 | DATA | 1048.3376 | 1662 | 1742337.1665
0
| Transformers |  |  |  |  | 0
|  | 132 kV Transformer | Each | 2117.5144 | DATA | 2117.5144 | 191 | 404445.2426
|  | 132 kV AuxiliaryTransfomer | Each | 11.323 | DATA | 11.323 | 336 | 3804.5152
0
Tele-control / SCADA | [5 empty] | 0
| Primary substation |  |  |  |  | 0
|  | 132 kV/EHV RTU (PM) | Each | 62.645 | DATA | 62.645 | 2 | 125.29
|  | 132 kV/EHV RTU (GM) | Each | 62.645 | DATA | 62.645 | 484 | 30320.18
0
| Secondary substation |  |  |  |  | 0
|  | HV RTU (PM) | Each | 62.645 | DATA | 62.645 | 1491 | 93403.695
|  | HV RTU (GM) | Each | 62.645 | DATA | 62.645 | 751 | 47046.395
0
0
HV network switchgear | [5 empty] | 0
|  | 6.6/11 kV CB (GM) |  |  |  | 0
|  | Primary | Each | 29.2711 | DATA | 29.2711
|  | Distribution | Each | 7.4683 | DATA | 7.4683
|  | 20 kV Switch (GM) |  |  | DATA | DATA
|  | Primary | Each | 0 | DATA | 0
|  | Distribution | Each | 0 | DATA | 0
[7 empty] | Total MEAV | 18235705.1624
Note on E24: George Moran: assume included in OHL cost
Note on E37: George Moran: assume £0
Note on E48: George Moran: assume included in OHL cost
Note on E64: George Moran: assume same as Switch (PM)
Note on E88: George Moran: assume included in OHL cost
Note on E89: George Moran: assume included in OHL cost
Note on E110: George Moran: assume same as CB
Note on E117: George Moran: assume cost of HV/LV Tx
Note on E127: George Moran: assume included in OHL cost
Note on E128: George Moran: assume included in OHL cost
Note on E129: George Moran: assume included in OHL cost
Note on E141: George Moran: assume same as CB
Note on E145: George Moran: assume cost of HV/LV Tx
Note on E149: George Moran: from Macro costs
Note on E150: George Moran: from Macro costs
Note on E153: George Moran: from Macro costs
Note on I153: George Moran: formula not dragged down!
Note on E154: George Moran: from Macro costs

## Calc-Net capex
Total Net Capex |  |  |  |  | Index
| Total Net Capex 2005/06 -2014/15 LV, HV, EHV, 132kV split |  |  |  | Total Net Capex 2005/06 -2014/15 LV, LV/HV, HV, EHV, 132kV split
| Sum connecions/reinforcement/replacement capex -see below |  |  |  | Sum connecions/reinforcement/replacement capex -see below
|  | £m | % of Total |  |  | £m | % of Total
| LV | 128.0394 | 13.6% |  | LV | 128.0394 | 13.6%
| HV | 312.435 | 33.18% |  | LV/HV | 56.2673 | 5.975%
| EHV | 201.1132 | 21.36% |  | HV | 256.1676 | 27.2%
| 132 kV | 300.1329 | 31.87% |  | EHV | 201.1132 | 21.36%
[5 empty] | 132 kV | 300.1329 | 31.87%
Connection/Reinfircement/Replacement Capex LV, HV, EHV, 132kV split
| Connections Capex 2005/06 -2014/15 (£m) |  |  | General reniforcement Capex 2005/06 -2014/15 (£m) |  |  | Fault reniforcement Capex 2005/06 -2014/15 (£m)
| Connections spend minus customer contrbutions (from FBPQ LR1) |  |  | (from FBPQ LR4) |  |  | (from FBPQ LR6)
| LV | 41.1326 |  | LV | 10.2948 |  | LV | 0
| HV | 100.3892 |  | HV | 41.5699 |  | HV | 2.0497
| EHV | 0.39676 |  | EHV | 95.0895 |  | EHV | 10.9284
| 132 kV | 0 |  | 132 kV | 157.4934 |  | 132 kV | 10.1373
Replacement Capex 2005/06 -2014/15 (£m)
(from FBPQ NL1)
| LV | 76.6121
| HV | 168.4262
| EHV | 94.6984
| 132 kV | 132.5022
Connection/Reinfircement/Replacement Capex LV, LV/HV, HV, EHV, 132kV split
| Connections Capex 2005/06 -2014/15 (£m) |  |  | General reniforcement Capex 2005/06 -2014/15 (£m) |  |  | Fault reniforcement Capex 2005/06 -2014/15 (£m)
| Connections spend minus customer contrbutions (from FBPQ LR1) |  |  | (from FBPQ LR4) |  |  | (from FBPQ LR6)
| LV | 41.1326 |  | LV | 10.2948 |  | LV | 0
| LV/HV | 19.8451 | allocated in proportion to repex | LV/HV | 8.2176 | allocated in proportion to repex | LV/HV | 0.4052 | allocated in proportion to repex
| HV | 80.544 |  | HV | 33.3523 |  | HV | 1.6446
| EHV | 0.39676 |  | EHV | 95.0895 |  | EHV | 10.9284
| 132 kV | 0 |  | 132 kV | 157.4934 |  | 132 kV | 10.1373
Replacement Capex 2005/06 -2014/15 (£m)
(from FBPQ NL1)
| LV | 76.6121
| LV/HV | 27.7994 | HV/LV sub/trans costs |  | LV/HV/(LV/HV+HV) % | 19.77%
| HV | 140.6268
| EHV | 94.6984
| 132 kV | 132.5022

## Summary of revenue
|  | Summary of Revenue |  |  |  | Index
Allowed Demand Revenue (ADt) |  |  |  | 2005/06 | 2006/07 | 2007/08 | 2008/09 | 2009/10
|  |  |  | 16 | 17 | 18 | 19 | 20
| Base Demand Revenue (BRt) |  | £m | 257.6017 | 263.8363 | 276.4269
| Pass through Items (PTt) |  | £m | 2.1203 | -2.121 | -4.5983
| Incentive Revenue (Ipt) |  | £m | 9.4297 | 8.568 | 26.4079
| Correction Factor (KDt) |  | £m | 8.5621 | -5.3794 | -1.4801
| Allowed Demand Revenue (Adt) |  | £m | 260.5896 | 275.6626 | 299.7165
| Regulated Demand Revenue (RDt) |  | £m | 255.53 | 274.28 | 287.86
| Net Movement on Revenue Provisions |  | £m | 1.83 | -0.72 | -3.93
| Over/Under Recovery |  | £m | -5.0596 | -1.3826 | -11.8565
Allowed Network Generation Revenue (AGt)
| Incentivised Generation (IGt) |  | £m | 0 | 0.012823 | 0.042558
| Registered Power Zones (RPZt) |  | £m | 0 | 0 | 0
| Correction Factor (KGt) |  | £m | 0 | 0 | -0.003022
| Allowed Network Generation Revenue (AGt) |  | £m | 0 | 0.012823 | 0.04558
| Network Generation Revenue (RGt) |  | £m | 0 | 0.01 | 0.08
| Over/Under Recovery |  | £m | 0 | -0.002823 | 0.03442
Metering Revenue
| Legacy Basic Meter Asset Provision Revenue |  | £m | 9.06 | 8.98 | 9.85
| Basic Meter Operation Revenue |  | £m | 6.7382 | 4.3876 | 0
|  |  |  | 15.7982 | 13.3676 | 9.85
Excluded Services and Revenue Outside of Price Control
| Excluded Services |  | £m | 63.79 | 67.66 | 104.02
| Revenue Outside of Price Control |  | £m | 4.87 | 4.63 | 4.45
| Di-Minimis Revenue |  | £m | 2.89 | 2.57 | 2.22
|  |  |  | 71.55 | 74.86 | 110.69

## Allowed revenue -DPCR4
|  | 2004/05 | 2005/6 | 2006/7 | 2007/8 | 2008/9 | 2009/10 | Index
|  | (£M) | (£M) | (£M) | (£M) | (£M) | (£M)
1 | Opening asset value |  | 947.9 | 989.2 | 1030.2 | 1064.8 | 1093.2
2 | Total capex |  | 117.8 | 117.5 | 117 | 116.6 | 116.4
3 | Depreciation |  | -76.5 | -76.5 | -82.4 | -88.2 | -94.1
4 | Closing asset value |  | 989.2 | 1030.2 | 1064.8 | 1093.2 | 1115.6
5 | Present value of opening / closing RAV | 2005/6: 947.9; 2009/10: 851.7
6 | 5 Year movement in closing RAV | 2009/10: 96.2
ALLOWED ITEMS
7 | Operating costs (excluding pensions) |  | 75.2 | 77.7 | 78.2 | 76.9 | 76.2
8 | Capital expenditure (excluding pensions) |  | 110.3 | 109.9 | 109.4 | 109 | 108.8
9 | Pensions allowance |  | 13 | 13.1 | 13.1 | 13.1 | 13.1
10 | Tax allowance |  | 27.2 | 26.3 | 26.4 | 26.8 | 26.8
11 | Capex incentive scheme |  | -0.8 | 0.6 | -0.6 | -0.6 | -0.2
12 | Sliding scale additional income |  | 1.4 | 1.4 | 1.5 | 1.5 | 1.6
13 | Opex incentive / Other adjustments | bar: 2005/6 to 2009/10
14 | Quality award | bar: 2005/6 to 2009/10
15 | DPCR3 costs |  | 1.5 | - | - | - | -
16 | Total allowed items |  | 227.7 | 229 | 228.1 | 226.8 | 226.3
17 | Present value of allowed items |  | 221.6 | 211.2 | 199.3 | 187.7 | 177.5
18 | 5 year movement in closing RAV | 2009/10: 96.2
19 | TOTAL PRESENT VALUE OVER 5 YEARS | 2009/10: 1093.5
REVENUE
20 | Revenue index |  | 1 | 1.009 | 1.02 | 1.033 | 1.044
21 | Discounted revenue index |  | 0.973 | 0.931 | 0.891 | 0.855 | 0.819
22 | Price control revenue | 256.2 | 241.2 | 243.4 | 246.1 | 249.1 | 251.8
23 | Excluded service revenue |  | 3.5 | 3.5 | 3.5 | 3.5 | 3.5
24 | Total revenue |  | 244.7 | 246.9 | 249.6 | 252.6 | 255.3
25 | Present value of total revenue |  | 238.2 | 227.7 | 218.1 | 209.2 | 200.3
26 | TOTAL PRESENT VALUE OVER 5 YEARS | 2009/10: 1093.5
Take these data from the February 2005 Ofgem document (link below), not the November 2004 final proposals.
http://www.ofgem.gov.uk/Markets/RetMkts/Metrng/Metering/Documents1/9745-5405.pdf

## FBPQ T4
Main Forecast Business Plan DPCR5 | [5 empty] | Index
T4 - Volume Summary
Total Asset Register Movement
[6 empty] | 2005/06 |  |  |  |  | 2006/07 |  |  |  |  | 2007/08 |  |  |  |  | 2008/09 |  |  |  |  | 2009/10
|  |  |  | Asset categories | Opening Balance DCPR4 | Assets removed |  | Assets Installed |  | Closing Balance | Assets removed |  | Assets Installed |  | Closing Balance | Assets removed |  | Assets Installed |  | Closing Balance | Assets removed |  | Assets Installed |  | Closing Balance | Assets removed |  | Assets Installed |  | Closing Balance DPCR4
[6 empty] | LRE | NLRE | LRE | NLRE | 2005/06 | LRE | NLRE | LRE | NLRE | 2006/07 | LRE | NLRE | LRE | NLRE | 2007/08 | LRE | NLRE | LRE | NLRE | 2008/09 | LRE | NLRE | LRE | NLRE | 2009/10
LV Network
Overhead lines - Conductor
|  |  |  | LV Main (OHL) | 4914 | 22 | 8 | 214 | 4 | 5102 | 62 | 20 | 9 | 10 | 5039 | 0 | 21 | 35 | 18 | 5071 | 0 | 45.7 | 27.6 | 17.3 | 5070.2 | 0 | 148.3 | 25.5 | 64.3 | 5011.7
|  |  |  | LV Service (OHL) | 135999 | 911 | 1556 | 48 | 1633 | 135213 | 97 | 1478 | 77 | 565 | 134280 | 2469 | 1419 | 437 | 732 | 131561 | 1942 | 2476 | 358 | 637 | 128138 | 1785 | 3377 | 371 | 1217 | 124564
Overhead lines - Support
|  |  |  | LV Support | 123846 | 134 | 0 | 61 | 0 | 123773 | 228 | 0 | 335 | 0 | 123880 | 1316 | 910 | 1127 | 910 | 123691 | 1035 | 570 | 902 | 142 | 123130 | 951 | 1458 | 872 | 400 | 121993
Underground cables
|  |  |  | LV Main (UG Consac) | 11 | 0 | 0 | 0 | 0 | 11 | 0 | 0 | 0 | 0 | 11 | 0 | 0 | 0 | 0 | 11 | 0 | 0 | 0 | 0 | 11 | 0 | 0 | 0 | 0 | 11
|  |  |  | LV Main (UG Plastic) | 13223 | 0 | 0 | 655 | 39 | 13917 | 0 | 2 | 310 | 75 | 14300 | 0 | 0 | 305 | 50 | 14655 | 0 | 1.4 | 210.3 | 74.6 | 14938.5 | 0 | 1 | 196 | 78 | 15211.5
|  |  |  | LV Main (UG Paper) | 18395 | 0 | 7 | 0 | 0 | 18388 | 0 | 31 | 0 | 0 | 18357 | 0 | 33 | 0 | 0 | 18324 | 0 | 4 | 0 | 0 | 18320 | 0 | 3 | 0 | 0 | 18317
|  |  |  | LV Service (UG) | 2361332 | 77 | 1230 | 27978 | 1230 | 2389233 | 0 | 1153 | 23378 | 2066 | 2413524 | 0 | 1684 | 27485 | 2371 | 2441696 | 0 | 108 | 20668.5 | 1787 | 2464043.5 | 0 | 262 | 18931.6 | 2406 | 2485119.1
Switchgear
|  |  |  | LV Pillar (ID) | 8541 | 12 | 49 | 210 | 49 | 8739 | 43 | 105 | 392 | 105 | 9088 | 0 | 94 | 259 | 103 | 9356 | 0 | 283 | 204 | 143 | 9420 | 0 | 116 | 188 | 104 | 9596
|  |  |  | LV Pillar (OD) | 7893 | 0 | 0 | 80 | 0 | 7973 | 3 | 36 | 0 | 36 | 7970 | 181 | 0 | 136 | 0 | 7925 | 142 | 0 | 63 | 0 | 7846 | 131 | 0 | 57 | 0 | 7772
|  |  |  | LV Board (WM) | 2425 | 0 | 0 | 0 | 0 | 2425 | 43 | 0 | 0 | 0 | 2382 | 33 | 0 | 0 | 0 | 2349 | 26 | 0 | 0 | 0 | 2323 | 24 | 0 | 0 | 0 | 2299
|  |  |  | LV UGB | 27050 | 0 | 1 | 63 | 9 | 27121 | 0 | 159 | 127 | 136 | 27225 | 0 | 330 | 484 | 155 | 27534 | 0 | 340 | 392 | 457 | 28043 | 0 | 33 | 391 | 123 | 28524
|  |  |  | LV Fuses (PM) | 22689 | 0 | 0 | 31 | 0 | 22720 | 109 | 0 | 88 | 0 | 22699 | 485 | 0 | 484 | 0 | 22698 | 382 | 0 | 380 | 0 | 22696 | 351 | 0 | 347 | 0 | 22692
|  |  |  | LV Fuses (TM) | 0 | 0 | 0 | 0 | 0 | 0 | 0 | 0 | 0 | 0 | 0 | 0 | 0 | 0 | 0 | 0 | 0 | 0 | 0 | 0 | 0 | 0 | 0 | 0 | 0 | 0
HV network
Overhead lines - Conductor
|  |  |  | 6.6/11 kV OHL (Open) | 12571 | 23 | 22 | 13 | 22 | 12561 | 17 | 43 | 46 | 43 | 12590 | 78 | 57 | 60 | 57 | 12572 | 34.3 | 250.1 | 26.8 | 219.4 | 12533.8 | 49.4 | 167.5 | 26 | 130.3 | 12473.2
|  |  |  | 6.6/11 kV OHL (Covered) | 22 | 0 | 0 | 0 | 0 | 22 | 0 | 0 | 0 | 0 | 22 | 1 | 0 | 0 | 0 | 21 | 0.4 | 0 | 0 | 0 | 20.6 | 0.6 | 0 | 0 | 0 | 20
|  |  |  | 20 kV OHL (Open) | 0 | 0 | 0 | 0 | 0 | 0 | 0 | 0 | 0 | 0 | 0 | 0 | 0 | 0 | 0 | 0 | 0 | 0 | 0 | 0 | 0 | 0 | 0 | 0 | 0 | 0
|  |  |  | 20 kV OHL (Covered) | 0 | 0 | 0 | 0 | 0 | 0 | 0 | 0 | 0 | 0 | 0 | 0 | 0 | 0 | 0 | 0 | 0 | 0 | 0 | 0 | 0 | 0 | 0 | 0 | 0 | 0
Overhead lines - Support
|  |  |  | 6.6/11 kV Support | 163477 | 229 | 225 | 145 | 225 | 163393 | 0 | 233 | 697 | 506 | 164363 | 2217 | 1136 | 647 | 1136 | 162793 | 974 | 1765 | 525 | 1460 | 162039 | 1403 | 1533 | 509 | 1161 | 160773
|  |  |  | 20 kV Support | 0 | 0 | 0 | 0 | 0 | 0 | 0 | 0 | 0 | 0 | 0 | 0 | 0 | 0 | 0 | 0 | 0 | 0 | 0 | 0 | 0 | 0 | 0 | 0 | 0 | 0
Underground cables (kms)
|  |  |  | 6.6/11kV UG Cable | 12768 | 0 | 10 | 122 | 30 | 12910 | 1 | 55 | 184 | 55 | 13093 | 0 | 10 | 167 | 38 | 13288 | 0 | 10.8 | 133 | 77.3 | 13487.5 | 0 | 14.7 | 124.7 | 76.4 | 13673.9
|  |  |  | 20kV UG Cable | 0 | 0 | 0 | 0 | 0 | 0 | 0 | 0 | 0 | 0 | 0 | 0 | 0 | 0 | 0 | 0 | 0 | 0 | 0 | 0 | 0 | 0 | 0 | 0 | 0 | 0
Submarine cables (kms)
|  |  |  | HV Sub Cable | 0 | 0 | 0 | 0 | 0 | 0 | 0 | 0 | 0 | 0 | 0 | 0 | 0 | 0 | 0 | 0 |  | 0 |  | 0 | 0 |  | 0 |  | 0 | 0
Switchgear
|  |  |  | 6.6/11 kV CB (PM) | 1148 | 0 | 63 | 0 | 23 | 1108 | 0 | 25 | 0 | 24 | 1107 | 0 | 66 | 0 | 56 | 1097 | 0 | 0 | 0 | 27 | 1124 | 0 | 0 | 0 | 103 | 1227
|  |  |  | 6.6/11 kV CB (GM) | 7882 | 0 | 18 | 73 | 15 | 7952 | 0 | 321 | 35 | 37 | 7703 | 0 | 344 | 169 | 32 | 7560 | 0 | 8 | 135 | 36 | 7723 | 0 | 23 | 128 | 40 | 7868
|  |  |  | 6.6/11 kV Switch (PM) | 195 | 0 | 0 | 0 | 41 | 236 | 0 | 6 | 0 | 28 | 258 | 0 | 0 | 0 | 36 | 294 | 0 | 387 | 0 | 418 | 325 | 0 | 72 | 0 | 134 | 387
|  |  |  | 6.6/11 kV Switch (GM) | 11859 | 0 | 162 | 47 | 53 | 11797 | 0 | 355 | 4 | 1 | 11447 | 0 | 410 | 32 | 0 | 11069 | 0 | 236 | 25 | 1 | 10859 | 0 | 276 | 23 | 2 | 10608
|  |  |  | 6.6/11 kV RMU | 14442 | 0 | 13 | 297 | 47 | 14773 | 0 | 94 | 518 | 269 | 15466 | 4 | 243 | 552 | 243 | 16014 | 2 | 65 | 445 | 274 | 16666 | 3 | 94 | 428 | 330 | 17327
|  |  |  | 6.6/11 kV Switchgear - Other (PM) | 10690 | 0 | 1352 | 3 | 1405 | 10746 | 0 | 134 | 12 | 388 | 11012 | 0 | 150 | 192 | 352 | 11406 | 0 | 0 | 168 | 0 | 11574 | 0 | 0 | 183 | 0 | 11757
|  |  |  | 6.6/11 kV Switchgear - Other (GM) | 0 | 0 | 0 | 0 | 0 | 0 | 0 | 0 | 0 | 0 | 0 | 0 | 0 | 0 | 0 | 0 | 0 | 0 | 0 | 0 | 0 | 0 | 0 | 0 | 0 | 0
|  |  |  | 20 kV CB (PM) | 0 | 0 | 0 | 0 | 0 | 0 | 0 | 0 | 0 | 0 | 0 | 0 | 0 | 0 | 0 | 0 | 0 | 0 | 0 | 0 | 0 | 0 | 0 | 0 | 0 | 0
|  |  |  | 20 kV CB (GM) | 0 | 0 | 0 | 0 | 0 | 0 | 0 | 0 | 0 | 0 | 0 | 0 | 0 | 0 | 0 | 0 | 0 | 0 | 0 | 0 | 0 | 0 | 0 | 0 | 0 | 0
|  |  |  | 20 kV Switch (PM) | 0 | 0 | 0 | 0 | 0 | 0 | 0 | 0 | 0 | 0 | 0 | 0 | 0 | 0 | 0 | 0 | 0 | 0 | 0 | 0 | 0 | 0 | 0 | 0 | 0 | 0
|  |  |  | 20 kV Switch (GM) | 0 | 0 | 0 | 0 | 0 | 0 | 0 | 0 | 0 | 0 | 0 | 0 | 0 | 0 | 0 | 0 | 0 | 0 | 0 | 0 | 0 | 0 | 0 | 0 | 0 | 0
|  |  |  | 20 kV RMU | 0 | 0 | 0 | 0 | 0 | 0 | 0 | 0 | 0 | 0 | 0 | 0 | 0 | 0 | 0 | 0 | 0 | 0 | 0 | 0 | 0 | 0 | 0 | 0 | 0 | 0
|  |  |  | 20 kV Switchgear - Other (PM) | 0 | 0 | 0 | 0 | 0 | 0 | 0 | 0 | 0 | 0 | 0 | 0 | 0 | 0 | 0 | 0 | 0 | 0 | 0 | 0 | 0 | 0 | 0 | 0 | 0 | 0
|  |  |  | 20 kV Switchgear - Other (GM) | 0 | 0 | 0 | 0 | 0 | 0 | 0 | 0 | 0 | 0 | 0 | 0 | 0 | 0 | 0 | 0 | 0 | 0 | 0 | 0 | 0 | 0 | 0 | 0 | 0 | 0
Transformers
|  |  |  | 6.6/11 kV Transformer (PM) | 22676 | 279 | 54 | 323 | 54 | 22720 | 284 | 149 | 263 | 149 | 22699 | 356 | 129 | 352 | 129 | 22695 | 156 | 136 | 280 | 139 | 22822 | 225 | 237 | 262 | 232 | 22854
|  |  |  | 6.6/11 kV Transformer (GM) | 17685 | 0 | 73 | 392 | 74 | 18078 | 0 | 123 | 357 | 143 | 18455 | 50 | 199 | 357 | 199 | 18762 | 22 | 75 | 285 | 92 | 19042 | 32 | 102 | 269 | 131 | 19308
|  |  |  | 20 kV Transformer (PM) | 0 | 0 | 0 | 0 | 0 | 0 | 0 | 0 | 0 | 0 | 0 | 0 | 0 | 0 | 0 | 0 | 0 | 0 | 0 | 0 | 0 | 0 | 0 | 0 | 0 | 0
|  |  |  | 20 kV Transformer (GM) | 0 | 0 | 0 | 0 | 0 | 0 | 0 | 0 | 0 | 0 | 0 | 0 | 0 | 0 | 0 | 0 | 0 | 0 | 0 | 0 | 0 | 0 | 0 | 0 | 0 | 0
EHV Network
Overhead lines - Conductor
|  |  |  | 33kV OHL (Pole Line) | 1806 | 1 | 4 | 0 | 4 | 1805 | 11 | 9 | 0 | 9 | 1794 | 30 | 18 | 5 | 18 | 1769 | 5 | 3.3 | 4.3 | 1.8 | 1766.8 | 0.6 | 22 | 0.7 | 8.6 | 1753.5
|  |  |  | 33kV OHL (Tower Line) | 947 | 0 | 0 | 0 | 2 | 949 | 0 | 0 | 0 | 0 | 949 | 24 | 0 | 8 | 0 | 933 | 0 | 0 | 0 | 0 | 933 | 0 | 0 | 0 | 0 | 933
|  |  |  | 66kV OHL (Pole Line) | 0 | 0 | 0 | 0 | 0 | 0 | 0 | 0 | 0 | 0 | 0 | 0 | 0 | 0 | 0 | 0 | 0 | 0 | 0 | 0 | 0 | 0 | 0 | 0 | 0 | 0
|  |  |  | 66kV OHL (Tower Line) | 0 | 0 | 0 | 0 | 0 | 0 | 0 | 0 | 0 | 0 | 0 | 0 | 0 | 0 | 0 | 0 | 0 | 0 | 0 | 0 | 0 | 0 | 0 | 0 | 0 | 0
Overhead lines - Support
|  |  |  | 33kV Pole | 28943 | 1 | 36 | 1 | 36 | 28943 | 276 | 0 | 6 | 0 | 28673 | 483 | 144 | 83 | 144 | 28273 | 50 | 32 | 43 | 20 | 28254 | 6 | 232 | 7 | 102 | 28125
|  |  |  | 33kV Tower | 1326 | 30 | 0 | 0 | 0 | 1296 | 0 | 0 | 10 | 7 | 1313 | 63 | 0 | 37 | 0 | 1287 | 0 | 0 | 0 | 0 | 1287 | 0 | 0 | 0 | 0 | 1287
|  |  |  | 66kV Pole | 0 | 0 | 0 | 0 | 0 | 0 | 0 | 0 | 0 | 0 | 0 | 0 | 0 | 0 | 0 | 0 | 0 | 0 | 0 | 0 | 0 | 0 | 0 | 0 | 0 | 0
|  |  |  | 66kV Tower | 0 | 0 | 0 | 0 | 0 | 0 | 0 | 0 | 0 | 0 | 0 | 0 | 0 | 0 | 0 | 0 | 0 | 0 | 0 | 0 | 0 | 0 | 0 | 0 | 0 | 0
Underground cables (kms)
|  |  |  | 33kV UG Cable (Non Pressurised) | 1381 | 0 | 0 | 67 | 25 | 1473 | 2 | 8 | 55 | 8 | 1526 | 0 | 0 | 23 | 16 | 1565 | 1.9 | 19.2 | 11.9 | 4.2 | 1560 | 1.1 | 12.4 | 4.4 | 11.7 | 1562.6
|  |  |  | 33kV UG Cable (Oil) | 157 | 1 | 0 | 0 | 0 | 156 | 0 | 0 | 0 | 0 | 156 | 0 | 0 | 0 | 0 | 156 | 0 | 0 | 0 | 0 | 156 | 0 | 0 | 0 | 0 | 156
|  |  |  | 33kV UG Cable (Gas) | 0 | 0 | 0 | 0 | 0 | 0 | 0 | 0 | 0 | 0 | 0 | 0 | 0 | 0 | 0 | 0 | 0 | 0 | 0 | 0 | 0 | 0 | 0 | 0 | 0 | 0
|  |  |  | 66kV UG Cable (Non Pressurised) | 0 | 0 | 0 | 0 | 0 | 0 | 0 | 0 | 0 | 0 | 0 | 0 | 0 | 0 | 0 | 0 | 0 | 0 | 0 | 0 | 0 | 0 | 0 | 0 | 0 | 0
|  |  |  | 66kV UG Cable (Oil) | 0 | 0 | 0 | 0 | 0 | 0 | 0 | 0 | 0 | 0 | 0 | 0 | 0 | 0 | 0 | 0 | 0 | 0 | 0 | 0 | 0 | 0 | 0 | 0 | 0 | 0
|  |  |  | 66kV UG Cable (Gas) | 0 | 0 | 0 | 0 | 0 | 0 | 0 | 0 | 0 | 0 | 0 | 0 | 0 | 0 | 0 | 0 | 0 | 0 | 0 | 0 | 0 | 0 | 0 | 0 | 0 | 0
Submarine cables (kms)
|  |  |  | EHV Sub Cable | 0 | 0 | 0 | 0 | 0 | 0 | 0 | 0 | 0 | 0 | 0 | 0 | 0 | 0 | 0 | 0 |  | 0 |  | 0 | 0 |  | 0 |  | 0 | 0
Switchgear
|  |  |  | 33 KV CB (ID) | 365 | 0 | 0 | 5 | 0 | 370 | 1 | 0 | 12 | 0 | 381 | 0 | 0 | 15 | 15 | 411 | 0 | 6 | 0 | 6 | 411 | 0 | 7 | 3 | 7 | 414
|  |  |  | 33 kV CB (OD) | 569 | 0 | 0 | 17 | 1 | 587 | 0 | 0 | 0 | 0 | 587 | 12 | 12 | 1 | 12 | 576 | 0 | 9 | 0 | 8 | 575 | 0 | 9 | 0 | 9 | 575
|  |  |  | 33 kV Switch (GM) | 0 | 0 | 0 | 0 | 0 | 0 | 0 | 0 | 0 | 0 | 0 | 0 | 0 | 0 | 0 | 0 | 0 | 0 | 0 | 0 | 0 | 0 | 0 | 0 | 0 | 0
|  |  |  | 33 kV Switch (PM) | 0 | 0 | 0 | 0 | 0 | 0 | 0 | 0 | 0 | 0 | 0 | 0 | 0 | 0 | 0 | 0 | 0 | 0 | 0 | 0 | 0 | 0 | 0 | 0 | 0 | 0
|  |  |  | 33 kV RMU | 51 | 0 | 0 | 0 | 0 | 51 | 1 | 0 | 5 | 0 | 55 | 2 | 0 | 1 | 0 | 54 | 0 | 0 | 0 | 0 | 54 | 0 | 0 | 0 | 0 | 54
|  |  |  | 33 kV Switchgear - Other | 2013 | 0 | 0 | 2 | 0 | 2015 | 0 | 0 | 2 | 0 | 2017 | 0 | 17 | 2 | 42 | 2044 | 0 | 0 | 0 | 0 | 2044 | 0 | 0 | 0 | 0 | 2044
|  |  |  | 66 KV CB (ID & OD) | 0 | 0 | 0 | 0 | 0 | 0 | 0 | 0 | 0 | 0 | 0 | 0 | 0 | 0 | 0 | 0 | 0 | 0 | 0 | 0 | 0 | 0 | 0 | 0 | 0 | 0
|  |  |  | 66 KV Switchgear - Other | 0 | 0 | 0 | 0 | 0 | 0 | 0 | 0 | 0 | 0 | 0 | 0 | 0 | 0 | 0 | 0 | 0 | 0 | 0 | 0 | 0 | 0 | 0 | 0 | 0 | 0
Transformers
|  |  |  | 33 kV Transformer (PM) | 0 | 0 | 0 | 0 | 0 | 0 | 0 | 0 | 0 | 0 | 0 | 0 | 0 | 0 | 0 | 0 | 0 | 0 | 0 | 0 | 0 | 0 | 0 | 0 | 0 | 0
|  |  |  | 33 kV Transformer (GM) | 702 | 0 | 0 | 11 | 0 | 713 | 3 | 3 | 6 | 3 | 716 | 0 | 0 | 0 | 1 | 717 | 0 | 5 | 0 | 5 | 717 | 2 | 0 | 2 | 0 | 717
|  |  |  | 33 kV AuxiliaryTransfomer | 645 | 0 | 0 | 5 | 0 | 650 | 2 | 0 | 0 | 0 | 648 | 0 | 13 | 0 | 16 | 651 | 0 | 0 | 0 | 0 | 651 | 0 | 0 | 0 | 0 | 651
|  |  |  | 66 kV Transformer | 0 | 0 | 0 | 0 | 0 | 0 | 0 | 0 | 0 | 0 | 0 | 0 | 0 | 0 | 0 | 0 | 0 | 0 | 0 | 0 | 0 | 0 | 0 | 0 | 0 | 0
|  |  |  | 66 kV AuxiliaryTransfomer | 0 | 0 | 0 | 0 | 0 | 0 | 0 | 0 | 0 | 0 | 0 | 0 | 0 | 0 | 0 | 0 | 0 | 0 | 0 | 0 | 0 | 0 | 0 | 0 | 0 | 0
132kV Network
Overhead lines - Conductor
|  |  |  | 132kV OHL Conductor (Pole Line) | 143 | 0 | 1 | 0 | 1 | 143 | 5 | 0 | 0 | 0 | 138 | 0 | 0 | 0 | 0 | 138 | 0 | 0 | 0 | 0 | 138 | 0 | 0 | 0 | 0 | 138
|  |  |  | 132kV OHL Conductor (Tower Line) | 2233 | 0 | 0 | 0 | 0 | 2233 | 0 | 0 | 13 | 0 | 2246 | 4 | 8 | 4 | 8 | 2246 | 0 | 130 | 0 | 130 | 2246 | 0 | 130 | 0 | 130 | 2246
Overhead lines - Support
|  |  |  | 132kV Pole | 56 | 0 | 0 | 0 | 0 | 56 | 0 | 0 | 0 | 0 | 56 | 0 | 0 | 0 | 0 | 56 | 0 | 0 | 0 | 0 | 56 | 0 | 0 | 0 | 0 | 56
|  |  |  | 132kV Tower | 4569 | 0 | 7 | 0 | 7 | 4569 | 7 | 0 | 0 | 0 | 4562 | 0 | 0 | 0 | 0 | 4562 | 0 | 5 | 0 | 5 | 4562 | 0 | 4 | 0 | 4 | 4562
|  |  |  | 132kV Fittings (Tower Line) | 9138 | 0 | 0 | 0 | 0 | 9138 | 14 | 0 | 0 | 0 | 9124 | 0 | 0 | 0 | 0 | 9124 | 0 | 49 | 0 | 49 | 9124 | 0 | 45 | 0 | 45 | 9124
Underground cables (kms)
|  |  |  | 132kV UG Cable (Non Pressurised) | 34 | 0 | 0 | 0 | 0 | 34 | 0 | 0 | 1 | 0 | 35 | 0 | 0 | 0 | 0 | 35 | 0 | 0 | 7 | 0 | 42 | 0 | 0 | 0 | 0 | 42
|  |  |  | 132kV UG Cable (Oil) | 164 | 0 | 0 | 0 | 0 | 164 | 0 | 0 | 0 | 0 | 164 | 0 | 0 | 0 | 0 | 164 | 0 | 0 | 0 | 0 | 164 | 0 | 0 | 0 | 0 | 164
|  |  |  | 132kV UG Cable (Gas) | 0 | 0 | 0 | 0 | 0 | 0 | 0 | 0 | 0 | 0 | 0 | 0 | 0 | 0 | 0 | 0 | 0 | 0 | 0 | 0 | 0 | 0 | 0 | 0 | 0 | 0
Submarine cables (kms)
|  |  |  | 132 kV Sub Cable | 0 | 0 | 0 | 0 | 0 | 0 | 0 | 0 | 0 | 0 | 0 | 0 | 0 | 0 | 0 | 0 | 0 | 0 | 0 | 0 | 0 | 0 | 0 | 0 | 0 | 0
Switchgear
|  |  |  | 132 kV CB (ID & OD) | 264 | 44 | 0 | 4 | 0 | 224 | 0 | 0 | 12 | 0 | 236 | 0 | 3 | 0 | 12 | 245 | 0 | 0 | 0 | 0 | 245 | 0 | 10 | 0 | 10 | 245
|  |  |  | 132 kV Switchgear (other) | 1618 | 0 | 0 | 0 | 0 | 1618 | 0 | 0 | 0 | 0 | 1618 | 0 | 36 | 0 | 80 | 1662 | 0 | 0 | 0 | 0 | 1662 | 0 | 0 | 0 | 0 | 1662
Transformers
|  |  |  | 132 kV Transformer | 189 | 0 | 0 | 2 | 0 | 191 | 1 | 0 | 0 | 0 | 190 | 9 | 0 | 7 | 0 | 188 | 4 | 0 | 7 | 0 | 191 | 0 | 2 | 0 | 2 | 191
|  |  |  | 132 kV AuxiliaryTransfomer | 327 | 0 | 0 | 0 | 0 | 327 | 0 | 0 | 0 | 0 | 327 | 0 | 8 | 0 | 17 | 336 | 2 | 0 | 2 | 0 | 336 | 0 | 0 | 0 | 0 | 336
Tele-control / SCADA
Primary substation
|  |  |  | 132 kV/EHV RTU (PM) | 0 | 0 | 0 | 0 | 0 | 0 | 0 | 0 | 0 | 0 | 0 | 0 | 0 | 0 | 2 | 2 | 0 | 0 | 0 | 0 | 2 | 0 | 0 | 0 | 0 | 2
|  |  |  | 132 kV/EHV RTU (GM) | 462 | 0 | 0 | 0 | 0 | 462 | 0 | 0 | 0 | 5 | 467 | 0 | 0 | 0 | 17 | 484 | 0 | 0 | 0 | 0 | 484 | 0 | 0 | 0 | 0 | 484
Secondary substation
|  |  |  | HV RTU (PM) | 829 | 0 | 0 | 0 | 0 | 829 | 0 | 0 | 0 | 335 | 1164 | 0 | 0 | 0 | 327 | 1491 | 0 | 0 | 0 | 0 | 1491 | 0 | 0 | 0 | 0 | 1491
|  |  |  | HV RTU (GM) | 224 | 0 | 0 | 0 | 0 | 224 | 0 | 0 | 0 | 32 | 256 | 0 | 0 | 0 | 495 | 751 | 0 | 0 | 0 | 0 | 751 | 0 | 0 | 0 | 0 | 751

## FBPQ LR1
Main Forecast Business Plan DPCR5 |  |  |  |  | Index
LR1 - Demand
Demand Totals
|  |  | DPCR4 |  |  |  |  | DPCR5 |  |  |  |  | DPCR4 |  |  | DPCR5
|  | Units | 2005/06 | 2006/07 | 2007/08 | 2008/09 | 2009/10 | 2010/11 | 2011/12 | 2012/13 | 2013/14 | 2014/15 | Actuals | Forecast | Total | Forecast | % change
| Gross direct costs | £m | 54.2306 | 38.8379 | 91.6745 | 60.6262 | 65.6828 | 67.8348 | 68.9569 | 73.5539 | 77.2727 | 81.3482 | 184.743 | 126.3089 | 311.052 | 368.9665 | 18.62%
| Customer contributions directs | £m | 47.9 | 34.2 | 74.4 | 47.7 | 49.6 | 50.6 | 53 | 56.9 | 60.2 | 63.6 | 156.5 | 97.3 | 253.8 | 284.3 | 12.02%
| Net (gross directs - customer contributions directs) | £m | 6.3306 | 4.6379 | 17.2745 | 12.9262 | 16.0828 | 17.2348 | 15.9569 | 16.6539 | 17.0727 | 17.7482 | 28.243 | 29.0089 | 57.252 | 84.6665 | 47.88%
| Customer contributions indirects | £m | 12.7 | 16.3 | 7.4 | 2.6 | 4.5 | 5.7 | 5.9 | 6.3 | 6.7 | 7 | 36.4 | 7.1 | 43.5 | 31.6 | -27.36%
| Net (gross directs - customer contributions directs and indirects) | £m | -6.3694 | -11.6621 | 9.8745 | 10.3262 | 11.5828 | 11.5348 | 10.0569 | 10.3539 | 10.3727 | 10.7482 | -8.157 | 21.9089 | 13.752 | 53.0665 | 285.9%
Demand trends
|  |  | DPCR4 |  |  |  |  | DPCR5
|  | Units | 2005/06 | 2006/07 | 2007/08 | 2008/09 | 2009/10 | 2010/11 | 2011/12 | 2012/13 | 2013/14 | 2014/15
| Estimated system maximum demand | MW | 5142 | 5071.997 | 5165.0399 | 5268.9999 | 5307.953 | 5347.0146 | 5386.0264 | 5424.998 | 5464.0472 | 5503.0449
| Increase (reduction) in max demand | MW | 29.8836 | -70.003 | 93.043 | 103.9599 | 38.9531 | 39.0616 | 39.0118 | 38.9717 | 39.0492 | 38.9977
| Incremental increase in max demand due to new connections | MW | 61.2232 | 86.579 | 67.9341 | 50.4602 | 45.6834 | 47.1804 | 51.4786 | 56.8386 | 63.0161 | 70.0645
| Incremental reduction in max demand due to disconnections | MW | -31.3396 | -35.5821 | -23.6911 | -32.6003 | -34.2303 | -32.5188 | -29.2669 | -29.2669 | -29.2669 | -29.2669
| Net change in max demand (not due to connections/disconnections) | MW | 0 | -121 | 48.8 | 86.1 | 27.5 | 24.4 | 16.8 | 11.4 | 5.3 | -1.8
| Estimated units distributed | GWh | 30104.9 | 29508.8729 | 29665.4035 | 29133.7791 | 27786.1037 | 27637.5665 | 28143.0497 | 28347.7613 | 28504.6595 | 28539.0621
| Increase (reduction) in units distributed | GWh | 0 | -596.0271 | 156.5306 | -531.6244 | -1347.6754 | -148.5373 | 505.4833 | 204.7116 | 156.8982 | 34.4026
| Increase in units distributed due to generic background demand growth | GWh | 0 | -383.7 | 204.4 | 603.3 | -364.4901 | -76.9651 | 595.7583 | 321.9977 | 311.5937 | 227.4118
| Reduction in units distributed due to energy efficiency | GWh | 0 | -60.2097 | -59.0179 | -59.3307 | -58.2675 | -55.5722 | -55.2751 | -56.2861 | -56.6955 | -57.0093
| Units distributed offset by DG | GWh | 0 | 0 | 0 | 0 | -1 | -16 | -35 | -61 | -98 | -136
| Units distributed offset by DSM | GWh | 0 | 0 | 0 | 0 | 0 | 0 | 0 | 0 | 0 | 0
| Price impact on units distributed | GWh | 0 | -152.1173 | 11.1485 | -176.7874 | 0 | 0 | 0 | 0 | 0 | 0
| Economic downturn effect on units distributed | GWh | 0 | 0 | 0 | -898.8063 | -923.9177 | 0 | 0 | 0 | 0 | 0
Estimated units distributed
| LV | GWh | 19523.2665 | 19016.9294 | 19286.2279 | 19229.0747 | 18354.6254 | 18249.2773 | 18625.9495 | 18839.1568 | 18968.9344 | 19043.0327
| HV | GWh | 9858.5455 | 9824.431 | 9669.4933 | 9284.3656 | 8814.1176 | 8770.9284 | 8899.7394 | 8891.2437 | 8918.3643 | 8878.6686
| EHV (inc. 132kV) | GWh | 723.0484 | 667.5866 | 709.6413 | 620.3173 | 617.3393 | 617.3393 | 617.3393 | 617.3393 | 617.3393 | 617.3393
| Total units distributed | GWh | 30104.8604 | 29508.947 | 29665.3625 | 29133.7576 | 27786.0822 | 27637.5449 | 28143.0282 | 28347.7398 | 28504.638 | 28539.0406
Incremental increase in units distributed attributable to new connections
| LV | MWh | 203209.9621 | 253590.3238 | 247138.8125 | 162407.1611 | 149722.5723 | 153294.5253 | 166488.8697 | 183276.6621 | 202079.7214 | 223108.7723
| HV | MWh | 196300.379 | 316771.3281 | 192019.6854 | 167619.7317 | 148778.5645 | 155157.1037 | 170132.0158 | 188455.36 | 210209.4127 | 235525.0061
| EHV (inc. 132kV) | MWh | 0 | 0 | 0 | 0 | 0 | 0 | 0 | 0 | 0 | 0
| Total increase in units distributed due to new connections | MWh | 399510.3411 | 570361.6519 | 439158.4978 | 330026.8928 | 298501.1367 | 308451.629 | 336620.8854 | 371732.0221 | 412289.1341 | 458633.7784
Connections/disconnections volume
|  |  | DPCR4 |  |  |  |  | DPCR5
|  | Units | 2005/06 | 2006/07 | 2007/08 | 2008/09 | 2009/10 | 2010/11 | 2011/12 | 2012/13 | 2013/14 | 2014/15
Connections/Disconnections
Estimated number demand connections/disconnections at LV
| IDNO connections | # | 2 | 2 | 4 | 3.6 | 3.2 | 3.4 | 3.7 | 4.2 | 4.7 | 5.3
| Connections (excluding IDNOs) | # | 34184 | 34314.8 | 33331 | 27899.8 | 28372.2 | 30153.7 | 31706.1 | 34216.2 | 36957.8 | 39945.8
| Disconnections | # | 9236.7 | 10487.1 | 6982.5 | 9608.2 | 10088.7 | 9584.2 | 8625.8 | 8625.8 | 8625.8 | 8625.8
Estimated number demand connections/disconnections at HV
| IDNO connections | # | 0 | 6 | 10 | 9 | 8.1 | 8.5 | 9.4 | 10.4 | 11.6 | 13.1
| Connections (excluding IDNOs) | # | 81 | 396 | 196 | 174.7 | 156.6 | 164 | 180.3 | 200 | 223.7 | 252.1
| Disconnections | # | 93.3 | 105.9 | 70.5 | 97.1 | 101.9 | 96.8 | 87.1 | 87.1 | 87.1 | 87.1
Estimated number demand connections/disconnections at EHV
| IDNO connections | # | 0 | 0 | 0 | 0 | 0 | 0 | 0 | 0 | 0 | 0
| Connections (excluding IDNOs) | # | 0 | 0 | 0 | 0 | 0 | 0 | 0 | 0 | 0 | 0
| Disconnections | # | 0 | 0 | 0 | 0 | 0 | 0 | 0 | 0 | 0 | 0
Estimated number demand connections/disconnections at 132kV
| IDNO connections | # | 0 | 0 | 0 | 0 | 0 | 0 | 0 | 0 | 0 | 0
| Connections (excluding IDNOs) | # | 0 | 0 | 0 | 0 | 0 | 0 | 0 | 0 | 0 | 0
| Disconnections | # | 0 | 0 | 0 | 0 | 0 | 0 | 0 | 0 | 0 | 0
| Total number of demand connections | # | 34267 | 34718.8 | 33541 | 28087.1 | 28540.1 | 30329.6 | 31899.5 | 34430.8 | 37197.8 | 40216.3
| Total number of demand disconnections | # | 9330 | 10593 | 7053 | 9705.3 | 10190.6 | 9681 | 8712.9 | 8712.9 | 8712.9 | 8712.9
Customer specific demand investment
|  |  | DPCR4 2005/06: DPCR4; DPCR5 2010/11: DPCR5 | DPCR4 |  |  | DPCR5
| Customer specific demand investment | Units | 2005/06 | 2006/07 | 2007/08 | 2008/09 | 2009/10 | 2010/11 | 2011/12 | 2012/13 | 2013/14 | 2014/15 | Actuals | Forecast | Total | Forecast | % change
New connections & customer specific reinforcement:
Connections provided at LV
| Sole use | £m | 0 | 0 | 0 | 27.9737 | 25.4384 | 25.227 | 26.9874 | 29.5405 | 31.6025 | 33.7467 | 0 | 53.4121 | 53.4121 | 147.1042 | 175.4%
| Shared | £m | 43.1652 | 30.9707 | 58.955 | 15.8285 | 12.2224 | 12.1169 | 12.9976 | 14.2746 | 15.2564 | 16.329 | 133.0909 | 28.0509 | 161.1418 | 70.9746 | -55.96%
| LV total | £m | 43.1652 | 30.9707 | 58.955 | 43.8022 | 37.6608 | 37.3439 | 39.9851 | 43.8151 | 46.8589 | 50.0757 | 133.0909 | 81.4629 | 214.5538 | 218.0787 | 1.643%
Connections provided at HV
| Sole use | £m | 0 | 0 | 0 | 5.6744 | 8.9432 | 9.7333 | 9.6242 | 9.9129 | 10.1049 | 10.3912 | 0 | 14.6176 | 14.6176 | 49.7665 | 240.5%
| Shared | £m | 10.7664 | 7.668 | 32.121 | 11.1496 | 19.0788 | 20.7576 | 19.3476 | 19.8259 | 20.3088 | 20.8814 | 50.5554 | 30.2284 | 80.7838 | 101.1213 | 25.18%
| HV total | £m | 10.7664 | 7.668 | 32.121 | 16.824 | 28.022 | 30.4909 | 28.9718 | 29.7388 | 30.4137 | 31.2726 | 50.5554 | 44.846 | 95.4014 | 150.8878 | 58.16%
Connections provided at EHV
| Sole use | £m | 0 | 0 | 0 | 0 | 0 | 0 | 0 | 0 | 0 | 0 | 0 | 0 | 0 | 0 | 0
| Shared | £m | 0.29907 | 0.19917 | 0.59853 | 0 | 0 | 0 | 0 | 0 | 0 | 0 | 1.0968 | 0 | 1.0968 | 0 | -100%
| EHV total | £m | 0.29907 | 0.19917 | 0.59853 | 0 | 0 | 0 | 0 | 0 | 0 | 0 | 1.0968 | 0 | 1.0968 | 0 | -100%
Connections provided at 132kV
| Sole use | £m | 0 | 0 | 0 | 0 | 0 | 0 | 0 | 0 | 0 | 0 | 0 | 0 | 0 | 0 | 0
| Shared | £m | 0 | 0 | 0 | 0 | 0 | 0 | 0 | 0 | 0 | 0 | 0 | 0 | 0 | 0 | 0
| 132kV total | £m | 0 | 0 | 0 | 0 | 0 | 0 | 0 | 0 | 0 | 0 | 0 | 0 | 0 | 0 | 0
| Expenditure on DSM to avoid customer spec investment | £m |  |  |  | 0 | 0 | 0 | 0 | 0 | 0 | 0 | 0 | 0 | 0 | 0 | 0
| Total inc. expenditure on DSM to avoid customer spec investment | £m | 54.2306 | 38.8379 | 91.6745 | 60.6262 | 65.6828 | 67.8348 | 68.9569 | 73.5539 | 77.2727 | 81.3482 | 184.743 | 126.3089 | 311.052 | 368.9665 | 18.62%
| Expenditure avoided due to DG | £m |  |  |  | 0 | 0 | 0 | 0 | 0 | 0 | 0 | 0 | 0 | 0 | 0 | 0
| Expenditure avoided due to DSM | £m |  |  |  | 0 | 0 | 0 | 0 | 0 | 0 | 0 | 0 | 0 | 0 | 0 | 0
Customer contributions - customer specific demand investment
|  |  | DPCR4 2005/06: DPCR4; DPCR5 2010/11: DPCR5 | DPCR4 |  |  | DPCR5
| Customer contributions - customer specific demand investment | Units | 2005/06 | 2006/07 | 2007/08 | 2008/09 | 2009/10 | 2010/11 | 2011/12 | 2012/13 | 2013/14 | 2014/15 | Actuals | Forecast | Total | Forecast | % change
Customer contributions (directs) for connections at LV
| Sole use | £m | 0 | 0 | 0 | 28.1 | 25.6 | 25.4 | 27.2 | 29.8 | 31.9 | 34.1 | 0 | 53.7 | 53.7 | 148.4 | 176.4%
| Shared | £m | 38.1 | 27.4 | 49.1 | 10.4 | 9.5 | 9.4 | 10.1 | 11 | 11.8 | 12.6 | 114.6 | 19.9 | 134.5 | 54.9 | -59.18%
| LV total | £m | 38.1 | 27.4 | 49.1 | 38.5 | 35.1 | 34.8 | 37.3 | 40.8 | 43.7 | 46.7 | 114.6 | 73.6 | 188.2 | 203.3 | 8.023%
Customer contributions (directs) for connections at HV
| Sole use | £m | 0 | 0 | 0 | 5.7 | 9 | 9.8 | 9.7 | 10 | 10.2 | 10.5 | 0 | 14.7 | 14.7 | 50.2 | 241.5%
| Shared | £m | 9.5 | 6.8 | 24.9 | 3.5 | 5.5 | 6 | 6 | 6.1 | 6.3 | 6.4 | 41.2 | 9 | 50.2 | 30.8 | -38.65%
| HV total | £m | 9.5 | 6.8 | 24.9 | 9.2 | 14.5 | 15.8 | 15.7 | 16.1 | 16.5 | 16.9 | 41.2 | 23.7 | 64.9 | 81 | 24.81%
Customer contributions (directs) for connections at EHV
| Sole use | £m | 0 | 0 | 0 | 0 | 0 | 0 | 0 | 0 | 0 | 0 | 0 | 0 | 0 | 0 | 0
| Shared | £m | 0.3 | 0 | 0.4 | 0 | 0 | 0 | 0 | 0 | 0 | 0 | 0.7 | 0 | 0.7 | 0 | -100%
| EHV total | £m | 0.3 | 0 | 0.4 | 0 | 0 | 0 | 0 | 0 | 0 | 0 | 0.7 | 0 | 0.7 | 0 | -100%
Customer contributions (directs) for connections at 132kV
| Sole use | £m | 0 | 0 | 0 | 0 | 0 | 0 | 0 | 0 | 0 | 0 | 0 | 0 | 0 | 0 | 0
| Shared | £m | 0 | 0 | 0 | 0 | 0 | 0 | 0 | 0 | 0 | 0 | 0 | 0 | 0 | 0 | 0
| 132kV total | £m | 0 | 0 | 0 | 0 | 0 | 0 | 0 | 0 | 0 | 0 | 0 | 0 | 0 | 0 | 0
| Customer contributions (directs) total | £m | 47.9 | 34.2 | 74.4 | 47.7 | 49.6 | 50.6 | 53 | 56.9 | 60.2 | 63.6 | 156.5 | 97.3 | 253.8 | 284.3 | 12.02%
| Customer contributions (indirects) | £m | 12.7 | 16.3 | 7.4 | 2.6 | 4.5 | 5.7 | 5.9 | 6.3 | 6.7 | 7 | 36.4 | 7.1 | 43.5 | 31.6 | -27.36%
| Customer contributions total | £m | 60.6 | 50.5 | 81.8 | 50.3 | 54.1 | 56.3 | 58.9 | 63.2 | 66.9 | 70.6 | 192.9 | 104.4 | 297.3 | 315.9 | 6.256%
| Total inc. exp on DSM to avoid customer spec investment (net of cust cont) | £m | -6.3694 | -11.6621 | 9.8745 | 10.3262 | 11.5828 | 11.5348 | 10.0569 | 10.3539 | 10.3727 | 10.7482 | -8.157 | 21.9089 | 13.752 | 53.0665 | 285.9%
|  |  | DPCR4 2005/06: DPCR4; DPCR5 2010/11: DPCR5 | DPCR4 |  |  | DPCR5
|  | Units | 2005/06 | 2006/07 | 2007/08 | 2008/09 | 2009/10 | 2010/11 | 2011/12 | 2012/13 | 2013/14 | 2014/15 | Actuals | Forecast | Total | Forecast | % change
| Unapportioned part of shared LV | £m | 5.0652 | 3.5707 | 9.855 | 5.4285 | 2.7224 | 2.7169 | 2.8976 | 3.2746 | 3.4564 | 3.729 | 18.4909 | 8.1509 | 26.6418 | 16.0746 | -39.66%
| Unapportioned part of shared HV | £m | 1.2664 | 0.868 | 7.221 | 7.6496 | 13.5788 | 14.7576 | 13.3476 | 13.7259 | 14.0088 | 14.4814 | 9.3554 | 21.2284 | 30.5838 | 70.3213 | 129.9%
| Unapportioned part of shared EHV | £m | -0.00093428 | 0.19917 | 0.19853 | 0 | 0 | 0 | 0 | 0 | 0 | 0 | 0.39676 | 0 | 0.39676 | 0 | -100%
| Unapportioned part of shared 132kV | £m | 0 | 0 | 0 | 0 | 0 | 0 | 0 | 0 | 0 | 0 | 0 | 0 | 0 | 0 | 0

## FBPQ LR4
Main Forecast Business Plan DPCR5 | [5 empty] | Index
LR4 - General reinforcement
General reinforcement expenditure
|  |  | DPCR4 |  |  |  |  | DPCR5 | [5 empty] | DPCR4 |  |  |  | DPCR5
|  |  | 2005/06 | 2006/07 | 2007/08 | 2008/09 | 2009/10 | 2010/11 | 2011/12 | 2012/13 | 2013/14 | 2014/15 |  | Actuals | Forecast | Total |  | Forecast | % change
|  |  | (£m) | (£m) | (£m) | (£m) | (£m) | (£m) | (£m) | (£m) | (£m) | (£m) |  | (£m) | (£m) | (£m) |  | (£m) | (£m)
General reinforcement:
|  | LV System | 0.59788 | 1.493 | 1.2961 | 1.4502 | 0.77762 | 0.95352 | 0.93103 | 0.92934 | 0.92885 | 0.93731 |  | 3.387 | 2.2278 | 5.6148 |  | 4.6801 | -16.65%
|  | HV System | 4.1851 | 5.2754 | 3.8882 | 3.235 | 3.6659 | 4.3438 | 4.2414 | 4.2337 | 4.2314 | 4.27 |  | 13.3487 | 6.9009 | 20.2496 |  | 21.3203 | 5.287%
|  | EHV System | 10.8614 | 6.6689 | 3.1903 | 0.2231 | 3.4437 | 18.3288 | 13.7586 | 15.076 | 11.2494 | 12.2892 |  | 20.7207 | 3.6668 | 24.3875 |  | 70.702 | 189.9%
|  | 132kV System | 9.0678 | 12.2429 | 24.027 | 14.7247 | 1.1109 | 5.933 | 16.2414 | 22.2009 | 25.4918 | 26.4531 |  | 45.3377 | 15.8355 | 61.1733 |  | 96.3202 | 57.45%
|  | Expenditure on DSM to avoid gen reinf. |  |  |  | 0 | 0 | 0 | 0 | 0 | 0 | 0 |  | 0 | 0 | 0 |  | 0 | 0
|  | Total | 24.7123 | 25.6803 | 32.4015 | 19.6329 | 8.9982 | 29.5591 | 35.1724 | 42.4399 | 41.9015 | 43.9496 |  | 82.7941 | 28.631 | 111.4251 |  | 193.0225 | 73.23%
|  | Expenditure avoided due to DG |  |  |  | 0 | 0 | 0 | 0 | 0 | 0 | 0 |  | 0 | 0 | 0 |  | 0 | 0
|  | Expenditure avoided due to DSM |  |  |  | 0 | 0 | 0 | 0 | 0 | 0 | 0 |  | 0 | 0 | 0 |  | 0 | 0
General reinforcement projects
|  | Scheme details | DPCR5 2011/12: DPCR4 |  | DPCR5 |  |  |  |  | Scheme description
|  | Named scheme | Voltage | Limiting Factor | Forecast year in which substation demand will reach substation firm capacity | MVA of additional firm capacity to be installed | Total cost of project | Total cost of project in DPCR5 period | 2005/06 | 2006/07 | 2007/08 | 2008/09 | 2009/10 | 2010/11 | 2011/12 | 2012/13 | 2013/14 | 2014/15 | Brief description of work involved, substations affected, assets installed/replaced etc.
|  | (Unique name) | (kV) | (a-j) | (Year) | (MVA) | (£m) | (£m) | (£m) | (£m) | (£m) | (£m) | (£m) | (£m) | (£m) | (£m) | (£m) | (£m) | (Description)
| 1 | Annesley - Hucknall 33kV | 33kV | b | 2011 | 14 | 2.0671 | 2.0671 | 0 | 0 | 0 | 0 | 0 | 0 | 1.0345 | 1.0326 | 0 | 0 | Uprating 33kV double circuit line to 40MVA and interconnection of cables via Linby (approx 10km of cable) | #REF! | #REF! | #REF! | #REF! | #REF! | #REF!
| 2 | Bainton - new GSP | 132kV | a | 2013 | 80 | 4.9811 | 4.9811 | 0 | 0 | 0 | 0 | 0 | 0 | 0 | 0 | 1.9609 | 3.0202 | Reconfiguration of the 132kV circuit between Bourne and Stamford | #REF! | #REF! | #REF! | #REF! | #REF! | #REF!
| 3 | Berkswell - Coventry South / Coventry West 132kV | 132kV | b | 2010 | 39 | 1.0345 | 1.0345 | 0 | 0 | 0 | 0 | 0 | 0 | 1.0345 | 0 | 0 | 0 | Installation of a third circuit from Berkswell. Alternatively for SCO only, re-energisation of Coventry South - Whitley 132kV circuits | #REF! | #REF! | #REF! | #REF! | #REF! | #REF!
| 4 | Billingborough 33/11kV Substation | 33kV | c | 2007 | 12 | 1.5892 | 1.5892 | 0 | 0 | 0 | 0 | 0 | 1.5892 | 0 | 0 | 0 | 0 | Installation of new 10km circuit from Great Hale to Billingborough and additional transformer at Billingborough | #REF! | #REF! | #REF! | #REF! | #REF! | #REF!
| 5 | Bourne 33/11kV Transformer Replacement | 33kV | a | 2007 | 9.5 | 0.83008 | 0.83008 | 0 | 0 | 0 | 0 | 0 | 0.10595 | 0.72414 | 0 | 0 | 0 | Uprating of 2 x 10/14.5MVA 33/11kV transformers with 12/24MVA units | #REF! | #REF! | #REF! | #REF! | #REF! | #REF!
| 6 | Brackley - Banbury group P2/6 SCO security | 132kV | c | 2013 | 189 | 0.41293 | 0.41293 | 0 | 0 | 0 | 0 | 0 | 0 | 0 | 0.20652 | 0.20641 | 0 | Installation of a third 132kV circuit. Costs split evenly across East and West. Wayleaves only in DPCR5, construction in DPCR6. | #REF! | #REF! | #REF! | #REF! | #REF! | #REF!
| 7 | Brackley Town 33/11kV reinforcement | 33kV | a | 2011 | 16 | 2.581 | 2.581 | 0 | 0 | 0 | 0 | 0 | 0 | 0 | 1.5489 | 1.0321 | 0 | Installation of Brackley local primary or strapping 33kV OHL circuits from Brackley Grid together. Installation of a new 33kV circuit (3km), uprating the existing transformers with 2 x 20/40MVA units and installation of a 2000A switchboard | #REF! | #REF! | #REF! | #REF! | #REF! | #REF!
| 8 | Bradwell Abbey 132/33kV reinforcement | 132kV | a | 2012 | 117 | 1.5508 | 1.5508 | 0 | 0 | 0 | 0 | 0 | 0 | 1.0345 | 0.5163 | 0 | 0 | Installation of a third grid transformer and third section of switchboard | #REF! | #REF! | #REF! | #REF! | #REF! | #REF!
| 9 | Braunstone, Jupiter & Groby Road 33/11kV reinforcement | 33kV | a | 2008 | 40 | 5.0111 | 5.0111 | 0 | 0 | 0 | 0 | 0 | 2.013 | 1.9655 | 1.0326 | 0 | 0 | Installation of new 40MVA 33/11kV primary on Hinckley Rd reserve site. Modification of 11kV circuits to enable load transfers. | #REF! | #REF! | #REF! | #REF! | #REF! | #REF!
| 10 | Burton 132/33kV transformer change | 132kV | a | 2010 | 58.5 | 2.0647 | 2.0647 | 0 | 0 | 0 | 0 | 0 | 0 | 0 | 1.0326 | 1.0321 | 0 | Uprating the existing 132/33kV transformers with 2 x 90MVA units. | #REF! | #REF! | #REF! | #REF! | #REF! | #REF!
| 11 | Cannon Street 33/11kV reinforcement | 33kV | a | 2012 | 39 | 4.9549 | 4.9549 | 0 | 0 | 0 | 0 | 0 | 0 | 0 | 1.9619 | 2.993 | 0 | Installation of a 132/11kV primary at Wellingborough Grid to transfer demand off Cannon Street. | #REF! | #REF! | #REF! | #REF! | #REF! | #REF!
| 12 | Caythorpe 33/11kV | 33kV | a | 2012 | 13.15 | 0.20829 | 0.20829 | 0 | 0 | 0 | 0 | 0 | 0 | 0 | 0 | 0 | 0.20829 | Uprating transformer T1 (10.85MVA) with 24MVA transformer | #REF! | #REF! | #REF! | #REF! | #REF! | #REF!
| 13 | Clifton 33/11kV reinforcement | 33kV | a | 2012 | 24 | 1.4454 | 1.4454 | 0 | 0 | 0 | 0 | 0 | 0 | 0 | 1.0326 | 0.41282 | 0 | Installation of a third 33kV circuit and a third 33/11kV 24MVA transformer | #REF! | #REF! | #REF! | #REF! | #REF! | #REF!
| 14 | Coalville 33/11kV transformer change | 33kV | a | 2008 | 25 | 1.0595 | 1.0595 | 0 | 0 | 0 | 0 | 0 | 1.0595 | 0 | 0 | 0 | 0 | Uprating transformers for larger units. | #REF! | #REF! | #REF! | #REF! | #REF! | #REF!
| 15 | Colwick 33/11kV reinforcement | 33kV | a | 2010 | 35.2 | 2.0671 | 2.0671 | 0 | 0 | 0 | 0 | 0 | 0 | 1.0345 | 1.0326 | 0 | 0 | Installation of a third 33kV circuit from Notts East and a third 33/11kV 40MVA transformer. Reconfiguration of Cotgrave 33kV interconnection. | #REF! | #REF! | #REF! | #REF! | #REF! | #REF!
| 16 | Copsewood 33/11kv reinforcement | 33kV | a | 2012 | 16 | 4.0434 | 4.0434 | 0 | 0 | 0 | 0 | 0 | 0 | 0 | 1.0326 | 1.0321 | 1.9788 | Installation of 40MVA 33kV circuits, transformers and switchgear or installation of a 33/11kV 24MVA primary at Binley. | #REF! | #REF! | #REF! | #REF! | #REF! | #REF!
| 17 | Coventry - Rugby 132kV cct reinforcement | 132kV | c | 2012 | 35 | 3.9275 | 3.9275 | 0 | 0 | 0 | 0 | 0 | 0 | 1.9655 | 1.9619 | 0 | 0 | Transfer of Hinckley to Enderby GSP using the disconnected CA line. Refurbishment of CA1&2. | #REF! | #REF! | #REF! | #REF! | #REF! | #REF!
| 18 | Coventry South 33/11kV Reinforcement | 33kV | a | 2010 | 16 | 1.5508 | 1.5508 | 0 | 0 | 0 | 0 | 0 | 0 | 1.0345 | 0.5163 | 0 | 0 | Uprating transformers with 20/40 33/11kV units or 30MVA 132/11kV units. | #REF! | #REF! | #REF! | #REF! | #REF! | #REF!
| 19 | Dillotford Avenue 33/11kV Reinforcement | 33kV | a | 2013 | 18.6 | 2.5942 | 2.5942 | 0 | 0 | 0 | 0 | 0 | 0 | 0 | 0 | 1.0321 | 1.5622 | Uprating 33kV circuits with 40MVA rated cables and uprating transformers | #REF! | #REF! | #REF! | #REF! | #REF! | #REF!
| 20 | Farndon Road 33kV switchgear reconfiguration | 33kV | g | 2014 | 24 | 0 | 0 | 0 | 0 | 0 | 0 | 0 | 0 | 0 | 0 | 0 | 0 | Switchgear reconfiguration | #REF! | #REF! | #REF! | #REF! | #REF! | #REF!
| 21 | Field Street T3 overload | 33kV | a | 2010 | 15 | 0.10345 | 0.10345 | 0 | 0 | 0 | 0 | 0 | 0 | 0.10345 | 0 | 0 | 0 | Installation of auto opening scheme on the T2-T3 bus section for the loss of T1 or T2, or transfer load to Kettering North at 11kV or Uprate transformer T3. | #REF! | #REF! | #REF! | #REF! | #REF! | #REF!
| 22 | Fiskerton 33/11kV reinforcement | 33kV | a | 2014 | 13.15 | 0.52073 | 0.52073 | 0 | 0 | 0 | 0 | 0 | 0 | 0 | 0 | 0 | 0.52073 | Uprating existing transformers with 2 x 12/24 MVA units. | #REF! | #REF! | #REF! | #REF! | #REF! | #REF!
| 23 | Gresley - Moira - Ashby - Woodville - Willesley ccts | 33kV | b | 2014 | 27 | 1.0415 | 1.0415 | 0 | 0 | 0 | 0 | 0 | 0 | 0 | 0 | 0 | 1.0415 | Installation of additional circuits from Gresley & splitting existing circuits. | #REF! | #REF! | #REF! | #REF! | #REF! | #REF!
| 24 | Hatton 33/11kV reinforcement | 33kV | a | 2010 | 16 | 1.5517 | 1.5517 | 0 | 0 | 0 | 0 | 0 | 0 | 1.5517 | 0 | 0 | 0 | Uprating the existing 2 x 24MVA transformers with 40MVA units and changing the 11kV switchboard. | #REF! | #REF! | #REF! | #REF! | #REF! | #REF!
| 25 | Hawton SCO Reinforcement and BSP reinforcement | 132kV | a | 2014 | 90 | 3.541 | 3.541 | 0 | 0 | 0 | 0 | 0 | 0 | 0 | 0 | 0 | 3.541 | Replacement of circuit breakers at Staythorpe, additional transformer capacity and 132kV busbars. | #REF! | #REF! | #REF! | #REF! | #REF! | #REF!
| 26 | Heanor 33/11kV reinforcement | 33kV | a | 2008 | 12 | 1.5642 | 1.5642 | 0 | 0 | 0 | 0 | 0 | 0.52973 | 1.0345 | 0 | 0 | 0 | Uprating of existing transformers with 20/40 33/11kV units and replacement of circuits 2 x 85m | #REF! | #REF! | #REF! | #REF! | #REF! | #REF!
| 27 | Heanor BSP reinforcement | 132kV | a | 2013 | 39 | 6.0132 | 6.0132 | 0 | 0 | 0 | 0 | 0 | 0 | 0 | 0 | 2.993 | 3.0202 | Uprating existing 132/33kV transformer with 120MVA units at Heanor. Looping the 132kV circuit (3km) into Stanton with two new CBs. | #REF! | #REF! | #REF! | #REF! | #REF! | #REF!
| 28 | Kenilworth 33/11kV Reinforcement | 33kV | a | 2010 | 24 | 1.047 | 1.047 | 0 | 0 | 0 | 0 | 0 | 0.52973 | 0.51724 | 0 | 0 | 0 | Installation of a new 33/11kV primary (North Kenilworth) to offload Kenilworth. | #REF! | #REF! | #REF! | #REF! | #REF! | #REF!
| 29 | Kibworth 33/11kV transformer replacement | 33kV | a | 2008 | 13.1 | 1.047 | 1.047 | 0 | 0 | 0 | 0 | 0 | 0.52973 | 0.51724 | 0 | 0 | 0 | Uprating 33/11kV transformers with 24MVA units. | #REF! | #REF! | #REF! | #REF! | #REF! | #REF!
| 30 | Leicester East - Salutation - Thurmaston 33kV circuit | 33kV | b | 2007 | 40 | 1.0326 | 1.0326 | 0 | 0 | 0 | 0 | 0 | 0 | 0 | 1.0326 | 0 | 0 | Installation of third and fourth circuits to remove tee-off radial circuits. | #REF! | #REF! | #REF! | #REF! | #REF! | #REF!
| 31 | Lincoln 132/33kV reinforcement | 132kV | a | 2007 | 117 | 0.74163 | 0.74163 | 0 | 0 | 0 | 0 | 0 | 0.74163 | 0 | 0 | 0 | 0 | Installation of new third 132/33kV 90MVA transformer | #REF! | #REF! | #REF! | #REF! | #REF! | #REF!
| 32 | Lincoln BSP | 132kV | c | 2014 | 117 | 2.0735 | 2.0735 | 0 | 0 | 0 | 0 | 0 | 0 | 0 | 0 | 1.0321 | 1.0415 | Creation of 132kV cross bay | #REF! | #REF! | #REF! | #REF! | #REF! | #REF!
| 33 | Mackworth 33/11kV reinforcement | 33kV | a | 2012 | 24 | 1.239 | 1.239 | 0 | 0 | 0 | 0 | 0 | 0 | 0 | 1.0326 | 0.20641 | 0 | Installation of a third 33kV circuit (3.5km) and a third transformer (12/24MVA). | #REF! | #REF! | #REF! | #REF! | #REF! | #REF!
| 34 | Middlefield/Barwell 33kV circuit reinforcement | 33kV | b | 2008 | 16 | 0.52973 | 0.52973 | 0 | 0 | 0 | 0 | 0 | 0.52973 | 0 | 0 | 0 | 0 | Overlaying short lower rated sections of 33kV circuits increasing the rating to 40MVA. | #REF! | #REF! | #REF! | #REF! | #REF! | #REF!
| 35 | Millclose transformer and switchboard replacement | 33kV | a | 2008 | 7.5 | 0.84757 | 0.84757 | 0 | 0 | 0 | 0 | 0 | 0.84757 | 0 | 0 | 0 | 0 | Uprating 33/11kV transformer and 11kV switchboard | #REF! | #REF! | #REF! | #REF! | #REF! | #REF!
| 36 | Milton Keynes additional BSP - acquire site and 132kV route | 132kV | a | 2015 | 117 | 0.52073 | 0.52073 | 0 | 0 | 0 | 0 | 0 | 0 | 0 | 0 | 0 | 0.52073 | Phase 1 - Acquisition of a reserved BSP site on the north eastern edge of the city and a route to an appropriate GSP. | #REF! | #REF! | #REF! | #REF! | #REF! | #REF!
| 37 | Mountsorrel / Syston 33kV ccts | 33kV | b | 2011 | 31 | 0.5163 | 0.5163 | 0 | 0 | 0 | 0 | 0 | 0 | 0 | 0.5163 | 0 | 0 | Extension of Syston - Mountsorrel 33kV circuit into mid point at Mountsorrel and Syston, installation of RMU and changeover scheme at each end | #REF! | #REF! | #REF! | #REF! | #REF! | #REF!
| 38 | Normanton 33/11kV reinforcement | 33kV | a | 2011 | 16 | 1.0335 | 1.0335 | 0 | 0 | 0 | 0 | 0 | 0 | 0.51724 | 0.5163 | 0 | 0 | Uprating 33/11kV transformers with 40MVA units. | #REF! | #REF! | #REF! | #REF! | #REF! | #REF!
| 39 | Northampton 132kV reinforcement | 132kV | c | 2014 | 190 | 15.1341 | 15.1341 | 0 | 0 | 0 | 0 | 0 | 0 | 0 | 4.0271 | 4.025 | 7.0819 | Installation of fourth 132kV circuit from Grendon to Northampton. Reconfiguration of 132kV running arrangement. | #REF! | #REF! | #REF! | #REF! | #REF! | #REF!
| 40 | Northampton West - Kingsthorpe 33kV circuit reinforcement | 33kV | b | 2008 | 10 | 0.2069 | 0.2069 | 0 | 0 | 0 | 0 | 0 | 0 | 0.2069 | 0 | 0 | 0 | Installation of 33kV and 11kV switchgear to accommodate all the potential 33kV circuit outages | #REF! | #REF! | #REF! | #REF! | #REF! | #REF!
| 41 | Nottingham North BSP | 132kV | a | 2014 | 40 | 3.0202 | 3.0202 | 0 | 0 | 0 | 0 | 0 | 0 | 0 | 0 | 0 | 3.0202 | Installation of new 33/11kV substation in vicinity of BSP site (5km double circuit 33kV cable assumed) | #REF! | #REF! | #REF! | #REF! | #REF! | #REF!
| 42 | Nott'm East - Colwick 33kV cct | 33kV | b | 2010 | 40 | 1.2498 | 1.2498 | 0 | 0 | 0 | 0 | 0 | 0 | 0 | 0 | 0 | 1.2498 | Installation of two new 40MVA cable circuits to tee point to create two direct circuits to Colwick (3km) | #REF! | #REF! | #REF! | #REF! | #REF! | #REF!
| 43 | Olney 33/11kV reinforcement | 33kV | a | 2014 | 9.5 | 1.3539 | 1.3539 | 0 | 0 | 0 | 0 | 0 | 0 | 0 | 0 | 0 | 1.3539 | Uprating the existing 33/11kV transformer with 24MVA units and reinforcement of 33kV circuits | #REF! | #REF! | #REF! | #REF! | #REF! | #REF!
| 44 | Raunds 33/11kV reinforcement | 33kV | c | 2008 | 16 | 1.5892 | 1.5892 | 0 | 0 | 0 | 0 | 0 | 1.5892 | 0 | 0 | 0 | 0 | Installation of a new 40MVA 33kV circuit from Irthlingborough Grid. Uprate transformer with a 12/24MVA unit and install a 2nd 12/24MVA unit. | #REF! | #REF! | #REF! | #REF! | #REF! | #REF!
| 45 | Raynesway 33/11kV Substation | 33kV | a | 2007 | 40 | 2.3308 | 2.3308 | 0 | 0 | 0 | 0 | 0 | 2.3308 | 0 | 0 | 0 | 0 | Installation of a new 33/11kV primary substation | #REF! | #REF! | #REF! | #REF! | #REF! | #REF!
| 46 | Ripley 33/11kV reinforcement | 33kV | a | 2011 | 21.75 | 2.4901 | 2.4901 | 0 | 0 | 0 | 0 | 0 | 0 | 0 | 0 | 1.0321 | 1.458 | Installation of a third 33kV circuit (6.4km) and a third transformer (12/24MVA). | #REF! | #REF! | #REF! | #REF! | #REF! | #REF!
| 47 | Rugby - Harbury 132kV circuit (Warwick & Harbury Security) | 132kV | c | 2008 | 190 | 4.1319 | 4.1319 | 0 | 0 | 0 | 0 | 0 | 4.1319 | 0 | 0 | 0 | 0 | Installation of a 132kV interconnector between Harbury and Rugby. | #REF! | #REF! | #REF! | #REF! | #REF! | #REF!
| 48 | Rugby 132/33kV reinforcement | 132kV | a | 2010 | 117 | 1.9655 | 1.9655 | 0 | 0 | 0 | 0 | 0 | 0 | 1.9655 | 0 | 0 | 0 | Installation of a third 132/33kV transformer or alternatively a 132/11kV double wound transformer at Rugby BSP. | #REF! | #REF! | #REF! | #REF! | #REF! | #REF!
| 49 | Rushden 33/11kV reinforcement | 33kV | a | 2008 | 16 | 2.3993 | 2.3993 | 0 | 0 | 0 | 0 | 0 | 0.84757 | 1.5517 | 0 | 0 | 0 | Installation of 2 x 40MVA 33kV circuits from Irthlingborough Grid to Rushden and 2 x 20/40MVA 33/11kV transformers at Rushden OR Installation of a 40MVA 33kV cable circuit from Wellingborough - Little Irchester to pick up existing Little Irchester - Rushden 33kV line and uprating Little Irchester. | #REF! | #REF! | #REF! | #REF! | #REF! | #REF!
| 50 | Salutation 33/6.6kV reinforcement | 33kV | a | 2013 | 0 | 0.20829 | 0.20829 | 0 | 0 | 0 | 0 | 0 | 0 | 0 | 0 | 0 | 0.20829 | Uprating 6.6kV network to 11kV to reduce demand on Salutation s/s. | #REF! | #REF! | #REF! | #REF! | #REF! | #REF!
| 51 | Spondon - Stanton - Heanor - Annesley 132kV reinforcement | 132kV | j | 2015 | 99.8 | 4.3544 | 4.3544 | 0 | 0 | 0 | 0 | 0 | 0 | 0 | 0 | 2.1673 | 2.1871 | Looping 132kV circuit through Heanor, installation of 2 x 132kV circuit breakers at Heanor | #REF! | #REF! | #REF! | #REF! | #REF! | #REF!
| 52 | Spondon 33/11kV reinforcement | 33kV | a | 2010 | 24 | 0.52073 | 0.52073 | 0 | 0 | 0 | 0 | 0 | 0 | 0 | 0 | 0 | 0.52073 | Installation of a third transformer (20/40MVA). Co-ordination with 11kV and 33kV switchgear replacements. | #REF! | #REF! | #REF! | #REF! | #REF! | #REF!
| 53 | Stamford 132/33/11kV reinforcement | 33kV | a | 2010 | 16 | 1.047 | 1.047 | 0 | 0 | 0 | 0 | 0 | 0.52973 | 0.51724 | 0 | 0 | 0 | Uprating 33/11kV transformers with 40MVA units | #REF! | #REF! | #REF! | #REF! | #REF! | #REF!
| 54 | Stoke Bardolph - New GSP | 132kV | b | 2011 | 117 | 30.6576 | 30.0901 | 0 | 0 | 0 | 0 | 0.5675 | 1.0595 | 10.0345 | 11.9782 | 7.018 | 0 | Installation of new GSP to support Ratcliffe picking up Nottingham East on new 132kV cable and new OHL for new BSP to pick up Notts North. | #REF! | #REF! | #REF! | #REF! | #REF! | #REF!
| 55 | Stony Stratford - Buckingham - Wicken - Towcester circuit reinforcement | 33kV | b | 2013 | 15 | 0.72244 | 0.72244 | 0 | 0 | 0 | 0 | 0 | 0 | 0 | 0 | 0.72244 | 0 | Reinforcement/rebuild/reconfiguration of the network required to increase the thermal rating. | #REF! | #REF! | #REF! | #REF! | #REF! | #REF!
| 56 | Stony Stratford - Shenley Wood - Eldergate circuit reinforcement | 33kV | b | 2008 | 24 | 0.63568 | 0.63568 | 0 | 0 | 0 | 0 | 0 | 0.63568 | 0 | 0 | 0 | 0 | Installation of a new 40 MVA circuit from Stony Stratford to split the Shenley Wood / Eldergate circuits | #REF! | #REF! | #REF! | #REF! | #REF! | #REF!
| 57 | Syston 33/11kV reinforcement | 33kV | f | 2012 | 0 | 1.239 | 1.239 | 0 | 0 | 0 | 0 | 0 | 0 | 0 | 1.0326 | 0.20641 | 0 | Installation of capacitors | #REF! | #REF! | #REF! | #REF! | #REF! | #REF!
| 58 | Talbot Street 33/11kV reinforcement | 33kV | a | 2010 | 24 | 1.4473 | 1.4473 | 0 | 0 | 0 | 0 | 0 | 0 | 0.93103 | 0.5163 | 0 | 0 | Installation of third 33/11kV 24MVA transformer and new 33kV circuit to Nottingham (4km) BSP | #REF! | #REF! | #REF! | #REF! | #REF! | #REF!
| 59 | Tamworth Grid 132/33kV Tamworth Town 132/33kV reinforcement | 132kV | c | 2010 | 40 | 0.2069 | 0.2069 | 0 | 0 | 0 | 0 | 0 | 0 | 0.2069 | 0 | 0 | 0 | Extension of 40MVA interconnector to be selectable to both sections of the 33kV switchboard at Tamworth Grid, connection to spare CB. | #REF! | #REF! | #REF! | #REF! | #REF! | #REF!
| 60 | Walton 33/11kV | 33kV | C | 2009 | 10 | 0.52973 | 0.52973 | 0 | 0 | 0 | 0 | 0 | 0.52973 | 0 | 0 | 0 | 0 | Installation of additional 33/11kV 10MVA transformer and associated switchgear | #REF! | #REF! | #REF! | #REF! | #REF! | #REF!
| 61 | Warwick - Campion Hills - Tee Princethorpe 33kV circuit Reinforcement | 33kV | b | 2014 | 4 | 0.20829 | 0.20829 | 0 | 0 | 0 | 0 | 0 | 0 | 0 | 0 | 0 | 0.20829 | Increasing 11kV interconnection and application of sequence scheme to transfer demand away. | #REF! | #REF! | #REF! | #REF! | #REF! | #REF!
| 62 | Watnall / Kimberley New Primary Substation | 33kV | a | 2007 | 40 | 4.2075 | 3.0725 | 0 | 0 | 0 | 0 | 1.135 | 3.0725 | 0 | 0 | 0 | 0 | Installation of new 33/11kV substation and 33kV circuits | #REF! | #REF! | #REF! | #REF! | #REF! | #REF!
| 63 | Wellesbourne 33/11kV New Primary Substation | 33kV | b | 2014 | 24 | 1.9788 | 1.9788 | 0 | 0 | 0 | 0 | 0 | 0 | 0 | 0 | 0 | 1.9788 | Following installation of Warwick West, decommissioning Banbury Rd and extending existing dual 33kV circuits to a reserve site at Wellesbourne. | #REF! | #REF! | #REF! | #REF! | #REF! | #REF!
| 64 | West Burton - Lincoln 132kV DC OHL | 132kV | b | 2012 | 75 | 6.0132 | 6.0132 | 0 | 0 | 0 | 0 | 0 | 0 | 0 | 0 | 2.993 | 3.0202 | Uprating 132kV overhead line | #REF! | #REF! | #REF! | #REF! | #REF! | #REF!
| 65 | West Burton GSP - 3rd SGT | 132kV | c | 2013 | 240 | 1.0321 | 1.0321 | 0 | 0 | 0 | 0 | 0 | 0 | 0 | 0 | 1.0321 | 0 | Installation of a third SGT and a bus-section at West Burton GSP. | #REF! | #REF! | #REF! | #REF! | #REF! | #REF!
| 66 | Westville 33/11kV | 33kV | a | 2013 | 24 | 3.6127 | 3.6127 | 0 | 0 | 0 | 0 | 0 | 0 | 0 | 1.0326 | 2.5801 | 0 | Installation of a new 33/11kV substation and 33kV single circuit to Hucknall (3km) | #REF! | #REF! | #REF! | #REF! | #REF! | #REF!
| 67 | Wigston Magna 33/11kV reinforcement | 33kV | a | 2008 | 32 | 1.5767 | 1.5767 | 0 | 0 | 0 | 0 | 0 | 1.0595 | 0.51724 | 0 | 0 | 0 | Installation of a third 33kV circuit and third 33/11kV 40MVA transformer. | #REF! | #REF! | #REF! | #REF! | #REF! | #REF!
| 68 | Willington - Winster - Uttoxeter 132kV reinforcement | 132kV | c | 2010 | 181 | 3.5103 | 3.5103 | 0 | 0 | 0 | 0 | 0 | 0 | 0 | 2.4782 | 1.0321 | 0 | Unstitching tee (by cabling to Willington GSP) and refurbishment of both circuits (23km Uttoxeter & 35km Winster). | #REF! | #REF! | #REF! | #REF! | #REF! | #REF!
| 69 | Winster - Longcliffe | 33kV | b | 2011 | 27 | 0.20652 | 0.20652 | 0 | 0 | 0 | 0 | 0 | 0 | 0 | 0.20652 | 0 | 0 | Installation of new single 40MVA, 33kV circuit (4km ohl) | #REF! | #REF! | #REF! | #REF! | #REF! | #REF!
| 70 | 0 | 0 | 0 | 0 | 0 | 0 | 0 | 0 | 0 | 0 | 0 | 0 | 0 | 0 | 0 | 0 | 0 | 0 | #REF! | #REF! | #REF! | #REF! | #REF! | #REF!
|  | Total |  |  |  | 3262.75 | 168.7247 | 167.0222 | 0 | 0 | 0 | 0 | 1.7025 | 24.2618 | 30 | 37.2769 | 36.7412 | 38.7423

## FBPQ LR6
Main Forecast Business Plan DPCR5 |  |  |  |  | Index
LR6 - Fault levels
Fault level system measures
|  |  | As at 31st March 2010 |  |  | As at 31st March 2015
|  |  | 132kV | EHV | HV | 132kV | EHV | HV
| No. of switchboards |  | 50 | 175 | 411 | 51 | 177 | 420
| No. of switchboards @ >95% of F.L. |  | 5 | 12 | 32 | 5 | 10 | 30
| No. of switchboards having fault level 'operational restrictions' |  | 5 | 12 | 32 | 5 | 10 | 30
Number of fault level schemes
| No. of schemes |  | DPCR4 |  |  | DPCR5
|  |  | 132kV | EHV | HV | 132kV | EHV | HV
| Switchboards |  | 0 | 0 | 0 | 1 | 3 | 3
| Transformers |  | 0 | 0 | 0 | 0 | 0 | 0
| Other |  | 0 | 0 | 0 | 0 | 0 | 0
Fault level reinforcement
|  | DPCR4 |  |  |  |  | DPCR5 |  |  |  |  | DPCR4 |  |  | DPCR5
|  | 2005/06 | 2006/07 | 2007/08 | 2008/09 | 2009/10 | 2010/11 | 2011/12 | 2012/13 | 2013/14 | 2014/15 | Actuals | Forecast | Total | Forecast | % change
|  | (£m) | (£m) | (£m) | (£m) | (£m) | (£m) | (£m) | (£m) | (£m) | (£m) | (£m) | (£m) | (£m) | (£m) | (£m)
Fault level reinforcement:
| LV | 0 | 0 | 0 | 0 | 0 | 0 | 0 | 0 | 0 | 0 | 0 | 0 | 0 | 0 | 0
| HV | 0 | 0 | 0.79758 | 0 | 0 | 0.52973 | 0 | 0 | 0.72244 | 0 | 0.79758 | 0 | 0.79758 | 1.2522 | 57%
| EHV | 0 | 0 | 0.79758 | 2.4541 | 0.66653 | 3.6022 | 0.72414 | 1.0326 | 1.6513 | 0 | 0.79758 | 3.1206 | 3.9182 | 7.0102 | 78.91%
| 132kV | 0 | 0 | 2.0936 | 2.7888 | 4.2214 | 0 | 0.51724 | 0.5163 | 0 | 0 | 2.0936 | 7.0101 | 9.1038 | 1.0335 | -88.65%
| Total expenditure | 0 | 0 | 3.6888 | 5.2429 | 4.8879 | 4.1319 | 1.2414 | 1.5489 | 2.3737 | 0 | 3.6888 | 10.1308 | 13.8195 | 9.2959 | -32.73%

## FBPQ NL1
Main Forecast Business Plan DPCR5 |  |  |  |  | Index
NL1 - Condition based expenditure
Total condition based replacement
| Asset Categories |  | DPCR 4 |  |  |  |  | DPCR 5 |  |  |  |  | DPCR4 |  |  | DPCR5
|  |  | 2005/06 | 2006/07 | 2007/08 | 2008/09 | 2009/10 | 2010/11 | 2011/12 | 2012/13 | 2013/14 | 2014/15 | Actuals | Forecast | Total | Forecast | % change
|  |  | £m | £m | £m | £m | £m | £m | £m | £m | £m | £m
| Metered LV Services | Overhead | 0.29921 | 0.29908 | 1.0977 | 4.021 | 2.337 | 1.9104 | 1.8662 | 1.863 | 1.9659 | 1.9833 | 1.696 | 6.358 | 8.054 | 9.5887 | 19.06%
|  | Underground | 1.6955 | 2.3926 | 3.5924 | 0.33509 | 0.77899 | 1.2736 | 1.3478 | 1.449 | 1.6555 | 1.7745 | 7.6805 | 1.1141 | 8.7946 | 7.5003 | -14.72%
| Un-metered LV Services | Overhead | 0 | 0 | 0 | 0 | 0 | 0 | 0 | 0 | 0 | 0 | 0 | 0 | 0 | 0 | 0
|  | Underground | 0 | 0 | 0 | 0 | 0 | 0 | 0 | 0 | 0 | 0 | 0 | 0 | 0 | 0 | 0
| LV System | Overhead mains | 0.39894 | 0.49846 | 0.69852 | 4.9146 | 4.7853 | 1.2736 | 1.2441 | 1.3455 | 1.3451 | 1.357 | 1.5959 | 9.6998 | 11.2958 | 6.5652 | -41.88%
|  | Underground mains | 1.3963 | 2.4923 | 3.9916 | 0.33509 | 0.77899 | 0.84905 | 0.82942 | 1.242 | 1.552 | 1.7745 | 7.8802 | 1.1141 | 8.9942 | 6.247 | -30.54%
|  | Switchgear (incl other plant & equipment) | 0.59842 | 0.89723 | 1.1975 | 0.55848 | 1.1128 | 0.84905 | 0.93309 | 1.035 | 1.1381 | 1.2526 | 2.6931 | 1.6713 | 4.3644 | 5.2079 | 19.32%
| HV | Overhead lines | 2.7926 | 2.7914 | 2.7941 | 11.728 | 10.2382 | 6.474 | 5.9096 | 5.5889 | 5.2768 | 5.2192 | 8.3781 | 21.9662 | 30.3443 | 28.4684 | -6.182%
|  | Underground cables | 1.496 | 1.9938 | 3.0935 | 0.55848 | 1.0016 | 1.0613 | 1.1404 | 1.242 | 1.2416 | 1.4614 | 6.5833 | 1.56 | 8.1434 | 6.1467 | -24.52%
|  | Submarine | 0 | 0 | 0 | 0 | 0 | 0 | 0 | 0 | 0 | 0 | 0 | 0 | 0 | 0 | 0
|  | Switchgear (incl other plant & equipment) | 3.8897 | 6.48 | 6.5861 | 4.3561 | 6.0094 | 6.8985 | 7.6721 | 8.1763 | 9.1051 | 8.3508 | 16.9558 | 10.3655 | 27.3213 | 40.2027 | 47.15%
|  | Transformers | 0 | 0.89723 | 1.1975 | 0.67017 | 1.7806 | 1.1674 | 1.2441 | 1.3455 | 1.6555 | 1.8789 | 2.0947 | 2.4507 | 4.5454 | 7.2914 | 60.41%
|  | Substation | 0.89762 | 2.3926 | 2.2951 | 1.5637 | 2.5596 | 1.2736 | 1.2441 | 1.242 | 1.2416 | 1.2526 | 5.5854 | 4.1233 | 9.7087 | 6.2539 | -35.58%
| EHV | Overhead lines | 0.099736 | 0.49846 | 0.99789 | 3.4625 | 0.89028 | 2.0165 | 6.428 | 2.3804 | 12.209 | 7.4113 | 1.5961 | 4.3528 | 5.9489 | 30.4453 | 411.8%
|  | Underground cables | 1.496 | 1.3957 | 1.896 | 0 | 1.1128 | 0 | 0 | 5.0714 | 3.104 | 0 | 4.7877 | 1.1128 | 5.9006 | 8.1754 | 38.55%
|  | Submarine | 0 | 0 | 0 | 0 | 0 | 0 | 0 | 0 | 0 | 0 | 0 | 0 | 0 | 0 | 0
|  | Switchgear (incl other plant & equipment) | 0.29921 | 0.89723 | 1.1975 | 1.117 | 1.0016 | 1.6981 | 2.6956 | 4.8644 | 3.9317 | 6.8894 | 2.3939 | 2.1185 | 4.5124 | 20.0792 | 345%
|  | Transformers | 0.19947 | 0.89723 | 0.49894 | 0.67017 | 0.55642 | 0.74291 | 1.8662 | 2.6909 | 2.6901 | 0.73069 | 1.5956 | 1.2266 | 2.8222 | 8.7209 | 209%
|  | Substation | 0.19947 | 1.4954 | 0.99789 | 2.2339 | 2.2257 | 0.31839 | 0.10368 | 0.20699 | 0.10347 | 0.20877 | 2.6927 | 4.4596 | 7.1523 | 0.9413 | -86.84%
| 132kV | Overhead lines | 0.79789 | 0.89723 | 7.7835 | 8.3771 | 6.8997 | 2.7594 | 0 | 0.72448 | 0 | 4.3842 | 9.4787 | 15.2768 | 24.7555 | 7.868 | -68.22%
|  | Underground cables | 2.9921 | 0.29908 | 0 | 0 | 0.55642 | 1.2736 | 5.7022 | 6.8308 | 9.8293 | 9.9165 | 3.2912 | 0.55642 | 3.8476 | 33.5525 | 772%
|  | Submarine cables | 0 | 0 | 0 | 0 | 0 | 0 | 0 | 0 | 0 | 0 | 0 | 0 | 0 | 0 | 0
|  | Switchgear (incl other plant & equipment) | 2.8923 | 1.8942 | 0.19958 | 0 | 4.674 | 12.7357 | 11.9229 | 6.8308 | 3.8283 | 3.8622 | 4.9861 | 4.674 | 9.66 | 39.1799 | 305.6%
|  | Transformers | 2.0945 | 0.79754 | 0 | 0 | 2.1144 | 2.0165 | 2.4883 | 1.9664 | 1.9659 | 0 | 2.892 | 2.1144 | 5.0064 | 8.437 | 68.53%
|  | Substation | 0 | 0 | 0 | 0 | 0 | 0.19526 | 0 | 0 | 0 | 0 | 0 | 0 | 0 | 0.19526 | 0
| Total non-load replacement (£m) |  | 24.535 | 30.2067 | 40.1152 | 44.9014 | 51.4137 | 46.7866 | 54.6379 | 56.0955 | 63.8388 | 59.708 | 94.8569 | 96.3151 | 191.172 | 281.0668 | 47.02%
Proactive condition based replacement (non fault)
| Asset Categories |  | DPCR 4 2005/06: DPCR 4; DPCR 5 2010/11: DPCR 5 | DPCR4 |  |  | DPCR5
|  |  | 2005/06 | 2006/07 | 2007/08 | 2008/09 | 2009/10 | 2010/11 | 2011/12 | 2012/13 | 2013/14 | 2014/15 | Actuals | Forecast | Total | Forecast | % change
|  |  | £m | £m | £m | £m | £m | £m | £m | £m | £m | £m
| Metered LV Services | Overhead | 0.29921 | 0.29908 | 1.0977 | 4.021 | 2.337 | 1.9104 | 1.8662 | 1.863 | 1.9659 | 1.9833 | 1.696 | 6.358 | 8.054 | 9.5887 | 19.06%
|  | Underground | 1.6955 | 2.2929 | 3.4926 | 0.22339 | 0.66771 | 1.2736 | 1.3478 | 1.449 | 1.6555 | 1.7745 | 7.481 | 0.8911 | 8.3721 | 7.5003 | -10.41%
| Un-metered LV Services | Overhead | 0 | 0 | 0 | 0 | 0 | 0 | 0 | 0 | 0 | 0 | 0 | 0 | 0 | 0 | 0
|  | Underground | 0 | 0 | 0 | 0 | 0 | 0 | 0 | 0 | 0 | 0 | 0 | 0 | 0 | 0 | 0
| LV System | Overhead mains | 0.39894 | 0.49846 | 0.69852 | 4.9146 | 4.7853 | 1.2736 | 1.2441 | 1.3455 | 1.3451 | 1.357 | 1.5959 | 9.6998 | 11.2958 | 6.5652 | -41.88%
|  | Underground mains | 1.3963 | 2.3926 | 3.8918 | 0.22339 | 0.66771 | 0.84905 | 0.82942 | 1.1385 | 1.4485 | 1.6702 | 7.6807 | 0.8911 | 8.5718 | 5.9356 | -30.75%
|  | Switchgear (incl other plant & equipment) | 0.19947 | 0.29908 | 0.39916 | 0.1117 | 0.66771 | 0.42452 | 0.51839 | 0.62098 | 0.72427 | 0.83508 | 0.8977 | 0.7794 | 1.6771 | 3.1232 | 86.23%
| HV | Overhead lines | 2.6929 | 2.6917 | 2.6943 | 11.6163 | 10.1269 | 6.3678 | 5.8059 | 5.4854 | 5.1733 | 5.1148 | 8.0789 | 21.7432 | 29.8221 | 27.9473 | -6.287%
|  | Underground cables | 1.496 | 1.9938 | 3.0935 | 0.55848 | 1.0016 | 1.0613 | 1.1404 | 1.242 | 1.2416 | 1.4614 | 6.5833 | 1.56 | 8.1434 | 6.1467 | -24.52%
|  | Submarine | 0 | 0 | 0 | 0 | 0 | 0 | 0 | 0 | 0 | 0 | 0 | 0 | 0 | 0 | 0
|  | Switchgear (incl other plant & equipment) | 3.2913 | 5.4831 | 5.5882 | 3.4625 | 5.1191 | 6.1556 | 6.9464 | 7.4518 | 8.3808 | 7.6201 | 14.3625 | 8.5817 | 22.9442 | 36.5546 | 59.32%
|  | Transformers | 0 | 0.39877 | 0.49894 | 0.33509 | 1.4467 | 0.84905 | 0.93309 | 1.035 | 1.2416 | 1.4614 | 0.89771 | 1.7818 | 2.6795 | 5.5201 | 106%
|  | Substation | 0.69815 | 1.9938 | 1.896 | 1.2286 | 2.2257 | 0.95518 | 0.93309 | 0.93148 | 0.9312 | 0.93946 | 4.588 | 3.4543 | 8.0423 | 4.6904 | -41.68%
| EHV | Overhead lines | 0.099736 | 0.49846 | 0.99789 | 3.4625 | 0.89028 | 2.0165 | 6.428 | 2.3804 | 12.209 | 7.4113 | 1.5961 | 4.3528 | 5.9489 | 30.4453 | 411.8%
|  | Underground cables | 1.496 | 1.3957 | 1.896 | 0 | 1.1128 | 0 | 0 | 5.0714 | 3.104 | 0 | 4.7877 | 1.1128 | 5.9006 | 8.1754 | 38.55%
|  | Submarine | 0 | 0 | 0 | 0 | 0 | 0 | 0 | 0 | 0 | 0 | 0 | 0 | 0 | 0 | 0
|  | Switchgear (incl other plant & equipment) | 0.29921 | 0.79754 | 1.0977 | 1.0053 | 0.89028 | 1.592 | 2.5919 | 4.7609 | 3.8283 | 6.785 | 2.1944 | 1.8955 | 4.09 | 19.558 | 378.2%
|  | Transformers | 0.099736 | 0.39877 | 0.19958 | 0.33509 | 0.22257 | 0.53065 | 1.6588 | 2.4839 | 2.4832 | 0.52192 | 0.69808 | 0.55766 | 1.2557 | 7.6785 | 511.5%
|  | Substation | 0.19947 | 1.4954 | 0.99789 | 2.2339 | 2.2257 | 0.31839 | 0.10368 | 0.20699 | 0.10347 | 0.20877 | 2.6927 | 4.4596 | 7.1523 | 0.9413 | -86.84%
| 132kV | Overhead lines | 0.79789 | 0.89723 | 7.7835 | 8.3771 | 6.8997 | 2.7594 | 0 | 0.72448 | 0 | 4.3842 | 9.4787 | 15.2768 | 24.7555 | 7.868 | -68.22%
|  | Underground cables | 2.9921 | 0.29908 | 0 | 0 | 0.55642 | 1.2736 | 5.7022 | 6.8308 | 9.8293 | 9.9165 | 3.2912 | 0.55642 | 3.8476 | 33.5525 | 772%
|  | Submarine cables | 0 | 0 | 0 | 0 | 0 | 0 | 0 | 0 | 0 | 0 | 0 | 0 | 0 | 0 | 0
|  | Switchgear (incl other plant & equipment) | 2.8923 | 1.8942 | 0.19958 | 0 | 4.674 | 12.7357 | 11.9229 | 6.8308 | 3.8283 | 3.8622 | 4.9861 | 4.674 | 9.66 | 39.1799 | 305.6%
|  | Transformers | 2.0945 | 0.79754 | 0 | 0 | 2.1144 | 2.0165 | 2.4883 | 1.9664 | 1.9659 | 0 | 2.892 | 2.1144 | 5.0064 | 8.437 | 68.53%
|  | Substation | 0 | 0 | 0 | 0 | 0 | 0.19526 | 0 | 0 | 0 | 0 | 0 | 0 | 0 | 0.19526 | 0
| Total proactive condition based replacement (£m) |  | 23.1387 | 26.8172 | 36.5228 | 42.109 | 48.6315 | 44.5579 | 52.4607 | 53.8186 | 61.4591 | 57.3071 | 86.4787 | 90.7406 | 177.2193 | 269.6034 | 52.13%
Reactive condition-based replacement (fault)
| Asset Categories |  | DPCR 4 2005/06: DPCR 4; DPCR 5 2010/11: DPCR 5 | DPCR4 |  |  | DPCR5
|  |  | 2005/06 | 2006/07 | 2007/08 | 2008/09 | 2009/10 | 2010/11 | 2011/12 | 2012/13 | 2013/14 | 2014/15 | Actuals | Forecast | Total | Forecast | % change
|  |  | £m | £m | £m | £m | £m | £m | £m | £m | £m | £m
| Metered LV Services | Overhead | 0 | 0 | 0 | 0 | 0 | 0 | 0 | 0 | 0 | 0 | 0 | 0 | 0 | 0 | 0
|  | Underground | 0 | 0.099692 | 0.099789 | 0.1117 | 0.11128 | 0 | 0 | 0 | 0 | 0 | 0.19948 | 0.22298 | 0.42246 | 0 | -100%
| Un-metered LV Services | Overhead | 0 | 0 | 0 | 0 | 0 | 0 | 0 | 0 | 0 | 0 | 0 | 0 | 0 | 0 | 0
|  | Underground | 0 | 0 | 0 | 0 | 0 | 0 | 0 | 0 | 0 | 0 | 0 | 0 | 0 | 0 | 0
| LV System | Overhead mains | 0 | 0 | 0 | 0 | 0 | 0 | 0 | 0 | 0 | 0 | 0 | 0 | 0 | 0 | 0
|  | Underground mains | 0 | 0.099692 | 0.099789 | 0.1117 | 0.11128 | 0 | 0 | 0.1035 | 0.10347 | 0.10438 | 0.19948 | 0.22298 | 0.42246 | 0.31135 | -26.3%
|  | Switchgear (incl other plant & equipment) | 0.39894 | 0.59815 | 0.79831 | 0.44678 | 0.44514 | 0.42452 | 0.41471 | 0.41399 | 0.41387 | 0.41754 | 1.7954 | 0.89192 | 2.6873 | 2.0846 | -22.43%
| HV | Overhead lines | 0.099736 | 0.099692 | 0.099789 | 0.1117 | 0.11128 | 0.10613 | 0.10368 | 0.1035 | 0.10347 | 0.10438 | 0.29922 | 0.22298 | 0.5222 | 0.52116 | -0.1993%
|  | Underground cables | 0 | 0 | 0 | 0 | 0 | 0 | 0 | 0 | 0 | 0 | 0 | 0 | 0 | 0 | 0
|  | Submarine | 0 | 0 | 0 | 0 | 0 | 0 | 0 | 0 | 0 | 0 | 0 | 0 | 0 | 0 | 0
|  | Switchgear (incl other plant & equipment) | 0.59842 | 0.99692 | 0.99789 | 0.89356 | 0.89028 | 0.74291 | 0.72574 | 0.72448 | 0.72427 | 0.73069 | 2.5932 | 1.7838 | 4.3771 | 3.6481 | -16.65%
|  | Transformers | 0 | 0.49846 | 0.69852 | 0.33509 | 0.33385 | 0.31839 | 0.31103 | 0.31049 | 0.41387 | 0.41754 | 1.197 | 0.66894 | 1.8659 | 1.7713 | -5.07%
|  | Substation | 0.19947 | 0.39877 | 0.39916 | 0.33509 | 0.33385 | 0.31839 | 0.31103 | 0.31049 | 0.3104 | 0.31315 | 0.9974 | 0.66894 | 1.6663 | 1.5635 | -6.173%
| EHV | Overhead lines | 0 | 0 | 0 | 0 | 0 | 0 | 0 | 0 | 0 | 0 | 0 | 0 | 0 | 0 | 0
|  | Underground cables | 0 | 0 | 0 | 0 | 0 | 0 | 0 | 0 | 0 | 0 | 0 | 0 | 0 | 0 | 0
|  | Submarine | 0 | 0 | 0 | 0 | 0 | 0 | 0 | 0 | 0 | 0 | 0 | 0 | 0 | 0 | 0
|  | Switchgear (incl other plant & equipment) | 0 | 0.099692 | 0.099789 | 0.1117 | 0.11128 | 0.10613 | 0.10368 | 0.1035 | 0.10347 | 0.10438 | 0.19948 | 0.22298 | 0.42246 | 0.52116 | 23.36%
|  | Transformers | 0.099736 | 0.49846 | 0.29937 | 0.33509 | 0.33385 | 0.21226 | 0.20735 | 0.20699 | 0.20693 | 0.20877 | 0.89756 | 0.66894 | 1.5665 | 1.0423 | -33.46%
|  | Substation | 0 | 0 | 0 | 0 | 0 | 0 | 0 | 0 | 0 | 0 | 0 | 0 | 0 | 0 | 0
| 132kV | Overhead lines | 0 | 0 | 0 | 0 | 0 | 0 | 0 | 0 | 0 | 0 | 0 | 0 | 0 | 0 | 0
|  | Underground cables | 0 | 0 | 0 | 0 | 0 | 0 | 0 | 0 | 0 | 0 | 0 | 0 | 0 | 0 | 0
|  | Submarine cables | 0 | 0 | 0 | 0 | 0 | 0 | 0 | 0 | 0 | 0 | 0 | 0 | 0 | 0 | 0
|  | Switchgear (incl other plant & equipment) | 0 | 0 | 0 | 0 | 0 | 0 | 0 | 0 | 0 | 0 | 0 | 0 | 0 | 0 | 0
|  | Transformers | 0 | 0 | 0 | 0 | 0 | 0 | 0 | 0 | 0 | 0 | 0 | 0 | 0 | 0 | 0
|  | Substation | 0 | 0 | 0 | 0 | 0 | 0 | 0 | 0 | 0 | 0 | 0 | 0 | 0 | 0 | 0
| Total reactive condition based replacement (£m) |  | 1.3963 | 3.3895 | 3.5924 | 2.7924 | 2.7821 | 2.2287 | 2.1772 | 2.2769 | 2.3797 | 2.4008 | 8.3782 | 5.5745 | 13.9527 | 11.4635 | -17.84%
Overhead line refurbishment / replacement
| Asset Categories |  | DPCR 4 2005/06: DPCR 4; DPCR 5 2010/11: DPCR 5 | DPCR4 |  |  | DPCR5
|  |  | 2005/06 | 2006/07 | 2007/08 | 2008/09 | 2009/10 | 2010/11 | 2011/12 | 2012/13 | 2013/14 | 2014/015 | Actuals | Forecast | Total | Forecast | % change
|  |  | £m | £m | £m | £m | £m | £m | £m | £m | £m | £m
| LV Mains | Refurbishment | 0 | 0 | 0 | 0.22339 | 1.3354 | 0 | 0 | 0 | 0 | 0 | 0 | 1.5588 | 1.5588 | 0 | -100%
|  | Full rebuild | 0.099736 | 0.099692 | 0.099789 | 0.89356 | 0.55642 | 0.74291 | 0.72574 | 0.82798 | 0.82773 | 0.83508 | 0.29922 | 1.45 | 1.7492 | 3.9594 | 126.4%
|  | Undergrounding | 0.29921 | 0.39877 | 0.59873 | 3.7976 | 2.8934 | 0.53065 | 0.51839 | 0.51749 | 0.51733 | 0.52192
|  | Covered Conductor | 0 | 0 | 0 | 0 | 0 | 0 | 0 | 0 | 0 | 0
|  | Pole replacement only (i.e. D poles) | 0 | 0 | 0 | 0 | 0 | 0 | 0 | 0 | 0 | 0
|  | Total OHL expenditure (£m) | 0.39894 | 0.49846 | 0.69852 | 4.9146 | 4.7853 | 1.2736 | 1.2441 | 1.3455 | 1.3451 | 1.357 | 1.5959 | 9.6998 | 11.2958 | 6.5652 | -41.88%
| HV | Refurbishment | 1.2966 | 1.296 | 1.2973 | 5.5848 | 5.1191 | 2.2287 | 1.9699 | 1.863 | 1.7589 | 1.7745 | 3.8898 | 10.7039 | 14.5937 | 9.595 | -34.25%
|  | Full rebuild | 0.59842 | 0.59815 | 0.59873 | 2.4573 | 3.5611 | 4.1391 | 3.8361 | 3.6224 | 3.4144 | 3.3403 | 1.7953 | 6.0184 | 7.8137 | 18.3523 | 134.9%
|  | Undergrounding | 0.79789 | 0.79754 | 0.79831 | 3.5742 | 1.4467 | 0 | 0 | 0 | 0 | 0
|  | Covered Conductor | 0 | 0 | 0 | 0 | 0 | 0 | 0 | 0 | 0 | 0
|  | Pole replacement only (i.e. D poles) | 0 | 0 | 0 | 0 | 0 | 0 | 0 | 0 | 0 | 0
|  | Total OHL expenditure (£m) | 2.6929 | 2.6917 | 2.6943 | 11.6163 | 10.1269 | 6.3678 | 5.8059 | 5.4854 | 5.1733 | 5.1148 | 8.0789 | 21.7432 | 29.8221 | 27.9473 | -6.287%
| EHV - Pole line | Refurbishment | 0.099736 | 0.49846 | 0.99789 | 3.4625 | 0.66771 | 0 | 0.10368 | 0.41399 | 0 | 0.20877 | 1.5961 | 4.1303 | 5.7263 | 0.72644 | -87.31%
|  | Full rebuild | 0 | 0 | 0 | 0 | 0 | 1.8042 | 5.9096 | 1.9664 | 11.0709 | 6.8894 | 0 | 0 | 0 | 27.6406 | 0
|  | Undergrounding | 0 | 0 | 0 | 0 | 0.22257 | 0 | 0.41471 | 0 | 0 | 0
|  | Pole replacement only (i.e. D poles) | 0 | 0 | 0 | 0 | 0 | 0 | 0 | 0 | 0 | 0
| EHV - Tower line | Fittings only | 0 | 0 | 0 | 0 | 0 | 0 | 0 | 0 | 0 | 0 | 0 | 0 | 0 | 0 | 0
|  | Reconductoring | 0 | 0 | 0 | 0 | 0 | 0.21226 | 0 | 0 | 0.10347 | 0.31315 | 0 | 0 | 0 | 0.62888 | 0
|  | Undergrounding | 0 | 0 | 0 | 0 | 0 | 0 | 0 | 0 | 0.20693 | 0
|  | Tower Refurbishment | 0 | 0 | 0 | 0 | 0 | 0 | 0 | 0 | 0.82773 | 0
| EHV Total | Total OHL expenditure (£m) | 0.099736 | 0.49846 | 0.99789 | 3.4625 | 0.89028 | 2.0165 | 6.428 | 2.3804 | 12.209 | 7.4113 | 1.5961 | 4.3528 | 5.9489 | 30.4453 | 411.8%
| 132kV - Pole Line | Refurbishment | 0 | 0 | 0 | 0 | 0 | 0 | 0 | 0 | 0 | 0 | 0 | 0 | 0 | 0 | 0
|  | Full rebuild | 0 | 0 | 0 | 0 | 0 | 0 | 0 | 0 | 0 | 0 | 0 | 0 | 0 | 0 | 0
|  | Undergrounding | 0 | 0 | 0 | 0 | 0 | 0 | 0 | 0 | 0 | 0
|  | Pole replacement only (i.e. D poles) | 0 | 0 | 0 | 0 | 0 | 0 | 0 | 0 | 0 | 0
| 132kV - Tower line | Fittings only | 0 | 0 | 0 | 0 | 0 | 0 | 0 | 0 | 0 | 0
|  | Reconductoring | 0.79789 | 0.89723 | 7.7835 | 8.3771 | 3.7837 | 2.1226 | 0 | 0.72448 | 0 | 4.3842 | 9.4787 | 12.1608 | 21.6395 | 7.2312 | -66.58%
|  | Undergrounding | 0 | 0 | 0 | 0 | 3.116 | 0 | 0 | 0 | 0 | 0
|  | Tower Refurbishment | 0 | 0 | 0 | 0 | 0 | 0.63678 | 0 | 0 | 0 | 0 | 0 | 0 | 0 | 0.63678 | 0
| 132 kV Total | Total OHL expenditure (£m) | 0.79789 | 0.89723 | 7.7835 | 8.3771 | 6.8997 | 2.7594 | 0 | 0.72448 | 0 | 4.3842 | 9.4787 | 15.2768 | 24.7555 | 7.868 | -68.22%

## FBPQ C2
Main Forecast Business Plan DPCR5 |  |  |  | Index
C2 - Unit costs
|  |  | Asset categories | Units | New build |  | Replacement
[5 empty] | Direct costs | Cost including indirects (absorbed costs in T2A) | Direct costs | Cost including indirects (absorbed costs in T2A) | TOTAL
[5 empty] | (£k) | (£k) | (£k) | (£k) | (£k)
LV Network
Overhead lines
|  |  | LV Main (OHL) | km | 26.001 | 2.7995 | 35.096 | 4.4139 | 39.5099
|  |  | LV Service (OHL) | Each | 0.214 | 0.023041 | 0.428 | 0.053828 | 0.48183
Overhead lines - Support
|  |  | LV Support | Each | 0 | 0 | 0 | 0 | 0
Underground cables
|  |  | LV Main (UG Consac) | km | 103.469 | 11.1404 | 107 | 13.457 | 120.457
|  |  | LV Main (UG Plastic) | km | 103.469 | 11.1404 | 107 | 13.457 | 120.457
|  |  | LV Main (UG Paper) | km | 103.469 | 11.1404 | 107 | 13.457 | 120.457
|  |  | LV Service (UG) | Each | 1.0598 | 0.11411 | 1.4308 | 0.17995 | 1.6108
Switchgear
|  |  | LV Pillar (ID) | Each | 3.424 | 0.36866 | 4.815 | 0.60557 | 5.4206
|  |  | LV Pillar (OD) | Each | 3.424 | 0.36866 | 4.815 | 0.60557 | 5.4206
|  |  | LV Board (WM) | Each | 3.424 | 0.36866 | 4.815 | 0.60557 | 5.4206
|  |  | LV UGB | Each | 3.103 | 0.3341 | 4.066 | 0.51137 | 4.5774
|  |  | LV Fuses (PM) | Each
|  |  | LV Fuses (TM) | Each
HV network
Overhead lines
|  |  | 6.6/11 kV OHL (Open) | km | 30.388 | 3.2719 | 36.273 | 4.5619 | 40.8349
|  |  | 6.6/11 kV OHL (Covered) | km | 30.388 | 3.2719 | 36.273 | 4.5619 | 40.8349
|  |  | 20 kV OHL (Open) | km | 0 | 0 | 0 | 0 | 0
|  |  | 20 kV OHL (Covered) | km | 0 | 0 | 0 | 0 | 0
Overhead lines - Support
|  |  | 6.6/11 kV Support | Each | 0 | 0 | 0 | 0 | 0
|  |  | 20 kV Support | Each | 0 | 0 | 0 | 0 | 0
Underground cables (kms)
|  |  | 6.6/11kV UG Cable | km | 66.768 | 7.1889 | 71.155 | 8.9489 | 80.1039
|  |  | 20kV UG Cable | km | 0 | 0 | 0 | 0 | 0
Submarine cables (kms)
|  |  | HV Sub Cable | km | 0 | 0 | 0 | 0 | 0
Switchgear
|  |  | 6.6/11 kV CB (PM) | Each | 11.235 | 1.2097 | 11.77 | 1.4803 | 13.2503
|  |  | 6.6/11 kV CB (GM) | Each | 24.182 | 2.6037 | 26.001 | 3.2701 | 29.2711
|  |  | 6.6/11 kV Switch (PM) | Each | 0.963 | 0.10369 | 1.391 | 0.17494 | 1.5659
|  |  | 6.6/11 kV Switch (GM) | Each | 3.852 | 0.41474 | 4.387 | 0.55174 | 4.9387
|  |  | 6.6/11 kV RMU | Each | 12.947 | 1.394 | 13.803 | 1.736 | 15.539
|  |  | 6.6/11 kV Switchgear - Other (PM) | Each
|  |  | 6.6/11 kV Switchgear - Other (GM) | Each
|  |  | 20 kV CB (PM) | Each | 0 | 0 | 0 | 0 | 0
|  |  | 20 kV CB (GM) | Each | 0 | 0 | 0 | 0 | 0
|  |  | 20 kV Switch (PM) | Each | 0 | 0 | 0 | 0 | 0
|  |  | 20 kV Switch (GM) | Each | 0 | 0 | 0 | 0 | 0
|  |  | 20 kV RMU | Each | 0 | 0 | 0 | 0 | 0
|  |  | 20 kV Switchgear - Other (PM) | Each
|  |  | 20 kV Switchgear - Other (GM) | Each
Transformers
|  |  | 6.6/11 kV Transformer (PM) | Each | 3.103 | 0.3341 | 3.103 | 0.39025 | 3.4933
|  |  | 6.6/11 kV Transformer (GM) | Each | 9.309 | 1.0023 | 10.058 | 1.265 | 11.323
|  |  | 20 kV Transformer (PM) | Each | 0 | 0 | 0 | 0 | 0
|  |  | 20 kV Transformer (GM) | Each | 0 | 0 | 0 | 0 | 0
EHV Network
Overhead lines
|  |  | 33kV OHL (Pole Line) | km | 73.723 | 7.9377 | 82.818 | 10.4158 | 93.2338
|  |  | 33kV OHL (Tower Line) | km | 116.416 | 12.5344 | 131.931 | 16.5925 | 148.5235
|  |  | 66kV OHL (Pole Line) | km | 147.125 | 15.8408 | 156.22 | 19.6473 | 175.8673
|  |  | 66kV OHL (Tower Line) | km | 147.125 | 15.8408 | 156.22 | 19.6473 | 175.8673
Overhead lines - Support
|  |  | 33kV Pole | Each | 0 | 0 | 0 | 0 | 0
|  |  | 33kV Tower | Each | 0 | 0 | 0 | 0 | 0
|  |  | 66kV Pole | Each | 0 | 0 | 0 | 0 | 0
|  |  | 66kV Tower | Each | 0 | 0 | 0 | 0 | 0
Underground cables (kms)
|  |  | 33kV UG Cable (Non Pressurised) | km | 210.576 | 22.6725 | 216.354 | 27.2101 | 243.5641
|  |  | 33kV UG Cable (Oil) | km | 210.576 | 22.6725 | 216.354 | 27.2101 | 243.5641
|  |  | 33kV UG Cable (Gas) | km | 0 | 0 | 0 | 0 | 0
|  |  | 66kV UG Cable (Non Pressurised) | km | 1003.874 | 108.0863 | 1015.43 | 127.7073 | 1143.1373
|  |  | 66kV UG Cable (Oil) | km | 1003.874 | 108.0863 | 1015.43 | 127.7073 | 1143.1373
|  |  | 66kV UG Cable (Gas) | km | 0 | 0 | 0 | 0 | 0
Submarine cables (kms)
|  |  | EHV Sub Cable | km | 0 | 0 | 0 | 0 | 0
Switchgear
|  |  | 33 KV CB (ID) | Each | 152.796 | 16.4514 | 155.685 | 19.58 | 175.265
|  |  | 33 kV CB (OD) | Each | 152.796 | 16.4514 | 155.685 | 19.58 | 175.265
|  |  | 33 kV Switch (GM) | Each | 0 | 0 | 0 | 0 | 0
|  |  | 33 kV Switch (PM) | Each | 0 | 0 | 0 | 0 | 0
|  |  | 33 kV RMU | Each | 488.776 | 52.6261 | 495.303 | 62.2927 | 557.5957
|  |  | 33 kV Switchgear - Other | Each
|  |  | 66 KV CB (ID & OD) | Each | 575.981 | 62.0154 | 587.323 | 73.8657 | 661.1887
|  |  | 66 KV Switchgear - Other | Each
Transformers
|  |  | 33 kV Transformer (PM) | Each | 433.457 | 46.67 | 448.223 | 56.3716 | 504.5946
|  |  | 33 kV Transformer (GM) | Each | 446.404 | 48.0639 | 481.393 | 60.5432 | 541.9362
|  |  | 33 kV AuxiliaryTransfomer | Each
|  |  | 66 kV Transformer | Each | 1778.554 | 191.4954 | 1880.953 | 236.5614 | 2117.5144
|  |  | 66 kV AuxiliaryTransfomer | Each
132kV Network
Overhead lines
|  |  | 132kV OHL Conductor (Pole Line) | km | 549.552 | 59.1698 | 601.661 | 75.669 | 677.33
|  |  | 132kV OHL Conductor (Tower Line) | km | 929.83 | 100.114 | 1033.941 | 130.0354 | 1163.9764
Overhead lines - Support
|  |  | 132kV Pole | Each | 0 | 0 | 0 | 0 | 0
|  |  | 132kV Tower | Each | 0 | 0 | 0 | 0 | 0
|  |  | 132kV Fittings (Tower Line) | Each | 0 | 0 | 0 | 0 | 0
Underground cables (kms)
|  |  | 132kV UG Cable (Non Pressurised) | km | 1031.587 | 111.0701 | 1043.25 | 131.2062 | 1174.4562
|  |  | 132kV UG Cable (Oil) | km | 1031.587 | 111.0701 | 1043.25 | 131.2062 | 1174.4562
|  |  | 132kV UG Cable (Gas) | km | 0 | 0 | 0 | 0 | 0
Submarine cables (kms)
|  |  | 132 kV Sub Cable | km | 0 | 0 | 0 | 0 | 0
Switchgear
|  |  | 132 kV CB (ID & OD) | Each | 919.986 | 99.0541 | 931.221 | 117.1166 | 1048.3376
|  |  | 132 kV Switchgear (other) | Each
Transformers
|  |  | 132 kV Transformer | Each | 1796.53 | 193.4309 | 1880.953 | 236.5614 | 2117.5144
|  |  | 132 kV AuxiliaryTransfomer | Each
Tele-control / SCADA
Primary substation
|  |  | 132 kV/EHV RTU (PM) | Each
|  |  | 132 kV/EHV RTU (GM) | Each
Secondary substation
|  |  | HV RTU (PM) | Each
|  |  | HV RTU (GM) | Each
HV network switchgear
6.6/11 kV CB (GM)
|  |  | Primary | Each | 24.182 | 2.6037 | 26.001 | 3.2701 | 29.2711
|  |  | Distribution | Each | 6.099 | 0.65667 | 6.634 | 0.83434 | 7.4683
20 kV Switch (GM)
|  |  | Primary | Each | 0 | 0 | 0 | 0 | 0
|  |  | Distribution | Each | 0 | 0 | 0 | 0 | 0

## RRP 1.3
Regulatory Reporting Pack (RRP) |  |  |  | Index |  | CAUTION - THIS PACK DOES NOT BALANCE
2007/08
Electricity Distribution Industry Activity Costs - individual DNO input
|  | Cash typical costs (excluding disallowed related party margins) | [20 empty] | Atypical cash costs | Pension deficit payments | Metering | Excluded services & de minimis | Relevant distributed generation (less contributions) | IFI | Disallowed Related Party Margins | Statutory Depreciation | Network Rates | Transmission Exit Charges | Pension deficit repair payments by related parties (note 2) | Non activity costs and reconciling amounts (note 3) | Total Annual Operating & Capital Expenditure per Regulatory Accounts
|  | Direct activities | [5 empty] | Indirect activities
| Year ended | Load related new connections & reinforcement (net of contributions) | Non-load new & replacement assets (net of contributions) | Non-operational capex | Faults | Inspections, & Maintenance | Tree Cutting | Network Policy | Network Design & Engineering | Project Management | Engineering Mgt & Clerical Support | Control Centre | System Mapping - Cartographical | Customer Call Centre | Stores | Vehicles & Transport | IT & Telecoms | Property Mgt | HR & Non-operational Training | Health & Safety & Operational Training | Finance & Regulation | CEO etc
|  | £'m | £'m | £'m | £'m | £'m | £'m | £'m | £'m | £'m | £'m | £'m | £'m | £'m | £'m | £'m | £'m | £'m | £'m | £'m | £'m | £'m | £'m | £'m | £'m | £'m | £'m | £'m | £'m | £'m | £'m | £'m | £'m | £'m | £'m
| 31 March 2008 | 46.4595 | 62.5317 | 2.3969 | 26.5144 | 11.6067 | 3.1209 | 0.63889 | 5.1306 | 2.2167 | 16.9396 | 4.43 | 1.5095 | 1.3239 | 1.5623 | 6.151 | 10.2401 | 4.5836 | 1.4398 | 2.0706 | 7.5445 | 1.6451 | 1.3215 | 9.5 | 0.79378 | 9.7514 | -8.3267e-16 | 1.0145 | 4.3033 | 41.9128 | 27.092 | 4.4 | -9.5 | 2.3543 | 313
| Adjustments on T4.3 | [33 empty] | 0
| 31 March 2008 | 46.4595 | 62.5317 | 2.3969 | 26.5144 | 11.6067 | 3.1209 | 0.63889 | 5.1306 | 2.2167 | 16.9396 | 4.43 | 1.5095 | 1.3239 | 1.5623 | 6.151 | 10.2401 | 4.5836 | 1.4398 | 2.0706 | 7.5445 | 1.6451 | 1.3215 | 9.5 | 0.79378 | 9.7514 | -8.3267e-16 | 1.0145 | 4.3033 | 41.9128 | 27.092 | 4.4 | -9.5 | 2.3543 | 313
| 31 March 2007 | 14.1513 | 41.9019 | 2.5347 | 29.3513 | 11.5199 | 5.8258 | 1.3252 | 3.7901 | 4.7917 | 16.9632 | 4.4093 | 1.8923 | 1.9938 | 1.5196 | 4.8615 | 13.53 | 4.2318 | 1.9208 | 2.2642 | 7.1645 | 1.8088 | 1.5637 | 0 | 5.3809 | 15.6992 | 0 | 0 | 1.8408 | 40.6025 | 26.1116 | 4.5663 | 0 | -5.7907 | 267.7259
| 31 March 2006 | 17.3947 | 35.0881 | 1.9915 | 27.1865 | 10.7806 | 3.2645 | 0.42117 | 7.2463 | 6.1037 | 11.6766 | 3.7007 | 1.9451 | 1.4675 | 2.0075 | 4.1312 | 7.0587 | 4.8947 | 1.2662 | 2.0034 | 6.7695 | 2.2294 | 5.8295 | 45.6 | 9.2172 | 8.651 | 0 | 0 | 0 | 42.3885 | 25.8639 | 4.7383 | -45.6 | -5.0463 | 250.27
Notes
| 1 | The individual activities are defined in the Electricity Distribution Price Control Review Price control cost reporting rules: Instructions and Guidance April 2008
| 2 | Pension deficit payments made by a related party and not charged in the regulatory accounts of the DNO
| 3 | Non-activity costs include Ofgem licence fee, Shetland Balancing Costs (SHEPD only), Scottish Electricity Settlements run-off (Scottish DNOs only) and proceeds of asset sales; and reconciling amounts, e.g. intra-group recharges treated as de minimis costs
| 4 | Total Annual Operating & Capital Expenditure per Regulatory Accounts has been adjusted, where appropriate, to include intangible fixed assets and customer contributions, the latter may be reported within Creditors as deferred income
| 5 | This information has not been audited.

## RRP 2.3
Regulatory Reporting Pack (RRP) |  |  | Index
2007/08
Inspections & Maintenance, Tree Cutting and Fault Costs
Memorandum Information - Scottish DNOs 132kV
|  |  | Inspections & Maintenance |  |  | Fault Costs |  | Inspections & Maintenance |  |  | Faults
|  |  |  | Cash typicals |  | Cash typicals | Atypicals
Inspection and Maintenance |  |  | Inspections | Maintenance | Total | Total | Total | Inspections | Maintenance | Total | Total
|  |  | £'m | £'m | £'m | £'m | £'m | £'m | £'m | £'m | £'m
LV Services | Overhead |  | 0 | 0.36182 | 0.36182 | 0.44432 | 0
| Underground |  |  |  |  | 4.7953 | 0
LV System | Overhead Mains |  | 0.39718 | 0.11811 | 0.51529 | 1.1996 | 0.20707
| Underground Mains - Consac |  | 0.22966 | 0.11241 | 0.34208 | 0.0092384 | 0
| Underground Mains - Non Consac |  | 0 | 0 |  | 9.2963 | 0
| Switchgear (incl other plant & equipment) |  | 0 | 0 |  | 0.20111 | 0
HV | Overhead lines |  | 0.02645 | 0.32631 | 0.35276 | 1.9215 | 0.17396
| Underground Cables |  | 0 | 0.15633 | 0.15633 | 4.3444 | 0
| Switchgear, Transformers, Substation |  | 0.52096 | 3.756 | 4.2769 | 0.5505 | 0
EHV | Overhead lines |  | 0 | 0 | 0 | 0.45049 | 0
| Underground - Pressure assisted |  | 0 | 0 | 0 | 0.00012795 | 0
| Underground - Non Pressure assisted |  | 0 | 0 | 0 | 0.5069 | 0
| Switchgear, Transformers, Substation |  | 0.034253 | 0.54132 | 0.57557 | 0.00013595 | 0
132kV | Overhead lines |  | 0.1457 | 1.9379 | 2.0836 | 0.002784 | 0.0052674 | 0 | 0 | 0 | 0
| Underground - Pressure assisted |  | 0.097465 | 0.13436 | 0.23182 | 0.61959 | 0 | 0 | 0 | 0 | 0
| Underground - Non Pressure assisted |  | 0 | 0 | 0 | 0 | 0 | 0 | 0 | 0 | 0
| Switchgear, Transformers, Substation |  | 0.2106 | 1.2009 | 1.4115 | 0.0015441 | 0 | 0 | 0 | 0 | 0
Submarine cables - all voltages |  |  | 0 | 0 | 0 | 0 | 0 | 0 | 0 | 0 | 0
Non-QoS Faults | [5 empty] | 5.7302 | 0
Substation electricity |  |  |  | 0 | 0
Diesel generation costs (permanent emergency back up on islands) |  |  |  |  | 0
Third party cable damage - recoveries | [5 empty] | -2.2231
Dismantlement |  |  |  | 1.199 | 1.199
Total |  |  | 1.6623 | 9.8445 | 11.5067 | 27.8508 | 0.3863 | 0 | 0 | 0 | 0
|  |  | Fault costs allocated to Opex and Capex |  |  | Cash typicals | Atypicals
[6 empty] | £'m | £'m
|  |  | Fault opex |  |  | 7.6047 | 0.3863
|  |  | Fault capex |  |  | 20.2462 | 0
|  |  | Total Fault Costs |  |  | 27.8508 | 0.3863
|  | Tree Cutting | [5 empty] | Tree Cutting
[5 empty] | £'m |  |  |  |  | £'m
|  | LV |  |  | 2.6698 |  |  | 132kV |  | 0
|  | HV |  |  | 3.84
|  | EHV |  |  | 0.60219
|  | 132kV |  |  | 0.20886
|  | Total Tree Cutting |  |  | 7.3209

## RRP 2.4
Regulatory Reporting Pack (RRP) |  |  | Index
2007/08
NEW AND REPLACEMENT ASSETS (EXCL. FAULTS)
Load Related New Connections & Reinforcement
| Direct Costs only |  | New Connections (carried out by DNO/RP) | New Connections (carried out by Third Parties) | Customer Specific Reinforcement - Chargeable | Customer Specific Reinforcement - Non Chargeable | General Reinforcement | Fault Level Reinforcement | Non Relevant Distributed Generation | Total
|  |  | £'m | £'m | £'m | £'m | £'m | £'m | £'m | £'m
| New Connections & Customer Specific Reinforcement: | [8 empty] | 0
| Connections provided at LV |  | 49.1 | 0 | 0 | 10 |  |  |  | 59.1
| Connections provided at HV |  | 24.91 | 0 | 0 | 7.25 |  |  |  | 32.16
| Connections provided at EHV |  | 0.44 | 0 | 0 | 0.2 |  |  |  | 0.64
| Connections provided at 132kV |  | 0 | 0 | 0 | 0 |  |  |  | 0
| General Reinforcement: | [8 empty] | 0
| LV System | [5 empty] | 1.3 | 0 |  | 1.3
| HV System | [5 empty] | 3.9 | 0.8 |  | 4.7
| EHV System | [5 empty] | 3.2174 | 0.82836 |  | 4.0457
| 132kV System | [5 empty] | 24.1 | 2.14 |  | 26.24
| Non Relevant Distributed Generation | [7 empty] | 0 | 0
| Total Direct Costs excluding Reallocations |  | 74.45 | 0 | 0 | 17.45 | 32.5174 | 3.7684 | 0 | 128.1857
| Direct Cost Reallocation |  | 0 |  | 0 | 0 | 0 | 0 | 0 | 0
| Total Costs including Reallocations |  | 74.45 | 0 | 0 | 17.45 | 32.5174 | 3.7684 | 0 | 128.1857
| Customer Contributions (-ve) |  | -81.8 | 0 | 0 |  |  |  | 0 | -81.8
| Total Costs less Capital Contributions |  | -7.35 | 0 | 0 | 17.45 | 32.5174 | 3.7684 | 0 | 46.3857
Non-load related replacement (Condition based)
Condition based
| Direct Costs only |  | Non-fault Related | Fault Related | Total
|  |  | £'m | £'m | £'m
| Metered LV Services | Overhead | 1.1213 | 0.010171 | 1.1315
|  | Underground | 3.5 | 0.1 | 3.6
| Un-metered LV Services | Overhead | 0 | 0 | 0
|  | Underground | 0 | 0 | 0
| LV System | Overhead Mains | 0.83169 | 0.007961 | 0.83965
|  | Underground Mains | 3.9067 | 0.10148 | 4.0082
|  | Switchgear (incl other plant & equipment) | 0.44802 | 0.84481 | 1.2928
| HV | Overhead lines | 2.8 | 0.1 | 2.9
|  | Underground Cables | 3.1076 | 0.020379 | 3.128
|  | Submarine | 0 | 0 | 0
|  | Switchgear (incl other plant & equipment) | 5.6127 | 1.0011 | 6.6138
|  | Transformers | 0.53103 | 0.70512 | 1.2362
|  | Substation | 1.9 | 0.4 | 2.3
| EHV | Overhead lines | 1.0244 | 0 | 1.0244
|  | Underground Cables | 1.9271 | 0.021755 | 1.9488
|  | Submarine | 0 | 0 | 0
|  | Switchgear (incl other plant & equipment) | 1.1254 | 0.1 | 1.2254
|  | Transformers | 0.2 | 0.3 | 0.5
|  | Substation | 1.0401 | 0.011384 | 1.0515
| 132kV | Overhead lines | 7.8472 | 0 | 7.8472
|  | Underground Cables | 0.038899 | 0 | 0.038899
|  | Submarine Cables | 0 | 0 | 0
|  | Switchgear (incl other plant & equipment) | 0.2 | 0 | 0.2
|  | Transformers | 0.046739 | 0 | 0.046739
|  | Substation | 0.027137 | 0.0039355 | 0.031072
| Total Non-load replacement |  | 37.236 | 3.7281 | 40.9641
| Customer Contributions (-ve) |  | 0 | 0 | 0
| Total Net Non-load replacement |  | 37.236 | 3.7281 | 40.9641
| Non-load related (other) |  | LV | HV | EHV | 132kV | Total
| Direct Costs only |  | £'m | £'m | £'m | £'m | £'m
| Quality of Service |  | 0.78155 | 7.02 | 0 | 0 | 7.8016
| Safety |  | 0.1737 | 0.35465 | 0.10272 | 0.11978 | 0.75085
| Environment |  | 0 | 0 | 0.11286 | 0 | 0.11286
| Visual Amenity |  | 0.024138 | 0.0013114 | 0 | 0 | 0.02545
| ESQCR |  | 0.11121 | 0.29513 | 0 | 0 | 0.40634
| Resilience |  | 0 | 0.018357 | 0 | 0 | 0.018357
| Operational IT & Telecoms - BT 21CN |  | 0 | 0 | 0 | 0 | 0
| Operational IT & Telecoms - other |  | 0 | 0.0098117 | 0 | 0 | 0.0098117
| Non - rechargeable diversions |  | 2.4875 | 3.2468 | 0.64504 | 1.7983 | 8.1776
| Total Non-load related (other non-fault) |  | 3.5781 | 10.9461 | 0.86062 | 1.9181 | 17.3028
| Customer Contributions (-ve) |  | 0 | 0 | 0 | 0 | 0
| Total Net Non-load related (other non-fault) |  | 3.5781 | 10.9461 | 0.86062 | 1.9181 | 17.3028
| Total Non-load related expenditure (direct costs) |  | 58.267
| Customer Contributions (-ve) |  | 0
| Total Net Non-load replacement (Direct Costs) |  | 58.267
Non-operational
| Direct Costs only |  | Total | Owned by DNO | Owned by related party
|  |  | £'m | £'m | £'m
| Vehicles |  | 0.3 | 0.3
| Plant & Machinery |  | 0
| Small Tools & Equipment |  | 1.499 | 1.499
| Office Equipment |  | 0
| Non-operational property |  | 0
| IT Non-operational Capital Expenditure |  | 0.609 | 0.609
| Telecoms Non-operational Capital Expenditures |  | 0
| Total Non-operational New Assets & Replacement |  | 2.408 | 2.408 | 0

## RRP 2.6
Regulatory Reporting Pack |  |  |  | Index
2007/08
MISCELLANEOUS
Non-activity based costs (excluded from Table 2.2)(enter as positive)
[5 empty] | £'m | £'m
Pass through Costs
|  | Transmission exit charges |  |  | 4.4
|  | Wheeled units imported |  |  | 0
|  | Network rates |  |  | 27.092
|  | Ofgem licence fee |  |  | 1.4501
|  | Shetland Balancing Costs (SHEPD only) |  |  | 0
|  | Scottish Electricity Settlements run-off (Scottish DNOs only) |  |  | 0 | 32.9421
Costs inside scope of DPCR4 allowances
|  | Guaranteed standard of performance compensation payments |  |  | 0
|  | Ex-gratia compensation payments |  |  | 0.5486
|  | Bad debt expense (net of recoveries) |  |  | 0.31404 | 0.86264
Costs outside scope of DPCR4 allowances
|  | (Profit)/loss on sale of fixed assets and scrap[(-ve)/+ve] |  |  | 0.016526
|  | Statutory Depreciation on operational assets |  |  | 39.9128
|  | Pension deficit repair payments |  |  | 9.5 | 49.4293
|  |  | Total Non-Activity Based Costs |  |  | 83.234
OTHER ITEMS adjusting RAV
Proceeds of sale of assets and scrap (not recorded on Table 2.2)
|  |  | Cash proceeds received on sale of: |  | £'m
Operational assets (-ve)
|  |  | Sales of scrap (-ve) |  | -0.34825
|  |  | Non-operational assets (-ve) |  | -0.076416
|  |  | Total |  | -0.42467
|  |  | ANALYSIS OF ASSET DISPOSALS |  | Cost | Depn. | Net Book Value | Net Sales Proceeds | (Profit) / Loss on Disposal | Asset Owner
|  |  | Asset Type |  | £m | £m | £m | £m | £m
|  |  | Network |  | 0.51625 | 0.26988 | 0.24637 |  | 0.24637
|  |  | Land and Building |  | 1.2437 | 1.0489 | 0.19483 |  | 0.19483
|  |  | Vehicles |  | 0.42554 | 0.42554 | 0 | 0.076416 | -0.076416
|  |  | Sale of various small elements of surplus Land & Buildings on sites |  |  |  | 0 | 0.34825 | -0.34825
[7 empty] | 0 |  | 0
[7 empty] | 0 |  | 0
[7 empty] | 0 |  | 0
[7 empty] | 0 |  | 0
[7 empty] | 0 |  | 0
[7 empty] | 0 |  | 0
[7 empty] | 0 |  | 0
[7 empty] | 0 |  | 0
[7 empty] | 0 |  | 0
|  |  | Total |  | 2.1855 | 1.7443 | 0.4412 | 0.42467 | 0.016526
[8 empty] | OK | OK
|  | Use of System Bad Debts |  |  | £m | £m
previously allowed
Costs incurred (excluding VAT)
Receipts/(recoveries)
|  |  | Total Use of System Bad Debts |  | 0
|  | Salary sacrifice schemes (including flexible benefit schemes) |  |  | Total | Direct capex | Direct opex, faults & Non-op capex | Indirect costs | All Other non-distrib'n activities
[5 empty] | £m | £m | £m | £m | £m
|  |  | Salary element sacrificed by employee(-ve) |  | 0
|  |  | Additional employer pension contributions (+ve) |  | 0
|  | Lane rentals analysis: including logged up costs (see below): |  |  | Total | Load Related New Connections & Reinforcement | Non-load non-fault new & replacement assets | Faults | Inspectns & Maint. (exc. Tree Cutting) | Tree Cutting
[5 empty] | £m | £m | £m | £m | £m | £m
|  |  | Fines and penalties |  | 0.36451 | 0.20151 | 0.054666 | 0.10834
|  |  | Road occupation costs |  | 0
|  |  | Permit scheme costs |  | 0
|  |  | Congestion charges |  | 0
|  |  | Total per Table 2.2 |  | 0.36451 | 0.20151 | 0.054666 | 0.10834 | 0 | 0
Uncertain Costs (included in table 2.2 costs)
|  | Road Occupation & Permit Scheme Costs included within Lane Rentals, previously agreed in writing with Ofgem to be treated as logged up costs: |  |  | Total | Load Related New Connections & Reinforcement | Non-load non-fault new & replacement assets | Faults | Inspectns & Maint. (exc. Tree Cutting) | Tree Cutting
[5 empty] | £m | £m | £m | £m | £m | £m
|  |  | Road occupation costs |  | 0
|  |  | Permit scheme costs |  | 0
|  |  | Congestion charges |  | 0
|  |  | Total |  | 0 | 0 | 0 | 0 | 0 | 0
|  | Costs previously agreed with Ofgem in writing for additional security |  |  | 0
Miscellaneous costs (included in table 2.2 costs)
£m
Pension administration costs (reported in HR & Non-op training)
LV Control centre costs (where it remotely controls LV network)
[5 empty] | £m | km
Expenditure replacing Pressure Assisted cables
|  | Undergrounding in National Parks / AONB - direct costs |  |  | £m | km
LV
HV
EHV/132kV
Undergrounding in National Parks / AONB - indirect costs
|  |  | Total Undergrounding in National Parks / AONB |  | 0 | 0

## RRP 5.1
Regulatory Reporting Pack (RRP) |  |  |  | Index
2007/08
Network Data
|  | Units | 2005/06 | 2006/07 | 2007/08 | 2008/09 | 2009/10
| QUALITY OF SERVICE |  | Historical data |  |  | For Future years
| Customer Numbers | Millions |  |  | 2580775
| Total CIs (Excluding EE) | CIs |  |  | 2119306
| Total CMLs (Excluding EE) | CMLs |  |  | 198961241
NETWORK ACTIVITY INDICATORS
CONNECTIONS
Number of new connections
| EHV (Includes 132kV) | No. Connections |  |  | 0
| HV | No. Connections |  |  | 17
| LV | No. Connections |  |  | 29758
| DG | No. Connections |  |  | 9
Total Connected Distributed Generation
| 132kV | MW |  |  | 0
| EHV | MW |  |  | 166
| HV | MW |  |  | 145
| LV | MW |  |  | 2.2
| Total |  |  |  | 313.2
DEMANDS
| System Maximum Demand | MW |  |  | 5635
| System Maximum Demand (Weather corrected) | MW |  |  | 5497
Units Distributed
| EHV (Includes 132kV) | GWh |  |  | 710
| HV | GWh |  |  | 9669
| LV | GWh |  |  | 19286
| Total |  |  |  | 29665
LOSSES
| Units of distribution losses | (GWh) |  |  | 1439
| Losses | (%) |  |  | 4.851%
SYSTEM PARAMETERS
Distribution Circuit Length - Overhead (km)
| 132kV | Circuit km |  |  | 2384
| EHV | Circuit km |  |  | 2702
| HV | Circuit km |  |  | 12593
| LV | Circuit km |  |  | 5071
| Total | Circuit km |  |  | 22750
Distribution Circuit Length - Underground (km)
| 132kV | Circuit km |  |  | 199
| EHV | Circuit km |  |  | 1721
| HV | Circuit km |  |  | 13288
| LV | Circuit km |  |  | 32990
| Total | Circuit km |  |  | 48198
Distribution Circuit Length - Total (km)
| 132kV | Circuit km |  |  | 2583
| EHV | Circuit km |  |  | 4423
| HV | Circuit km |  |  | 25881
| LV | Circuit km |  |  | 38061
| Total | Circuit km |  |  | 70948
Number of Substations and Switching Stations
| 132kV | No. Subs |  |  | 80
| EHV ground mounted | No. Subs |  |  | 340
| EHV pole mounted | No. Subs |  |  | 0
| HV ground mounted | No. Subs |  |  | 19981
| HV pole mounted | No. Subs |  |  | 22698
| Total | No. Subs |  |  | 43099