## Discounts post 266
|  | 18/19 Discounts % | [13 empty] | 19/20 Discounts % | [13 empty] | Change
|  | ENWL | NPgN | NPgY | SSEH | SSES | SPD | SPMW | LPN | SPN | EPN | EMID | WMID | SWEST | SWALES | ENWL | NPgN | NPgY | SSEH | SSES | SPD | SPMW | LPN | SPN | EPN | EMID | WMID | SWEST | SWALES | ENWL | NPgN | NPgY | SSEH | SSES | SPD | SPMW | LPN | SPN | EPN | EMID | WMID | SWEST | SWALES
LV | Domestic Unrestricted | 33.38% | 37.11% | 39.51% | 25.89% | 32.39% | 36.32% | 34.91% | 25.05% | 27.22% | 24.83% | 29.53% | 34.35% | 36.08% | 32.39% | 33.69% | 38.05% | 39.63% | 26.64% | 32.23% | 36.56% | 34.78% | 23.49% | 26.72% | 25.42% | 30% | 34.65% | 36.47% | 31.36% | 0.3073% | 0.9354% | 0.1134% | 0.745% | -0.1667% | 0.2378% | -0.1311% | -1.561% | -0.4981% | 0.5835% | 0.4691% | 0.3066% | 0.3855% | -1.025%
LV | Domestic Two Rate | 47.33% | 53.02% | 50.42% | 40.43% | 45.69% | 55.26% | 48.44% | 38.75% | 34.02% | 32.55% | 33.78% | 42.66% | 47.35% | 41.71% | 46.73% | 52.54% | 50.32% | 39.75% | 46.27% | 52.69% | 47.46% | 34.93% | 32.95% | 32.87% | 34.1% | 42.9% | 48.08% | 40.27% | -0.5967% | -0.4793% | -0.1021% | -0.6848% | 0.5769% | -2.568% | -0.9832% | -3.824% | -1.069% | 0.3223% | 0.3237% | 0.2444% | 0.7292% | -1.439%
LV | Domestic Off Peak (related MPAN) | 47.33% | 53.02% | 50.42% | 40.43% | 45.69% | 55.26% | 48.44% | 38.75% | 34.02% | 32.55% | 33.78% | 42.66% | 47.35% | 41.71% | 46.73% | 52.54% | 50.32% | 39.75% | 46.27% | 52.69% | 47.46% | 34.93% | 32.95% | 32.87% | 34.1% | 42.9% | 48.08% | 40.27% | -0.5967% | -0.4793% | -0.1021% | -0.6848% | 0.5769% | -2.568% | -0.9832% | -3.824% | -1.069% | 0.3223% | 0.3237% | 0.2444% | 0.7292% | -1.439%
LV | Small Non Domestic Unrestricted | 40.22% | 44.46% | 43.14% | 30.26% | 40.56% | 41.82% | 36.76% | 40.34% | 44.59% | 37.21% | 32.02% | 41.16% | 42.66% | 39.1% | 39.98% | 44.4% | 42.97% | 29.7% | 41.11% | 42.58% | 37.57% | 42.79% | 42.66% | 37.07% | 31.07% | 40.59% | 42.13% | 39.48% | -0.238% | -0.05757% | -0.1645% | -0.5638% | 0.5502% | 0.7588% | 0.8092% | 2.443% | -1.93% | -0.1415% | -0.9479% | -0.5665% | -0.5264% | 0.381%
LV | Small Non Domestic Two Rate | 49.56% | 53.12% | 51.95% | 36.14% | 43.83% | 52.97% | 43.86% | 45.5% | 46.71% | 42.56% | 36.9% | 45.42% | 48.86% | 42.51% | 48.39% | 52.47% | 51.93% | 35.64% | 41.31% | 52.23% | 43.23% | 45.2% | 43.38% | 43.5% | 36.05% | 44.89% | 48.55% | 41.53% | -1.17% | -0.6557% | -0.01919% | -0.5066% | -2.515% | -0.7372% | -0.6323% | -0.2998% | -3.327% | 0.9418% | -0.8504% | -0.5217% | -0.3112% | -0.9815%
LV | Small Non Domestic Off Peak (related MPAN) | 49.56% | 53.12% | 51.95% | 36.14% | 43.83% | 52.97% | 43.86% | 45.5% | 46.71% | 42.56% | 36.9% | 45.42% | 48.86% | 42.51% | 48.39% | 52.47% | 51.93% | 35.64% | 41.31% | 52.23% | 43.23% | 45.2% | 43.38% | 43.5% | 36.05% | 44.89% | 48.55% | 41.53% | -1.17% | -0.6557% | -0.01919% | -0.5066% | -2.515% | -0.7372% | -0.6323% | -0.2998% | -3.327% | 0.9418% | -0.8504% | -0.5217% | -0.3112% | -0.9815%
LV | LV Medium Non-Domestic | 44.53% | 47.75% | 48.39% | 34.34% | 44% | 47.41% | 42.39% | 41.7% | 42.68% | 38.3% | 35.84% | 43.25% | 47.76% | 41.94% | 45.6% | 49.24% | 49.16% | 32.76% | 46.39% | 46.9% | 41.98% | 36.79% | 39.41% | 34.95% | 35.52% | 42.62% | 47.26% | 40.17% | 1.076% | 1.489% | 0.7689% | -1.584% | 2.381% | -0.5038% | -0.4072% | -4.909% | -3.273% | -3.346% | -0.3289% | -0.633% | -0.4942% | -1.763%
LV | LV Sub Medium Non-Domestic | 0% | 0% | 0% | 0% | 0% | 0% | 0% | 0% | 0% | 0% | 0% | 0% | 0% | 0% | 0% | 0% | 0% | 0% | 0% | 0% | 0% | 0% | 0% | 0% | 0% | 0% | 0% | 0% | 0% | 0% | 0% | 0% | 0% | 0% | 0% | 0% | 0% | 0% | 0% | 0% | 0% | 0%
LV | HV Medium Non-Domestic | 0% | 0% | 0% | 0% | 0% | 0% | 0% | 0% | 0% | 0% | 0% | 0% | 0% | 0% | 0% | 0% | 0% | 0% | 0% | 0% | 0% | 0% | 0% | 0% | 0% | 0% | 0% | 0% | 0% | 0% | 0% | 0% | 0% | 0% | 0% | 0% | 0% | 0% | 0% | 0% | 0% | 0%
LV | LV Network Domestic | 35.12% | 37.08% | 39.46% | 26.33% | 32.83% | 36.32% | 34.85% | 24.86% | 20.32% | 31.38% | 28.63% | 34% | 23.83% | 32.35% | 33.08% | 38.7% | 35.36% | 30.49% | 38.92% | 36.92% | 36.63% | 22.51% | 28.4% | 27.87% | 32.65% | 37.63% | 40.72% | 33.6% | -2.039% | 1.616% | -4.102% | 4.161% | 6.088% | 0.5981% | 1.777% | -2.357% | 8.086% | -3.507% | 4.013% | 3.634% | 16.89% | 1.245%
LV | LV Network Non-Domestic Non-CT | 44.39% | 43.11% | 42.91% | 33.34% | 41.97% | 44.91% | 38.66% | 71.08% | 44.98% | 42.36% | 37.24% | 47.64% | 47.14% | 41.97% | 44.35% | 49.05% | 48.52% | 32.19% | 42.47% | 45.2% | 41.31% | 63.76% | 46.63% | 42.79% | 35.8% | 46.75% | 46.36% | 42.37% | -0.03608% | 5.942% | 5.61% | -1.143% | 0.4968% | 0.2879% | 2.647% | -7.32% | 1.649% | 0.4308% | -1.442% | -0.8949% | -0.7788% | 0.3977%
LV | LV HH Metered | 38.23% | 47.04% | 48.66% | 29.89% | 40.04% | 44.71% | 38.98% | 27.66% | 37.08% | 31.03% | 32.12% | 36.73% | 42.37% | 38.36% | 39.25% | 47.03% | 47.09% | 29.25% | 40.44% | 44.35% | 38.75% | 29.11% | 37.79% | 31.84% | 31.91% | 35.7% | 41.85% | 36.6% | 1.016% | -0.004201% | -1.571% | -0.6399% | 0.3999% | -0.3665% | -0.2284% | 1.45% | 0.7048% | 0.808% | -0.2101% | -1.03% | -0.517% | -1.759%
LV | LV Sub HH Metered | 0% | 0% | 0% | 0% | 0% | 0% | 0% | 0% | 0% | 0% | 0% | 0% | 0% | 0% | 0% | 0% | 0% | 0% | 0% | 0% | 0% | 0% | 0% | 0% | 0% | 0% | 0% | 0% | 0% | 0% | 0% | 0% | 0% | 0% | 0% | 0% | 0% | 0% | 0% | 0% | 0% | 0%
LV | HV HH Metered | 0% | 0% | 0% | 0% | 0% | 0% | 0% | 0% | 0% | 0% | 0% | 0% | 0% | 0% | 0% | 0% | 0% | 0% | 0% | 0% | 0% | 0% | 0% | 0% | 0% | 0% | 0% | 0% | 0% | 0% | 0% | 0% | 0% | 0% | 0% | 0% | 0% | 0% | 0% | 0% | 0% | 0%
LV | NHH UMS category A | 26.76% | 55.57% | 59.99% | 29.54% | 40.25% | 50.61% | 48.49% | 27.49% | 33.38% | 34.01% | 31.69% | 35.9% | 39.32% | 34.73% | 26.63% | 57.87% | 61.43% | 23.93% | 32.33% | 50.57% | 48.57% | 23.49% | 34.27% | 32.81% | 30.41% | 34.6% | 38.08% | 32.34% | -0.1321% | 2.303% | 1.433% | -5.61% | -7.917% | -0.04341% | 0.07973% | -3.994% | 0.8954% | -1.197% | -1.284% | -1.299% | -1.238% | -2.393%
LV | NHH UMS category B | 25.2% | 47.93% | 56.46% | 30.58% | 36.89% | 45.83% | 42.57% | 30.97% | 24.67% | 23.32% | 28.24% | 32% | 34.96% | 31.92% | 25.12% | 49.99% | 57.65% | 23.9% | 30.34% | 45.55% | 44.21% | 27.07% | 26.09% | 23.03% | 27.37% | 31.25% | 34.38% | 29.5% | -0.08525% | 2.055% | 1.19% | -6.678% | -6.55% | -0.2829% | 1.64% | -3.902% | 1.42% | -0.2844% | -0.879% | -0.7532% | -0.5807% | -2.419%
LV | NHH UMS category C | 19.11% | 32.05% | 41.99% | 24.51% | 25.94% | 34.4% | 29.38% | 16.33% | 15.09% | 13.9% | 20.52% | 23.9% | 27.72% | 26.58% | 19.03% | 34.42% | 42.54% | 20.14% | 23.32% | 34.45% | 32% | 14.32% | 16.43% | 13.94% | 20.02% | 23.66% | 27.3% | 24.26% | -0.07848% | 2.363% | 0.5543% | -4.368% | -2.625% | 0.04717% | 2.618% | -2.015% | 1.335% | 0.04709% | -0.4994% | -0.2453% | -0.4241% | -2.317%
LV | NHH UMS category D | 27.36% | 62.12% | 62.01% | 28.44% | 42.84% | 54.74% | 53.81% | 23.97% | 42.9% | 48.84% | 36.11% | 41.06% | 44.73% | 37.93% | 27.22% | 64.77% | 63.61% | 23.65% | 33.66% | 54.97% | 52.16% | 20.26% | 42.66% | 45.61% | 34.18% | 38.9% | 42.5% | 35.64% | -0.1406% | 2.648% | 1.596% | -4.791% | -9.18% | 0.2264% | -1.657% | -3.708% | -0.2365% | -3.23% | -1.938% | -2.16% | -2.236% | -2.298%
LV | LV UMS (Pseudo HH Metered) | 24.82% | 48.6% | 57.07% | 30.19% | 36.66% | 45.37% | 42.36% | 31.14% | 25.69% | 22.51% | 26.3% | 32.42% | 33.45% | 30.25% | 24.86% | 50.6% | 58.41% | 23.6% | 27.82% | 45.1% | 43.76% | 24.39% | 25.6% | 22.41% | 26.67% | 31.34% | 33.75% | 28.65% | 0.04447% | 2.003% | 1.34% | -6.588% | -8.847% | -0.2625% | 1.397% | -6.75% | -0.08906% | -0.09646% | 0.372% | -1.076% | 0.2986% | -1.597%
LV | LV Generation NHH or Aggregate HH | 0% | 0% | 0% | 0% | 0% | 0% | 0% | 0% | 0% | 0% | 0% | 0% | 0% | 0% | 0% | 0% | 0% | 0% | 0% | 0% | 0% | 0% | 0% | 0% | 0% | 0% | 0% | 0% | 0% | 0% | 0% | 0% | 0% | 0% | 0% | 0% | 0% | 0% | 0% | 0% | 0% | 0%
LV | LV Sub Generation NHH | 0% | 0% | 0% | 0% | 0% | 0% | 0% | 0% | 0% | 0% | 0% | 0% | 0% | 0% | 0% | 0% | 0% | 0% | 0% | 0% | 0% | 0% | 0% | 0% | 0% | 0% | 0% | 0% | 0% | 0% | 0% | 0% | 0% | 0% | 0% | 0% | 0% | 0% | 0% | 0% | 0% | 0%
LV | LV Generation Intermittent | 0% | 0% | 0% | 0% | 0% | 0% | 0% | 0% | 0% | 0% | 0% | 0% | 0% | 0% | 0% | 0% | 0% | 0% | 0% | 0% | 0% | 0% | 0% | 0% | 0% | 0% | 0% | 0% | 0% | 0% | 0% | 0% | 0% | 0% | 0% | 0% | 0% | 0% | 0% | 0% | 0% | 0%
LV | LV Generation Intermittent no RP charge | 0% | 0% | 0% | 0% | 0% | 0% | 0% | 0% | 0% | 0% | 0% | 0% | 0% | 0% | 0% | 0% | 0% | 0% | 0% | 0% | 0% | 0% | 0% | 0% | 0% | 0% | 0% | 0% | 0% | 0% | 0% | 0% | 0% | 0% | 0% | 0% | 0% | 0% | 0% | 0% | 0% | 0%
LV | LV Generation Non-Intermittent | 0% | 0% | 0% | 0% | 0% | 0% | 0% | 0% | 0% | 0% | 0% | 0% | 0% | 0% | 0% | 0% | 0% | 0% | 0% | 0% | 0% | 0% | 0% | 0% | 0% | 0% | 0% | 0% | 0% | 0% | 0% | 0% | 0% | 0% | 0% | 0% | 0% | 0% | 0% | 0% | 0% | 0%
LV | LV Generation Non-Intermittent no RP charge | 0% | 0% | 0% | 0% | 0% | 0% | 0% | 0% | 0% | 0% | 0% | 0% | 0% | 0% | 0% | 0% | 0% | 0% | 0% | 0% | 0% | 0% | 0% | 0% | 0% | 0% | 0% | 0% | 0% | 0% | 0% | 0% | 0% | 0% | 0% | 0% | 0% | 0% | 0% | 0% | 0% | 0%
LV | LV Sub Generation Intermittent | 0% | 0% | 0% | 0% | 0% | 0% | 0% | 0% | 0% | 0% | 0% | 0% | 0% | 0% | 0% | 0% | 0% | 0% | 0% | 0% | 0% | 0% | 0% | 0% | 0% | 0% | 0% | 0% | 0% | 0% | 0% | 0% | 0% | 0% | 0% | 0% | 0% | 0% | 0% | 0% | 0% | 0%
LV | LV Sub Generation Intermittent no RP charge | 0% | 0% | 0% | 0% | 0% | 0% | 0% | 0% | 0% | 0% | 0% | 0% | 0% | 0% | 0% | 0% | 0% | 0% | 0% | 0% | 0% | 0% | 0% | 0% | 0% | 0% | 0% | 0% | 0% | 0% | 0% | 0% | 0% | 0% | 0% | 0% | 0% | 0% | 0% | 0% | 0% | 0%
LV | LV Sub Generation Non-Intermittent | 0% | 0% | 0% | 0% | 0% | 0% | 0% | 0% | 0% | 0% | 0% | 0% | 0% | 0% | 0% | 0% | 0% | 0% | 0% | 0% | 0% | 0% | 0% | 0% | 0% | 0% | 0% | 0% | 0% | 0% | 0% | 0% | 0% | 0% | 0% | 0% | 0% | 0% | 0% | 0% | 0% | 0%
LV | LV Sub Generation Non-Intermittent no RP charge | 0% | 0% | 0% | 0% | 0% | 0% | 0% | 0% | 0% | 0% | 0% | 0% | 0% | 0% | 0% | 0% | 0% | 0% | 0% | 0% | 0% | 0% | 0% | 0% | 0% | 0% | 0% | 0% | 0% | 0% | 0% | 0% | 0% | 0% | 0% | 0% | 0% | 0% | 0% | 0% | 0% | 0%
LV | HV Generation Intermittent | 0% | 0% | 0% | 0% | 0% | 0% | 0% | 0% | 0% | 0% | 0% | 0% | 0% | 0% | 0% | 0% | 0% | 0% | 0% | 0% | 0% | 0% | 0% | 0% | 0% | 0% | 0% | 0% | 0% | 0% | 0% | 0% | 0% | 0% | 0% | 0% | 0% | 0% | 0% | 0% | 0% | 0%
LV | HV Generation Intermittent no RP charge | 0% | 0% | 0% | 0% | 0% | 0% | 0% | 0% | 0% | 0% | 0% | 0% | 0% | 0% | 0% | 0% | 0% | 0% | 0% | 0% | 0% | 0% | 0% | 0% | 0% | 0% | 0% | 0% | 0% | 0% | 0% | 0% | 0% | 0% | 0% | 0% | 0% | 0% | 0% | 0% | 0% | 0%
LV | HV Generation Non-Intermittent | 0% | 0% | 0% | 0% | 0% | 0% | 0% | 0% | 0% | 0% | 0% | 0% | 0% | 0% | 0% | 0% | 0% | 0% | 0% | 0% | 0% | 0% | 0% | 0% | 0% | 0% | 0% | 0% | 0% | 0% | 0% | 0% | 0% | 0% | 0% | 0% | 0% | 0% | 0% | 0% | 0% | 0%
LV | HV Generation Non-Intermittent no RP charge | 0% | 0% | 0% | 0% | 0% | 0% | 0% | 0% | 0% | 0% | 0% | 0% | 0% | 0% | 0% | 0% | 0% | 0% | 0% | 0% | 0% | 0% | 0% | 0% | 0% | 0% | 0% | 0% | 0% | 0% | 0% | 0% | 0% | 0% | 0% | 0% | 0% | 0% | 0% | 0% | 0% | 0%
HV | Domestic Unrestricted | 53.75% | 59.48% | 62.88% | 53.88% | 54.79% | 61.3% | 55.67% | 43.26% | 45.32% | 39.8% | 47.15% | 52.91% | 59.92% | 63.18% | 54.06% | 60.36% | 62.24% | 54.6% | 53.71% | 61.24% | 55.04% | 40.06% | 44.38% | 40.44% | 47.76% | 53.18% | 59.85% | 62.1% | 0.3135% | 0.889% | -0.6411% | 0.7228% | -1.083% | -0.06124% | -0.6238% | -3.202% | -0.9434% | 0.6483% | 0.6109% | 0.2637% | -0.06629% | -1.081%
HV | Domestic Two Rate | 76.19% | 84.97% | 80.23% | 84.14% | 77.29% | 93.26% | 77.23% | 66.92% | 56.63% | 52.16% | 53.93% | 65.71% | 78.63% | 81.37% | 74.98% | 83.36% | 79.03% | 81.48% | 77.12% | 88.26% | 75.1% | 59.56% | 54.71% | 52.3% | 54.29% | 65.83% | 78.91% | 79.75% | -1.212% | -1.61% | -1.206% | -2.66% | -0.1748% | -5% | -2.134% | -7.356% | -1.921% | 0.1456% | 0.3598% | 0.1183% | 0.2795% | -1.626%
HV | Domestic Off Peak (related MPAN) | 76.19% | 84.97% | 80.23% | 84.14% | 77.29% | 93.26% | 77.23% | 66.92% | 56.63% | 52.16% | 53.93% | 65.71% | 78.63% | 81.37% | 74.98% | 83.36% | 79.03% | 81.48% | 77.12% | 88.26% | 75.1% | 59.56% | 54.71% | 52.3% | 54.29% | 65.83% | 78.91% | 79.75% | -1.212% | -1.61% | -1.206% | -2.66% | -0.1748% | -5% | -2.134% | -7.356% | -1.921% | 0.1456% | 0.3598% | 0.1183% | 0.2795% | -1.626%
HV | Small Non Domestic Unrestricted | 64.75% | 71.25% | 68.65% | 62.97% | 68.61% | 70.57% | 58.61% | 69.66% | 74.24% | 59.64% | 51.13% | 63.4% | 70.83% | 76.28% | 64.15% | 70.45% | 67.49% | 60.88% | 68.52% | 71.32% | 59.45% | 72.96% | 70.85% | 58.99% | 49.47% | 62.29% | 69.14% | 78.18% | -0.5983% | -0.8042% | -1.153% | -2.096% | -0.09173% | 0.7419% | 0.842% | 3.297% | -3.396% | -0.6451% | -1.657% | -1.117% | -1.69% | 1.9%
HV | Small Non Domestic Two Rate | 79.78% | 85.14% | 82.68% | 75.22% | 74.13% | 89.4% | 69.93% | 78.56% | 77.77% | 68.21% | 58.91% | 69.96% | 81.12% | 82.93% | 77.64% | 83.25% | 81.57% | 73.05% | 68.85% | 87.49% | 68.41% | 77.07% | 72.05% | 69.23% | 57.39% | 68.89% | 79.67% | 82.23% | -2.144% | -1.892% | -1.107% | -2.162% | -5.281% | -1.905% | -1.524% | -1.492% | -5.724% | 1.018% | -1.524% | -1.074% | -1.457% | -0.6976%
HV | Small Non Domestic Off Peak (related MPAN) | 79.78% | 85.14% | 82.68% | 75.22% | 74.13% | 89.4% | 69.93% | 78.56% | 77.77% | 68.21% | 58.91% | 69.96% | 81.12% | 82.93% | 77.64% | 83.25% | 81.57% | 73.05% | 68.85% | 87.49% | 68.41% | 77.07% | 72.05% | 69.23% | 57.39% | 68.89% | 79.67% | 82.23% | -2.144% | -1.892% | -1.107% | -2.162% | -5.281% | -1.905% | -1.524% | -1.492% | -5.724% | 1.018% | -1.524% | -1.074% | -1.457% | -0.6976%
HV | LV Medium Non-Domestic | 71.68% | 76.53% | 77% | 71.46% | 74.43% | 80.01% | 67.59% | 72.01% | 71.06% | 61.38% | 57.23% | 66.62% | 79.3% | 81.81% | 73.17% | 78.13% | 77.21% | 67.15% | 77.31% | 78.57% | 66.44% | 62.74% | 65.44% | 55.62% | 56.54% | 65.39% | 77.56% | 79.55% | 1.487% | 1.597% | 0.2045% | -4.314% | 2.874% | -1.444% | -1.15% | -9.269% | -5.618% | -5.757% | -0.6886% | -1.232% | -1.736% | -2.262%
HV | LV Sub Medium Non-Domestic | 0% | 0% | 0% | 0% | 0% | 0% | 0% | 0% | 0% | 0% | 0% | 0% | 0% | 0% | 0% | 0% | 0% | 0% | 0% | 0% | 0% | 0% | 0% | 0% | 0% | 0% | 0% | 0% | 0% | 0% | 0% | 0% | 0% | 0% | 0% | 0% | 0% | 0% | 0% | 0% | 0% | 0%
HV | HV Medium Non-Domestic | 0% | 0% | 0% | 0% | 0% | 0% | 0% | 0% | 0% | 0% | 0% | 0% | 0% | 0% | 0% | 0% | 0% | 0% | 0% | 0% | 0% | 0% | 0% | 0% | 0% | 0% | 0% | 0% | 0% | 0% | 0% | 0% | 0% | 0% | 0% | 0% | 0% | 0% | 0% | 0% | 0% | 0%
HV | LV Network Domestic | 56.54% | 59.43% | 62.8% | 54.79% | 55.54% | 61.29% | 55.56% | 42.93% | 33.82% | 50.29% | 45.72% | 52.37% | 39.57% | 63.11% | 53.08% | 61.4% | 55.54% | 62.5% | 64.87% | 61.84% | 57.96% | 38.38% | 47.17% | 44.36% | 51.98% | 57.74% | 66.83% | 66.53% | -3.46% | 1.97% | -7.261% | 7.711% | 9.33% | 0.5423% | 2.397% | -4.555% | 13.34% | -5.935% | 6.256% | 5.371% | 27.25% | 3.414%
HV | LV Network Non-Domestic Non-CT | 71.46% | 69.1% | 68.29% | 69.37% | 70.99% | 75.79% | 61.64% | 100% | 74.89% | 67.89% | 59.47% | 73.39% | 78.27% | 81.88% | 71.16% | 77.83% | 76.21% | 65.99% | 70.78% | 75.7% | 65.37% | 100% | 77.44% | 68.1% | 57% | 71.73% | 76.08% | 83.89% | -0.2967% | 8.736% | 7.922% | -3.378% | -0.2157% | -0.08603% | 3.727% | 0% | 2.547% | 0.2075% | -2.468% | -1.66% | -2.191% | 2.018%
HV | LV HH Metered | 61.55% | 75.39% | 77.44% | 62.21% | 67.73% | 75.46% | 62.15% | 47.76% | 61.74% | 49.73% | 51.28% | 56.58% | 70.35% | 74.83% | 62.98% | 74.63% | 73.96% | 59.97% | 67.41% | 74.28% | 61.33% | 49.63% | 62.76% | 50.67% | 50.8% | 54.78% | 68.68% | 72.47% | 1.424% | -0.7609% | -3.476% | -2.241% | -0.3294% | -1.18% | -0.8264% | 1.876% | 1.012% | 0.9356% | -0.4824% | -1.801% | -1.669% | -2.36%
HV | LV Sub HH Metered | 25.56% | 32.45% | 31.14% | 41.54% | 24.56% | 31.97% | 23.57% | 21.05% | 26.87% | 20.91% | 18.34% | 16.64% | 29.02% | 37.32% | 25.87% | 33.2% | 31.02% | 37.59% | 25.9% | 32.28% | 23.73% | 19.39% | 27.8% | 20.92% | 17.97% | 16.72% | 28.65% | 37.25% | 0.3175% | 0.7516% | -0.1129% | -3.944% | 1.335% | 0.3158% | 0.1586% | -1.652% | 0.9235% | 0.009074% | -0.3714% | 0.07735% | -0.371% | -0.07341%
HV | HV HH Metered | 18.84% | 19.5% | 15.98% | 24.09% | 15.63% | 25.92% | 21.39% | 12.69% | 19.02% | 15.88% | 12.66% | 11.48% | 20.21% | 25.88% | 18.3% | 18.68% | 15.93% | 22.86% | 15.92% | 24.8% | 20.06% | 12.65% | 18.9% | 15.78% | 11.97% | 10.95% | 19.61% | 24.9% | -0.542% | -0.8202% | -0.04688% | -1.229% | 0.2907% | -1.129% | -1.328% | -0.03481% | -0.1185% | -0.1045% | -0.6877% | -0.5323% | -0.6076% | -0.9811%
HV | NHH UMS category A | 43.08% | 89.06% | 95.47% | 61.46% | 68.08% | 85.42% | 77.32% | 47.46% | 55.57% | 54.5% | 50.6% | 55.3% | 65.29% | 67.75% | 42.73% | 91.82% | 96.48% | 49.05% | 53.88% | 84.71% | 76.86% | 40.06% | 56.92% | 52.21% | 48.41% | 53.09% | 62.5% | 64.03% | -0.356% | 2.764% | 1.007% | -12.42% | -14.2% | -0.7132% | -0.4522% | -7.403% | 1.344% | -2.288% | -2.19% | -2.209% | -2.793% | -3.72%
HV | NHH UMS category B | 40.57% | 76.82% | 89.85% | 63.63% | 62.39% | 77.35% | 67.87% | 53.47% | 41.07% | 37.37% | 45.1% | 49.3% | 58.06% | 62.27% | 40.3% | 79.31% | 90.55% | 48.99% | 50.56% | 76.3% | 69.96% | 46.15% | 43.32% | 36.65% | 43.57% | 47.95% | 56.43% | 58.41% | -0.2724% | 2.493% | 0.6984% | -14.64% | -11.83% | -1.054% | 2.088% | -7.32% | 2.252% | -0.7157% | -1.53% | -1.348% | -1.63% | -3.854%
HV | NHH UMS category C | 30.76% | 51.37% | 66.82% | 51.01% | 43.88% | 58.06% | 46.85% | 28.2% | 25.13% | 22.27% | 32.76% | 36.82% | 46.03% | 51.84% | 30.54% | 54.61% | 66.82% | 41.29% | 38.86% | 57.71% | 50.64% | 24.41% | 27.28% | 22.19% | 31.87% | 36.3% | 44.79% | 48.03% | -0.2287% | 3.234% | 4.903e-05% | -9.715% | -5.02% | -0.3564% | 3.793% | -3.787% | 2.153% | -0.08189% | -0.8896% | -0.5203% | -1.233% | -3.81%
HV | NHH UMS category D | 44.05% | 99.56% | 98.69% | 59.19% | 72.46% | 92.39% | 85.8% | 41.39% | 71.43% | 78.27% | 57.66% | 63.25% | 74.27% | 74% | 43.68% | 100% | 99.91% | 48.49% | 56.09% | 92.07% | 82.54% | 34.55% | 70.85% | 72.58% | 54.41% | 59.69% | 69.74% | 70.56% | -0.3727% | 0.4392% | 1.221% | -10.7% | -16.36% | -0.3134% | -3.264% | -6.84% | -0.5759% | -5.691% | -3.251% | -3.561% | -4.535% | -3.439%
HV | LV UMS (Pseudo HH Metered) | 39.96% | 77.89% | 90.83% | 62.82% | 62.02% | 76.56% | 67.54% | 53.77% | 42.76% | 36.07% | 41.99% | 49.94% | 55.55% | 59.01% | 39.9% | 80.29% | 91.75% | 48.38% | 46.36% | 75.55% | 69.25% | 41.59% | 42.51% | 35.66% | 42.47% | 48.09% | 55.39% | 56.74% | -0.06216% | 2.398% | 0.9208% | -14.44% | -15.66% | -1.014% | 1.705% | -12.18% | -0.2576% | -0.4075% | 0.4712% | -1.847% | -0.1578% | -2.275%
HV | LV Generation NHH or Aggregate HH | 0% | 0% | 0% | 0% | 0% | 0% | 0% | 0% | 0% | 0% | 0% | 0% | 0% | 0% | 0% | 0% | 0% | 0% | 0% | 0% | 0% | 0% | 0% | 0% | 0% | 0% | 0% | 0% | 0% | 0% | 0% | 0% | 0% | 0% | 0% | 0% | 0% | 0% | 0% | 0% | 0% | 0%
HV | LV Sub Generation NHH | 0% | 0% | 0% | 0% | 0% | 0% | 0% | 0% | 0% | 0% | 0% | 0% | 0% | 0% | 0% | 0% | 0% | 0% | 0% | 0% | 0% | 0% | 0% | 0% | 0% | 0% | 0% | 0% | 0% | 0% | 0% | 0% | 0% | 0% | 0% | 0% | 0% | 0% | 0% | 0% | 0% | 0%
HV | LV Generation Intermittent | 0% | 0% | 0% | 0% | 0% | 0% | 0% | 0% | 0% | 0% | 0% | 0% | 0% | 0% | 0% | 0% | 0% | 0% | 0% | 0% | 0% | 0% | 0% | 0% | 0% | 0% | 0% | 0% | 0% | 0% | 0% | 0% | 0% | 0% | 0% | 0% | 0% | 0% | 0% | 0% | 0% | 0%
HV | LV Generation Intermittent no RP charge | 0% | 0% | 0% | 0% | 0% | 0% | 0% | 0% | 0% | 0% | 0% | 0% | 0% | 0% | 0% | 0% | 0% | 0% | 0% | 0% | 0% | 0% | 0% | 0% | 0% | 0% | 0% | 0% | 0% | 0% | 0% | 0% | 0% | 0% | 0% | 0% | 0% | 0% | 0% | 0% | 0% | 0%
HV | LV Generation Non-Intermittent | 0% | 0% | 0% | 0% | 0% | 0% | 0% | 0% | 0% | 0% | 0% | 0% | 0% | 0% | 0% | 0% | 0% | 0% | 0% | 0% | 0% | 0% | 0% | 0% | 0% | 0% | 0% | 0% | 0% | 0% | 0% | 0% | 0% | 0% | 0% | 0% | 0% | 0% | 0% | 0% | 0% | 0%
HV | LV Generation Non-Intermittent no RP charge | 0% | 0% | 0% | 0% | 0% | 0% | 0% | 0% | 0% | 0% | 0% | 0% | 0% | 0% | 0% | 0% | 0% | 0% | 0% | 0% | 0% | 0% | 0% | 0% | 0% | 0% | 0% | 0% | 0% | 0% | 0% | 0% | 0% | 0% | 0% | 0% | 0% | 0% | 0% | 0% | 0% | 0%
HV | LV Sub Generation Intermittent | 0% | 0% | 0% | 0% | 0% | 0% | 0% | 0% | 0% | 0% | 0% | 0% | 0% | 0% | 0% | 0% | 0% | 0% | 0% | 0% | 0% | 0% | 0% | 0% | 0% | 0% | 0% | 0% | 0% | 0% | 0% | 0% | 0% | 0% | 0% | 0% | 0% | 0% | 0% | 0% | 0% | 0%
HV | LV Sub Generation Intermittent no RP charge | 0% | 0% | 0% | 0% | 0% | 0% | 0% | 0% | 0% | 0% | 0% | 0% | 0% | 0% | 0% | 0% | 0% | 0% | 0% | 0% | 0% | 0% | 0% | 0% | 0% | 0% | 0% | 0% | 0% | 0% | 0% | 0% | 0% | 0% | 0% | 0% | 0% | 0% | 0% | 0% | 0% | 0%
HV | LV Sub Generation Non-Intermittent | 0% | 0% | 0% | 0% | 0% | 0% | 0% | 0% | 0% | 0% | 0% | 0% | 0% | 0% | 0% | 0% | 0% | 0% | 0% | 0% | 0% | 0% | 0% | 0% | 0% | 0% | 0% | 0% | 0% | 0% | 0% | 0% | 0% | 0% | 0% | 0% | 0% | 0% | 0% | 0% | 0% | 0%
HV | LV Sub Generation Non-Intermittent no RP charge | 0% | 0% | 0% | 0% | 0% | 0% | 0% | 0% | 0% | 0% | 0% | 0% | 0% | 0% | 0% | 0% | 0% | 0% | 0% | 0% | 0% | 0% | 0% | 0% | 0% | 0% | 0% | 0% | 0% | 0% | 0% | 0% | 0% | 0% | 0% | 0% | 0% | 0% | 0% | 0% | 0% | 0%
HV | HV Generation Intermittent | 0% | 0% | 0% | 0% | 0% | 0% | 0% | 0% | 0% | 0% | 0% | 0% | 0% | 0% | 0% | 0% | 0% | 0% | 0% | 0% | 0% | 0% | 0% | 0% | 0% | 0% | 0% | 0% | 0% | 0% | 0% | 0% | 0% | 0% | 0% | 0% | 0% | 0% | 0% | 0% | 0% | 0%
HV | HV Generation Intermittent no RP charge | 0% | 0% | 0% | 0% | 0% | 0% | 0% | 0% | 0% | 0% | 0% | 0% | 0% | 0% | 0% | 0% | 0% | 0% | 0% | 0% | 0% | 0% | 0% | 0% | 0% | 0% | 0% | 0% | 0% | 0% | 0% | 0% | 0% | 0% | 0% | 0% | 0% | 0% | 0% | 0% | 0% | 0%
HV | HV Generation Non-Intermittent | 0% | 0% | 0% | 0% | 0% | 0% | 0% | 0% | 0% | 0% | 0% | 0% | 0% | 0% | 0% | 0% | 0% | 0% | 0% | 0% | 0% | 0% | 0% | 0% | 0% | 0% | 0% | 0% | 0% | 0% | 0% | 0% | 0% | 0% | 0% | 0% | 0% | 0% | 0% | 0% | 0% | 0%
HV | HV Generation Non-Intermittent no RP charge | 0% | 0% | 0% | 0% | 0% | 0% | 0% | 0% | 0% | 0% | 0% | 0% | 0% | 0% | 0% | 0% | 0% | 0% | 0% | 0% | 0% | 0% | 0% | 0% | 0% | 0% | 0% | 0% | 0% | 0% | 0% | 0% | 0% | 0% | 0% | 0% | 0% | 0% | 0% | 0% | 0% | 0%
0000 | Domestic Unrestricted | 86.73% | 90.98% | 97.47% | 84.15% | 90.73% | 93.25% | 91.91% | 87.58% | 81.03% | 75.2% | 88.84% | 98.2% | 91.78% | 94.88% | 87.5% | 92.55% | 97.03% | 86.83% | 89.52% | 93.78% | 91.28% | 81.45% | 79.79% | 76.63% | 90.57% | 99.39% | 92.11% | 93.71% | 0.7738% | 1.572% | -0.4381% | 2.68% | -1.205% | 0.5355% | -0.6323% | -6.125% | -1.239% | 1.425% | 1.729% | 1.188% | 0.3303% | -1.161%
0000 | Domestic Two Rate | 100% | 100% | 100% | 100% | 100% | 100% | 100% | 100% | 100% | 98.56% | 100% | 100% | 100% | 100% | 100% | 100% | 100% | 100% | 100% | 100% | 100% | 100% | 98.37% | 99.1% | 100% | 100% | 100% | 100% | 0% | 0% | 0% | 0% | 0% | 0% | 0% | 0% | -1.631% | 0.5337% | 0% | 0% | 0% | 0%
0000 | Domestic Off Peak (related MPAN) | 100% | 100% | 100% | 100% | 100% | 100% | 100% | 100% | 100% | 98.56% | 100% | 100% | 100% | 100% | 100% | 100% | 100% | 100% | 100% | 100% | 100% | 100% | 98.37% | 99.1% | 100% | 100% | 100% | 100% | 0% | 0% | 0% | 0% | 0% | 0% | 0% | 0% | -1.631% | 0.5337% | 0% | 0% | 0% | 0%
0000 | Small Non Domestic Unrestricted | 100% | 100% | 100% | 98.36% | 100% | 100% | 96.77% | 100% | 100% | 100% | 96.33% | 100% | 100% | 100% | 100% | 100% | 100% | 96.81% | 100% | 100% | 98.59% | 100% | 100% | 100% | 93.81% | 100% | 100% | 100% | 0% | 0% | 0% | -1.544% | 0% | 0% | 1.82% | 0% | 0% | 0% | -2.522% | 0% | 0% | 0%
0000 | Small Non Domestic Two Rate | 100% | 100% | 100% | 100% | 100% | 100% | 100% | 100% | 100% | 100% | 100% | 100% | 100% | 100% | 100% | 100% | 100% | 100% | 100% | 100% | 100% | 100% | 100% | 100% | 100% | 100% | 100% | 100% | 0% | 0% | 0% | 0% | 0% | 0% | 0% | 0% | 0% | 0% | 0% | 0% | 0% | 0%
0000 | Small Non Domestic Off Peak (related MPAN) | 100% | 100% | 100% | 100% | 100% | 100% | 100% | 100% | 100% | 100% | 100% | 100% | 100% | 100% | 100% | 100% | 100% | 100% | 100% | 100% | 100% | 100% | 100% | 100% | 100% | 100% | 100% | 100% | 0% | 0% | 0% | 0% | 0% | 0% | 0% | 0% | 0% | 0% | 0% | 0% | 0% | 0%
0000 | LV Medium Non-Domestic | 100% | 100% | 100% | 100% | 100% | 100% | 100% | 100% | 100% | 100% | 100% | 100% | 100% | 100% | 100% | 100% | 100% | 100% | 100% | 100% | 100% | 100% | 100% | 100% | 100% | 100% | 100% | 100% | 0% | 0% | 0% | 0% | 0% | 0% | 0% | 0% | 0% | 0% | 0% | 0% | 0% | 0%
0000 | LV Sub Medium Non-Domestic | 75.41% | 70.29% | 76.58% | 86.3% | 78.92% | 83.01% | 71.06% | 100% | 88.4% | 83.99% | 78.36% | 86.72% | 79.21% | 85.88% | 77.7% | 73.3% | 77.01% | 79.21% | 84.76% | 81.75% | 70.72% | 100% | 82.75% | 76.93% | 78.54% | 87.33% | 79.29% | 85.33% | 2.297% | 3.01% | 0.4337% | -7.085% | 5.837% | -1.258% | -0.345% | 0% | -5.651% | -7.053% | 0.1728% | 0.6118% | 0.07993% | -0.547%
0000 | HV Medium Non-Domestic | 72% | 64.9% | 59.78% | 74.13% | 57.65% | 72.19% | 67.16% | 99.9% | 80.89% | 73.27% | 71.51% | 78.58% | 63.09% | 64.55% | 76.54% | 64.59% | 58.43% | 75.14% | 59.39% | 71.9% | 66.49% | 94.1% | 71.74% | 67.51% | 64.51% | 71.95% | 54.98% | 46% | 4.54% | -0.3115% | -1.349% | 1.014% | 1.742% | -0.2816% | -0.6724% | -5.796% | -9.151% | -5.755% | -6.998% | -6.628% | -8.117% | -18.55%
0000 | LV Network Domestic | 91.23% | 90.9% | 97.34% | 85.58% | 91.97% | 93.24% | 91.74% | 86.91% | 60.47% | 95.04% | 86.14% | 97.19% | 60.62% | 94.78% | 85.91% | 94.13% | 86.58% | 99.4% | 100% | 94.7% | 96.12% | 78.03% | 84.8% | 84.04% | 98.56% | 100% | 100% | 100% | -5.321% | 3.229% | -10.76% | 13.82% | 8.033% | 1.46% | 4.377% | -8.88% | 24.33% | -11% | 12.42% | 2.81% | 39.38% | 5.216%
0000 | LV Network Non-Domestic Non-CT | 100% | 100% | 100% | 100% | 100% | 100% | 100% | 100% | 100% | 100% | 100% | 100% | 100% | 100% | 100% | 100% | 100% | 100% | 100% | 100% | 100% | 100% | 100% | 100% | 100% | 100% | 100% | 100% | 0% | 0% | 0% | 0% | 0% | 0% | 0% | 0% | 0% | 0% | 0% | 0% | 0% | 0%
0000 | LV HH Metered | 99.33% | 100% | 100% | 97.16% | 100% | 100% | 100% | 96.68% | 100% | 93.98% | 96.62% | 100% | 100% | 100% | 100% | 100% | 100% | 95.37% | 100% | 100% | 100% | 100% | 100% | 96% | 96.32% | 100% | 100% | 100% | 0.6703% | 0% | 0% | -1.796% | 0% | 0% | 0% | 3.318% | 0% | 2.018% | -0.2941% | 0% | 0% | 0%
0000 | LV Sub HH Metered | 70.38% | 80.76% | 79.86% | 92.78% | 70.9% | 75.45% | 67.58% | 76.87% | 85.56% | 77.83% | 64.99% | 61.92% | 72.06% | 80.88% | 72.03% | 83.5% | 80.82% | 86.34% | 76.1% | 77.52% | 69.12% | 71.59% | 90.06% | 78.78% | 64.94% | 63.42% | 72.17% | 81.79% | 1.655% | 2.738% | 0.9579% | -6.435% | 5.202% | 2.074% | 1.539% | -5.282% | 4.504% | 0.948% | -0.05332% | 1.499% | 0.1019% | 0.9117%
0000 | HV HH Metered | 81.72% | 75.41% | 70.6% | 61.87% | 63.91% | 76.72% | 80.94% | 69.87% | 84.86% | 89.61% | 74.31% | 75.16% | 72.15% | 75.92% | 81.13% | 73.94% | 72.79% | 60.69% | 67.01% | 75.23% | 77.8% | 70.9% | 86.78% | 90.97% | 73.04% | 74.45% | 71.78% | 74.74% | -0.5884% | -1.471% | 2.191% | -1.181% | 3.099% | -1.491% | -3.145% | 1.038% | 1.914% | 1.36% | -1.273% | -0.7006% | -0.3714% | -1.186%
0000 | NHH UMS category A | 69.52% | 100% | 100% | 96% | 100% | 100% | 100% | 96.09% | 99.35% | 100% | 95.34% | 100% | 100% | 100% | 69.16% | 100% | 100% | 78% | 89.82% | 100% | 100% | 81.46% | 100% | 98.92% | 91.8% | 99.22% | 96.19% | 96.63% | -0.3627% | 0% | 0% | -18% | -10.18% | 0% | 0% | -14.63% | 0.647% | -1.08% | -3.54% | -0.7791% | -3.812% | -3.366%
0000 | NHH UMS category B | 65.48% | 100% | 100% | 99.38% | 100% | 100% | 100% | 100% | 73.42% | 70.62% | 84.97% | 91.49% | 88.93% | 93.51% | 65.24% | 100% | 100% | 77.91% | 84.27% | 100% | 100% | 93.85% | 77.89% | 69.45% | 82.61% | 89.61% | 86.84% | 88.15% | -0.2398% | 0% | 0% | -21.47% | -15.73% | 0% | 0% | -6.154% | 4.464% | -1.171% | -2.354% | -1.872% | -2.09% | -5.353%
0000 | NHH UMS category C | 49.64% | 78.58% | 100% | 79.66% | 72.66% | 88.33% | 77.36% | 57.09% | 44.92% | 42.08% | 61.73% | 68.33% | 70.51% | 77.86% | 49.43% | 83.72% | 100% | 65.66% | 64.77% | 88.38% | 83.99% | 49.64% | 49.04% | 42.04% | 60.44% | 67.84% | 68.94% | 72.49% | -0.2178% | 5.139% | 0% | -14% | -7.887% | 0.05032% | 6.628% | -7.449% | 4.124% | -0.04508% | -1.29% | -0.4884% | -1.565% | -5.364%
0000 | NHH UMS category D | 71.08% | 100% | 100% | 92.45% | 100% | 100% | 100% | 83.78% | 100% | 100% | 100% | 100% | 100% | 100% | 70.7% | 100% | 100% | 77.11% | 93.5% | 100% | 100% | 70.24% | 100% | 100% | 100% | 100% | 100% | 100% | -0.385% | 0% | 0% | -15.34% | -6.503% | 0% | 0% | -13.54% | 0% | 0% | 0% | 0% | 0% | 0%
0000 | LV UMS (Pseudo HH Metered) | 64.48% | 100% | 100% | 98.12% | 100% | 100% | 100% | 100% | 76.46% | 68.16% | 79.12% | 92.68% | 85.09% | 88.62% | 64.58% | 100% | 100% | 76.93% | 77.28% | 100% | 100% | 84.56% | 76.42% | 67.57% | 80.52% | 89.89% | 85.24% | 85.63% | 0.0974% | 0% | 0% | -21.18% | -22.72% | 0% | 0% | -15.44% | -0.03154% | -0.5938% | 1.402% | -2.795% | 0.1579% | -2.996%
0000 | LV Generation NHH or Aggregate HH | 100% | 100% | 100% | 100% | 100% | 100% | 100% | 100% | 100% | 100% | 100% | 100% | 100% | 100% | 100% | 100% | 100% | 100% | 100% | 100% | 100% | 100% | 100% | 100% | 100% | 100% | 100% | 100% | 0% | 0% | 0% | 0% | 0% | 0% | 0% | 0% | 0% | 0% | 0% | 0% | 0% | 0%
0000 | LV Sub Generation NHH | 100% | 100% | 100% | 100% | 100% | 100% | 100% | 100% | 100% | 100% | 100% | 100% | 100% | 100% | 100% | 100% | 100% | 100% | 100% | 100% | 100% | 100% | 100% | 100% | 100% | 100% | 100% | 100% | 0% | 0% | 0% | 0% | 0% | 0% | 0% | 0% | 0% | 0% | 0% | 0% | 0% | 0%
0000 | LV Generation Intermittent | 100% | 100% | 100% | 100% | 100% | 100% | 100% | 100% | 100% | 100% | 100% | 100% | 100% | 100% | 100% | 100% | 100% | 100% | 100% | 100% | 100% | 100% | 100% | 100% | 100% | 100% | 100% | 100% | 0% | 0% | 0% | 0% | 0% | 0% | 0% | 0% | 0% | 0% | 0% | 0% | 0% | 0%
0000 | LV Generation Non-Intermittent | 100% | 100% | 100% | 100% | 100% | 100% | 100% | 100% | 100% | 30.13% | 100% | 100% | 100% | 100% | 100% | 100% | 100% | 100% | 100% | 100% | 100% | 100% | 100% | 35.04% | 100% | 100% | 100% | 100% | 0% | 0% | 0% | 0% | 0% | 0% | 0% | 0% | 0% | 4.914% | 0% | 0% | 0% | 0%
0000 | LV Sub Generation Intermittent | 100% | 100% | 100% | 100% | 100% | 100% | 100% | 100% | 100% | 100% | 100% | 100% | 100% | 100% | 100% | 100% | 100% | 100% | 100% | 100% | 100% | 100% | 100% | 100% | 100% | 100% | 100% | 100% | 0% | 0% | 0% | 0% | 0% | 0% | 0% | 0% | 0% | 0% | 0% | 0% | 0% | 0%
0000 | LV Sub Generation Non-Intermittent | 100% | 100% | 100% | 100% | 100% | 100% | 100% | 100% | 100% | 32.45% | 100% | 100% | 100% | 100% | 100% | 100% | 100% | 100% | 100% | 100% | 100% | 100% | 100% | 53.06% | 100% | 100% | 100% | 100% | 0% | 0% | 0% | 0% | 0% | 0% | 0% | 0% | 0% | 20.61% | 0% | 0% | 0% | 0%
0000 | HV Generation Intermittent | 100% | 100% | 100% | 100% | 100% | 100% | 100% | 100% | 100% | 100% | 100% | 100% | 100% | 100% | 100% | 100% | 100% | 100% | 100% | 100% | 100% | 100% | 100% | 100% | 100% | 100% | 100% | 100% | 0% | 0% | 0% | 0% | 0% | 0% | 0% | 0% | 0% | 0% | 0% | 0% | 0% | 0%
0000 | HV Generation Non-Intermittent | 100% | 100% | 100% | 100% | 100% | 100% | 100% | 100% | 100% | 100% | 100% | 100% | 100% | 100% | 100% | 100% | 100% | 100% | 100% | 100% | 100% | 100% | 100% | 100% | 100% | 100% | 100% | 82.66% | 0% | 0% | 0% | 0% | 0% | 0% | 0% | 0% | 0% | 0% | 0% | 0% | 0% | -17.34%
132kV | Domestic Unrestricted | 75.81% | 86.84% | 93.4% | 84.15% | 81.2% | 93.25% | 85.08% | 78.38% | 70.92% | 64.93% | 72.38% | 81.22% | 85.01% | 88.17% | 76.48% | 88.34% | 92.98% | 86.83% | 80.12% | 93.78% | 84.49% | 72.9% | 69.84% | 66.16% | 73.79% | 82.2% | 85.32% | 87.09% | 0.6764% | 1.5% | -0.4198% | 2.68% | -1.079% | 0.5355% | -0.5853% | -5.481% | -1.084% | 1.23% | 1.409% | 0.9828% | 0.3059% | -1.079%
132kV | Domestic Two Rate | 100% | 100% | 100% | 100% | 100% | 100% | 100% | 100% | 88.62% | 85.1% | 82.78% | 100% | 100% | 100% | 100% | 100% | 100% | 100% | 100% | 100% | 100% | 100% | 86.1% | 85.56% | 83.87% | 100% | 100% | 100% | 0% | 0% | 0% | 0% | 0% | 0% | 0% | 0% | -2.522% | 0.4608% | 1.088% | 0% | 0% | 0%
132kV | Domestic Off Peak (related MPAN) | 100% | 100% | 100% | 100% | 100% | 100% | 100% | 100% | 88.62% | 85.1% | 82.78% | 100% | 100% | 100% | 100% | 100% | 100% | 100% | 100% | 100% | 100% | 100% | 86.1% | 85.56% | 83.87% | 100% | 100% | 100% | 0% | 0% | 0% | 0% | 0% | 0% | 0% | 0% | -2.522% | 0.4608% | 1.088% | 0% | 0% | 0%
132kV | Small Non Domestic Unrestricted | 91.33% | 100% | 100% | 98.36% | 100% | 100% | 89.57% | 100% | 100% | 97.3% | 78.48% | 97.33% | 100% | 100% | 90.76% | 100% | 100% | 96.81% | 100% | 100% | 91.26% | 100% | 100% | 96.5% | 76.42% | 96.29% | 98.56% | 100% | -0.566% | 0% | 0% | -1.544% | 0% | 0% | 1.685% | 0% | 0% | -0.8008% | -2.055% | -1.037% | -1.436% | 0%
132kV | Small Non Domestic Two Rate | 100% | 100% | 100% | 100% | 100% | 100% | 100% | 100% | 100% | 100% | 90.43% | 100% | 100% | 100% | 100% | 100% | 100% | 100% | 100% | 100% | 100% | 100% | 100% | 100% | 88.66% | 100% | 100% | 100% | 0% | 0% | 0% | 0% | 0% | 0% | 0% | 0% | 0% | 0% | -1.773% | 0% | 0% | 0%
132kV | Small Non Domestic Off Peak (related MPAN) | 100% | 100% | 100% | 100% | 100% | 100% | 100% | 100% | 100% | 100% | 90.43% | 100% | 100% | 100% | 100% | 100% | 100% | 100% | 100% | 100% | 100% | 100% | 100% | 100% | 88.66% | 100% | 100% | 100% | 0% | 0% | 0% | 0% | 0% | 0% | 0% | 0% | 0% | 0% | -1.773% | 0% | 0% | 0%
132kV | LV Medium Non-Domestic | 100% | 100% | 100% | 100% | 100% | 100% | 100% | 100% | 100% | 100% | 87.85% | 100% | 100% | 100% | 100% | 100% | 100% | 100% | 100% | 100% | 100% | 100% | 100% | 90.99% | 87.35% | 100% | 100% | 100% | 0% | 0% | 0% | 0% | 0% | 0% | 0% | 0% | 0% | -9.014% | -0.4995% | 0% | 0% | 0%
132kV | LV Sub Medium Non-Domestic | 60.19% | 64.92% | 71.21% | 86.3% | 65.72% | 83.01% | 62.84% | 97.34% | 71.57% | 66.69% | 56.68% | 63.5% | 69.46% | 76.64% | 62.02% | 67.7% | 71.62% | 79.21% | 70.58% | 81.75% | 62.53% | 85.63% | 67% | 61.09% | 56.81% | 63.95% | 69.53% | 76.15% | 1.834% | 2.78% | 0.4033% | -7.085% | 4.861% | -1.258% | -0.3051% | -11.72% | -4.576% | -5.601% | 0.125% | 0.448% | 0.07009% | -0.4882%
132kV | HV Medium Non-Domestic | 54.66% | 58.82% | 54.52% | 74.13% | 46.6% | 72.19% | 58.47% | 83.18% | 63.54% | 56.43% | 48.8% | 54.34% | 53.8% | 56.22% | 58.11% | 58.53% | 53.29% | 75.14% | 48.01% | 71.9% | 57.88% | 78.36% | 56.36% | 51.99% | 44.03% | 49.75% | 46.88% | 40.07% | 3.447% | -0.2823% | -1.231% | 1.014% | 1.409% | -0.2816% | -0.5854% | -4.826% | -7.189% | -4.432% | -4.776% | -4.584% | -6.922% | -16.16%
132kV | LV Network Domestic | 79.74% | 86.77% | 93.28% | 85.58% | 82.31% | 93.24% | 84.92% | 77.78% | 52.93% | 82.06% | 70.18% | 80.39% | 56.15% | 88.08% | 75.09% | 89.85% | 82.97% | 99.4% | 96.78% | 94.7% | 88.97% | 69.83% | 74.22% | 72.56% | 80.29% | 89.26% | 95.26% | 93.3% | -4.651% | 3.082% | -10.31% | 13.82% | 14.46% | 1.46% | 4.051% | -7.947% | 21.3% | -9.494% | 10.12% | 8.872% | 39.12% | 5.224%
132kV | LV Network Non-Domestic Non-CT | 100% | 100% | 100% | 100% | 100% | 100% | 94.21% | 100% | 100% | 100% | 91.28% | 100% | 100% | 100% | 100% | 100% | 100% | 100% | 100% | 100% | 100% | 100% | 100% | 100% | 88.05% | 100% | 100% | 100% | 0% | 0% | 0% | 0% | 0% | 0% | 5.787% | 0% | 0% | 0% | -3.226% | 0% | 0% | 0%
132kV | LV HH Metered | 86.82% | 100% | 100% | 97.16% | 100% | 100% | 94.99% | 86.53% | 96.62% | 81.14% | 78.71% | 86.85% | 99.82% | 100% | 89.1% | 100% | 100% | 95.37% | 100% | 100% | 94.14% | 90.32% | 98.76% | 82.89% | 78.47% | 84.68% | 97.91% | 100% | 2.281% | 0% | 0% | -1.796% | 0% | 0% | -0.8529% | 3.795% | 2.138% | 1.743% | -0.2396% | -2.169% | -1.909% | 0%
132kV | LV Sub HH Metered | 56.18% | 74.59% | 74.27% | 92.78% | 59.05% | 75.45% | 59.76% | 65.42% | 69.27% | 61.8% | 47.01% | 45.34% | 63.19% | 72.18% | 57.5% | 77.12% | 75.16% | 86.34% | 63.38% | 77.52% | 61.12% | 60.92% | 72.92% | 62.55% | 46.97% | 46.44% | 63.28% | 72.99% | 1.321% | 2.528% | 0.8908% | -6.435% | 4.332% | 2.074% | 1.361% | -4.494% | 3.647% | 0.7528% | -0.03857% | 1.098% | 0.08932% | 0.8136%
132kV | HV HH Metered | 62.04% | 68.35% | 64.4% | 61.87% | 51.66% | 76.72% | 70.47% | 58.17% | 66.66% | 69.01% | 50.71% | 51.97% | 61.53% | 66.13% | 61.59% | 67.01% | 66.4% | 60.69% | 54.17% | 75.23% | 67.73% | 59.04% | 68.17% | 70.06% | 49.85% | 51.49% | 61.21% | 65.1% | -0.4468% | -1.333% | 1.998% | -1.181% | 2.505% | -1.491% | -2.738% | 0.8639% | 1.504% | 1.047% | -0.869% | -0.4845% | -0.3167% | -1.033%
132kV | NHH UMS category A | 60.77% | 100% | 100% | 96% | 100% | 100% | 100% | 86% | 86.96% | 88.92% | 77.67% | 84.88% | 92.64% | 94.55% | 60.45% | 100% | 100% | 78% | 80.39% | 100% | 100% | 72.9% | 89.57% | 85.41% | 74.78% | 82.07% | 89.1% | 89.8% | -0.317% | 0% | 0% | -18% | -19.61% | 0% | 0% | -13.09% | 2.607% | -3.511% | -2.884% | -2.813% | -3.545% | -4.749%
132kV | NHH UMS category B | 57.23% | 100% | 100% | 99.38% | 92.47% | 100% | 100% | 96.88% | 64.26% | 60.97% | 69.22% | 75.67% | 82.37% | 86.89% | 57.02% | 100% | 100% | 77.91% | 75.43% | 100% | 100% | 83.99% | 68.17% | 59.96% | 67.3% | 74.12% | 80.44% | 81.92% | -0.2096% | 0% | 0% | -21.47% | -17.04% | 0% | 0% | -12.89% | 3.907% | -1.011% | -1.918% | -1.549% | -1.936% | -4.974%
132kV | NHH UMS category C | 43.39% | 75.01% | 99.26% | 79.66% | 65.03% | 88.33% | 71.61% | 51.09% | 39.32% | 36.34% | 50.29% | 56.52% | 65.31% | 72.35% | 43.2% | 79.91% | 99.83% | 65.66% | 57.97% | 88.38% | 77.74% | 44.42% | 42.93% | 36.3% | 49.24% | 56.11% | 63.86% | 67.37% | -0.1903% | 4.906% | 0.5718% | -14% | -7.059% | 0.05032% | 6.135% | -6.667% | 3.609% | -0.03893% | -1.051% | -0.404% | -1.45% | -4.985%
132kV | NHH UMS category D | 62.13% | 100% | 100% | 92.45% | 100% | 100% | 100% | 74.98% | 100% | 100% | 88.51% | 97.09% | 100% | 100% | 61.8% | 100% | 100% | 77.11% | 83.68% | 100% | 100% | 62.86% | 100% | 100% | 84.06% | 92.27% | 99.42% | 98.96% | -0.3365% | 0% | 0% | -15.34% | -16.32% | 0% | 0% | -12.12% | 0% | 0% | -4.454% | -4.817% | -0.5845% | -1.04%
132kV | LV UMS (Pseudo HH Metered) | 56.36% | 100% | 100% | 98.12% | 91.91% | 100% | 100% | 97.42% | 66.92% | 58.85% | 64.46% | 76.66% | 78.81% | 82.36% | 56.44% | 100% | 100% | 76.93% | 69.17% | 100% | 100% | 75.68% | 66.89% | 58.34% | 65.6% | 74.35% | 78.96% | 79.57% | 0.08513% | 0% | 0% | -21.18% | -22.75% | 0% | 0% | -21.74% | -0.0276% | -0.5127% | 1.142% | -2.312% | 0.1462% | -2.784%
132kV | LV Generation NHH or Aggregate HH | 100% | 100% | 100% | 100% | 100% | 100% | 100% | 99.2% | 100% | 100% | 100% | 100% | 100% | 100% | 100% | 100% | 100% | 100% | 100% | 100% | 100% | 100% | 100% | 100% | 100% | 100% | 100% | 100% | 0% | 0% | 0% | 0% | 0% | 0% | 0% | 0.8031% | 0% | 0% | 0% | 0% | 0% | 0%
132kV | LV Sub Generation NHH | 100% | 100% | 100% | 100% | 100% | 100% | 100% | 97.34% | 100% | 100% | 100% | 100% | 100% | 100% | 100% | 100% | 100% | 100% | 100% | 100% | 100% | 99.43% | 100% | 100% | 100% | 100% | 100% | 100% | 0% | 0% | 0% | 0% | 0% | 0% | 0% | 2.084% | 0% | 0% | 0% | 0% | 0% | 0%
132kV | LV Generation Intermittent | 100% | 100% | 100% | 100% | 100% | 100% | 100% | 100% | 100% | 100% | 100% | 100% | 100% | 100% | 100% | 100% | 100% | 100% | 100% | 100% | 100% | 100% | 100% | 100% | 100% | 100% | 100% | 100% | 0% | 0% | 0% | 0% | 0% | 0% | 0% | 0% | 0% | 0% | 0% | 0% | 0% | 0%
132kV | LV Generation Non-Intermittent | 100% | 100% | 100% | 100% | 100% | 100% | 100% | 100% | 100% | 23.92% | 100% | 100% | 100% | 100% | 100% | 100% | 100% | 100% | 100% | 100% | 100% | 100% | 100% | 27.82% | 100% | 100% | 100% | 100% | 0% | 0% | 0% | 0% | 0% | 0% | 0% | 0% | 0% | 3.902% | 0% | 0% | 0% | 0%
132kV | LV Sub Generation Intermittent | 100% | 100% | 100% | 100% | 100% | 100% | 100% | 98.12% | 100% | 100% | 100% | 100% | 100% | 100% | 100% | 100% | 100% | 100% | 100% | 100% | 100% | 100% | 100% | 100% | 100% | 100% | 100% | 100% | 0% | 0% | 0% | 0% | 0% | 0% | 0% | 1.879% | 0% | 0% | 0% | 0% | 0% | 0%
132kV | LV Sub Generation Non-Intermittent | 100% | 100% | 100% | 100% | 100% | 100% | 100% | 100% | 100% | 24.99% | 100% | 100% | 100% | 100% | 100% | 100% | 100% | 100% | 100% | 100% | 100% | 100% | 100% | 40.86% | 100% | 100% | 100% | 100% | 0% | 0% | 0% | 0% | 0% | 0% | 0% | 0% | 0% | 15.87% | 0% | 0% | 0% | 0%
132kV | HV Generation Intermittent | 83.51% | 100% | 100% | 100% | 96.73% | 100% | 100% | 100% | 84.88% | 92.57% | 100% | 100% | 100% | 99.3% | 85.91% | 100% | 100% | 100% | 100% | 100% | 100% | 100% | 86.82% | 95.09% | 100% | 100% | 100% | 100% | 2.406% | 0% | 0% | 0% | 3.275% | 0% | 0% | 0% | 1.948% | 2.52% | 0% | 0% | 0% | 0.7001%
132kV | HV Generation Non-Intermittent | 78.19% | 100% | 100% | 100% | 85.94% | 100% | 100% | 83.2% | 70.13% | 78.27% | 100% | 100% | 100% | 73.36% | 73.28% | 100% | 100% | 100% | 93.82% | 100% | 99.92% | 90.49% | 70.87% | 82.87% | 100% | 100% | 100% | 57.77% | -4.906% | 0% | 0% | 0% | 7.879% | 0% | -0.08234% | 7.296% | 0.7404% | 4.595% | 0% | 0% | 0% | -15.59%
132kV/EHV | Domestic Unrestricted | 70.24% | 81.01% | 86.98% | 83.18% | 76.13% | 91.27% | 76.5% | 71.79% | 64.43% | 58.49% | 63.71% | 69.9% | 79.96% | 80.9% | 70.87% | 82.41% | 86.59% | 85.83% | 75.12% | 91.79% | 75.97% | 66.77% | 63.44% | 59.6% | 64.95% | 70.75% | 80.24% | 79.91% | 0.6267% | 1.399% | -0.391% | 2.649% | -1.011% | 0.5241% | -0.5263% | -5.021% | -0.985% | 1.108% | 1.24% | 0.8459% | 0.2877% | -0.9903%
132kV/EHV | Domestic Two Rate | 99.58% | 100% | 100% | 100% | 100% | 100% | 100% | 100% | 80.51% | 76.66% | 72.87% | 86.82% | 100% | 100% | 98.29% | 100% | 100% | 100% | 100% | 100% | 100% | 99.28% | 78.22% | 77.07% | 73.82% | 87.59% | 100% | 100% | -1.283% | 0% | 0% | 0% | 0% | 0% | 0% | -0.7233% | -2.291% | 0.4151% | 0.9573% | 0.7722% | 0% | 0%
132kV/EHV | Domestic Off Peak (related MPAN) | 99.58% | 100% | 100% | 100% | 100% | 100% | 100% | 100% | 80.51% | 76.66% | 72.87% | 86.82% | 100% | 100% | 98.29% | 100% | 100% | 100% | 100% | 100% | 100% | 99.28% | 78.22% | 77.07% | 73.82% | 87.59% | 100% | 100% | -1.283% | 0% | 0% | 0% | 0% | 0% | 0% | -0.7233% | -2.291% | 0.4151% | 0.9573% | 0.7722% | 0% | 0%
132kV/EHV | Small Non Domestic Unrestricted | 84.63% | 97.05% | 94.96% | 97.22% | 95.33% | 100% | 80.54% | 100% | 100% | 87.65% | 69.08% | 83.77% | 94.52% | 97.67% | 84.1% | 96.17% | 93.9% | 95.7% | 95.83% | 100% | 82.06% | 100% | 100% | 86.93% | 67.27% | 82.87% | 92.7% | 100% | -0.5245% | -0.8754% | -1.057% | -1.526% | 0.5024% | 0% | 1.515% | 0% | 0% | -0.7214% | -1.809% | -0.8929% | -1.821% | 2.327%
132kV/EHV | Small Non Domestic Two Rate | 100% | 100% | 100% | 100% | 100% | 100% | 96.1% | 100% | 100% | 100% | 79.6% | 92.43% | 100% | 100% | 100% | 100% | 100% | 100% | 96.3% | 100% | 94.42% | 100% | 100% | 100% | 78.04% | 91.65% | 100% | 100% | 0% | 0% | 0% | 0% | -3.702% | 0% | -1.682% | 0% | 0% | 0% | -1.561% | -0.7741% | 0% | 0%
132kV/EHV | Small Non Domestic Off Peak (related MPAN) | 100% | 100% | 100% | 100% | 100% | 100% | 96.1% | 100% | 100% | 100% | 79.6% | 92.43% | 100% | 100% | 100% | 100% | 100% | 100% | 96.3% | 100% | 94.42% | 100% | 100% | 100% | 78.04% | 91.65% | 100% | 100% | 0% | 0% | 0% | 0% | -3.702% | 0% | -1.682% | 0% | 0% | 0% | -1.561% | -0.7741% | 0% | 0%
132kV/EHV | LV Medium Non-Domestic | 93.69% | 100% | 100% | 100% | 100% | 100% | 92.88% | 100% | 100% | 90.21% | 77.32% | 88.02% | 100% | 100% | 95.92% | 100% | 100% | 100% | 100% | 100% | 91.7% | 100% | 93.56% | 81.96% | 76.89% | 87% | 100% | 100% | 2.237% | 0% | 0% | 0% | 0% | 0% | -1.181% | 0% | -6.442% | -8.247% | -0.4396% | -1.015% | 0% | 0%
132kV/EHV | LV Sub Medium Non-Domestic | 52.44% | 57.34% | 62.76% | 84.87% | 58.69% | 80.2% | 52.52% | 85.13% | 60.76% | 55.84% | 45.27% | 48.02% | 62.18% | 66.64% | 54.04% | 59.8% | 63.11% | 77.9% | 63.03% | 78.99% | 52.26% | 74.88% | 56.87% | 51.15% | 45.37% | 48.36% | 62.24% | 66.21% | 1.598% | 2.456% | 0.3555% | -6.968% | 4.341% | -1.215% | -0.255% | -10.25% | -3.884% | -4.689% | 0.09983% | 0.3388% | 0.06274% | -0.4244%
132kV/EHV | HV Medium Non-Domestic | 45.84% | 50.24% | 46.24% | 72.79% | 40.71% | 69.41% | 47.56% | 71.21% | 52.4% | 45.86% | 36.84% | 38.18% | 46.86% | 47.21% | 48.73% | 50% | 45.2% | 73.78% | 41.94% | 69.14% | 47.08% | 67.08% | 46.47% | 42.26% | 33.24% | 34.96% | 40.83% | 33.64% | 2.89% | -0.2411% | -1.044% | 0.9954% | 1.231% | -0.2707% | -0.4761% | -4.132% | -5.928% | -3.603% | -3.606% | -3.221% | -6.029% | -13.57%
132kV/EHV | LV Network Domestic | 73.89% | 80.94% | 86.87% | 84.59% | 77.17% | 91.26% | 76.36% | 71.24% | 48.08% | 73.92% | 61.77% | 69.19% | 52.81% | 80.82% | 69.58% | 83.82% | 77.26% | 98.25% | 90.73% | 92.69% | 80% | 63.96% | 67.43% | 65.36% | 70.68% | 76.82% | 89.6% | 85.61% | -4.31% | 2.875% | -9.601% | 13.66% | 13.56% | 1.429% | 3.643% | -7.279% | 19.34% | -8.552% | 8.904% | 7.636% | 36.79% | 4.793%
132kV/EHV | LV Network Non-Domestic Non-CT | 93.39% | 94.11% | 94.46% | 100% | 98.64% | 100% | 84.71% | 100% | 100% | 99.78% | 80.35% | 96.96% | 100% | 100% | 93.29% | 100% | 100% | 100% | 98.99% | 100% | 90.23% | 100% | 100% | 100% | 77.51% | 95.44% | 100% | 100% | -0.1021% | 5.889% | 5.539% | 0% | 0.351% | 0% | 5.515% | 0% | 0% | 0.2161% | -2.839% | -1.522% | 0% | 0%
132kV/EHV | LV HH Metered | 80.45% | 100% | 100% | 96.04% | 94.11% | 100% | 85.42% | 79.25% | 87.77% | 73.09% | 69.28% | 74.75% | 93.88% | 95.82% | 82.56% | 100% | 100% | 94.27% | 94.27% | 100% | 84.65% | 82.73% | 89.71% | 74.66% | 69.07% | 72.88% | 92.08% | 93.25% | 2.114% | 0% | 0% | -1.775% | 0.162% | 0% | -0.7669% | 3.476% | 1.942% | 1.57% | -0.2109% | -1.867% | -1.796% | -2.563%
132kV/EHV | LV Sub HH Metered | 48.94% | 65.88% | 65.45% | 91.24% | 52.73% | 72.9% | 49.94% | 57.21% | 58.8% | 51.75% | 37.54% | 34.29% | 56.56% | 62.75% | 50.1% | 68.12% | 66.24% | 84.91% | 56.6% | 74.9% | 51.08% | 53.28% | 61.9% | 52.38% | 37.51% | 35.12% | 56.64% | 63.46% | 1.151% | 2.233% | 0.7851% | -6.329% | 3.869% | 2.004% | 1.137% | -3.93% | 3.096% | 0.6303% | -0.0308% | 0.8302% | 0.07996% | 0.7074%
132kV/EHV | HV HH Metered | 52.02% | 58.38% | 54.62% | 60.75% | 45.14% | 73.77% | 57.32% | 49.8% | 54.97% | 56.09% | 38.29% | 36.52% | 53.59% | 55.53% | 51.64% | 57.24% | 56.31% | 59.59% | 47.32% | 72.34% | 55.09% | 50.54% | 56.21% | 56.94% | 37.63% | 36.18% | 53.31% | 54.66% | -0.3746% | -1.139% | 1.695% | -1.16% | 2.188% | -1.434% | -2.227% | 0.7396% | 1.24% | 0.8511% | -0.6561% | -0.3404% | -0.2758% | -0.8671%
132kV/EHV | NHH UMS category A | 56.31% | 100% | 100% | 94.89% | 94.59% | 100% | 100% | 78.77% | 79% | 80.1% | 68.36% | 73.05% | 87.13% | 86.76% | 56.02% | 100% | 100% | 77.1% | 75.36% | 100% | 100% | 66.77% | 81.37% | 76.94% | 65.83% | 70.63% | 83.8% | 82.4% | -0.2937% | 0% | 0% | -17.8% | -19.23% | 0% | 0% | -11.99% | 2.368% | -3.163% | -2.539% | -2.421% | -3.334% | -4.358%
132kV/EHV | NHH UMS category B | 53.03% | 100% | 100% | 98.23% | 86.69% | 100% | 93.27% | 88.74% | 58.38% | 54.92% | 60.93% | 65.13% | 77.48% | 79.73% | 52.84% | 100% | 100% | 77.01% | 70.71% | 100% | 96.56% | 76.93% | 61.93% | 54.01% | 59.24% | 63.79% | 75.65% | 75.17% | -0.1942% | 0% | 0% | -21.22% | -15.98% | 0% | 3.29% | -11.81% | 3.549% | -0.9109% | -1.688% | -1.333% | -1.821% | -4.564%
132kV/EHV | NHH UMS category C | 40.21% | 69.97% | 92.44% | 78.74% | 60.97% | 86.45% | 64.38% | 46.8% | 35.72% | 32.73% | 44.26% | 48.64% | 61.42% | 66.39% | 40.03% | 74.55% | 92.97% | 64.91% | 54.35% | 86.5% | 69.9% | 40.69% | 39% | 32.7% | 43.34% | 48.3% | 60.06% | 61.81% | -0.1764% | 4.576% | 0.5325% | -13.84% | -6.618% | 0.04925% | 5.517% | -6.107% | 3.279% | -0.03506% | -0.9252% | -0.3477% | -1.364% | -4.574%
132kV/EHV | NHH UMS category D | 57.57% | 100% | 100% | 91.38% | 100% | 100% | 100% | 68.68% | 100% | 100% | 77.91% | 83.56% | 99.12% | 94.76% | 57.26% | 100% | 100% | 76.22% | 78.45% | 100% | 100% | 57.58% | 100% | 100% | 73.99% | 79.42% | 93.5% | 90.8% | -0.3119% | 0% | 0% | -15.16% | -21.55% | 0% | 0% | -11.1% | 0% | 0% | -3.92% | -4.146% | -5.613% | -3.957%
132kV/EHV | LV UMS (Pseudo HH Metered) | 52.22% | 100% | 100% | 96.98% | 86.17% | 100% | 92.82% | 89.23% | 60.79% | 53.02% | 56.74% | 65.98% | 74.13% | 75.57% | 52.3% | 100% | 100% | 76.04% | 64.84% | 100% | 95.58% | 69.32% | 60.77% | 52.55% | 57.74% | 63.99% | 74.26% | 73.01% | 0.07889% | 0% | 0% | -20.94% | -21.33% | 0% | 2.76% | -19.91% | -0.02508% | -0.4618% | 1.005% | -1.99% | 0.1375% | -2.554%
132kV/EHV | LV Generation NHH or Aggregate HH | 100% | 100% | 100% | 100% | 100% | 100% | 100% | 86.75% | 100% | 91.22% | 100% | 100% | 100% | 100% | 100% | 100% | 100% | 100% | 100% | 100% | 100% | 88.72% | 100% | 94.03% | 100% | 100% | 100% | 100% | 0% | 0% | 0% | 0% | 0% | 0% | 0% | 1.964% | 0% | 2.81% | 0% | 0% | 0% | 0%
132kV/EHV | LV Sub Generation NHH | 100% | 100% | 100% | 100% | 100% | 100% | 100% | 83.33% | 100% | 86.53% | 100% | 100% | 100% | 100% | 100% | 100% | 100% | 100% | 100% | 100% | 100% | 85.12% | 100% | 89.17% | 100% | 100% | 100% | 100% | 0% | 0% | 0% | 0% | 0% | 0% | 0% | 1.784% | 0% | 2.632% | 0% | 0% | 0% | 0%
132kV/EHV | LV Generation Intermittent | 100% | 100% | 100% | 100% | 100% | 100% | 100% | 91.15% | 100% | 93.28% | 100% | 100% | 100% | 100% | 100% | 100% | 100% | 100% | 100% | 100% | 100% | 94.41% | 100% | 98.75% | 100% | 100% | 100% | 100% | 0% | 0% | 0% | 0% | 0% | 0% | 0% | 3.261% | 0% | 5.468% | 0% | 0% | 0% | 0%
132kV/EHV | LV Generation Non-Intermittent | 100% | 100% | 100% | 100% | 100% | 100% | 100% | 91.2% | 100% | 20.03% | 100% | 100% | 100% | 100% | 100% | 100% | 100% | 100% | 100% | 100% | 100% | 89.39% | 100% | 23.3% | 100% | 100% | 100% | 100% | 0% | 0% | 0% | 0% | 0% | 0% | 0% | -1.804% | 0% | 3.267% | 0% | 0% | 0% | 0%
132kV/EHV | LV Sub Generation Intermittent | 100% | 100% | 100% | 100% | 100% | 100% | 100% | 84% | 100% | 100% | 100% | 100% | 100% | 100% | 100% | 100% | 100% | 100% | 100% | 100% | 100% | 85.83% | 100% | 100% | 100% | 100% | 100% | 100% | 0% | 0% | 0% | 0% | 0% | 0% | 0% | 1.825% | 0% | 0% | 0% | 0% | 0% | 0%
132kV/EHV | LV Sub Generation Non-Intermittent | 100% | 100% | 100% | 100% | 100% | 100% | 100% | 87.64% | 100% | 20.31% | 100% | 100% | 100% | 100% | 100% | 100% | 100% | 100% | 100% | 100% | 100% | 85.77% | 100% | 33.21% | 100% | 100% | 100% | 100% | 0% | 0% | 0% | 0% | 0% | 0% | 0% | -1.873% | 0% | 12.9% | 0% | 0% | 0% | 0%
132kV/EHV | HV Generation Intermittent | 56.35% | 99.83% | 100% | 100% | 70% | 100% | 63.33% | 89.41% | 52.72% | 64.4% | 54.9% | 100% | 94.41% | 52.96% | 57.98% | 100% | 100% | 100% | 72.57% | 100% | 71.1% | 93.85% | 53.93% | 66.16% | 58.16% | 100% | 97.67% | 55.14% | 1.624% | 0.1657% | 0% | 0% | 2.569% | 0% | 7.767% | 4.443% | 1.21% | 1.753% | 3.26% | 0% | 3.255% | 2.185%
132kV/EHV | HV Generation Non-Intermittent | 52.76% | 91.81% | 90.27% | 100% | 62.2% | 100% | 62.31% | 65.57% | 43.56% | 54.46% | 48.88% | 93.54% | 78.44% | 39.12% | 49.45% | 100% | 92.67% | 100% | 67.9% | 100% | 60.86% | 71.32% | 44.02% | 57.65% | 51.35% | 94.59% | 76.34% | 30.81% | -3.31% | 8.189% | 2.399% | 0% | 5.702% | 0% | -1.458% | 5.75% | 0.4599% | 3.197% | 2.467% | 1.053% | -2.1% | -8.314%
EHV | Domestic Unrestricted | 65.81% | 74.97% | 80.52% | 72.74% | 69.93% | 82.44% | 71.31% | 58.16% | 60.02% | 51.89% | 61.31% | 68.48% | 74.82% | 77.66% | 66.4% | 76.26% | 80.15% | 75.05% | 69% | 82.92% | 70.82% | 54.09% | 59.1% | 52.88% | 62.5% | 69.31% | 75.09% | 76.71% | 0.5872% | 1.295% | -0.3619% | 2.317% | -0.9291% | 0.4734% | -0.4905% | -4.067% | -0.9176% | 0.9834% | 1.193% | 0.8287% | 0.2692% | -0.9507%
EHV | Domestic Two Rate | 93.29% | 100% | 100% | 100% | 98.65% | 100% | 98.93% | 89.96% | 74.99% | 68.01% | 70.13% | 85.05% | 98.18% | 100% | 92.09% | 100% | 100% | 100% | 99.08% | 100% | 96.62% | 80.43% | 72.86% | 68.38% | 71.05% | 85.81% | 99% | 98.52% | -1.202% | 0% | 0% | 0% | 0.4282% | 0% | -2.312% | -9.537% | -2.135% | 0.3683% | 0.9213% | 0.7565% | 0.8131% | -1.48%
EHV | Domestic Off Peak (related MPAN) | 93.29% | 100% | 100% | 100% | 98.65% | 100% | 98.93% | 89.96% | 74.99% | 68.01% | 70.13% | 85.05% | 98.18% | 100% | 92.09% | 100% | 100% | 100% | 99.08% | 100% | 96.62% | 80.43% | 72.86% | 68.38% | 71.05% | 85.81% | 99% | 98.52% | -1.202% | 0% | 0% | 0% | 0.4282% | 0% | -2.312% | -9.537% | -2.135% | 0.3683% | 0.9213% | 0.7565% | 0.8131% | -1.48%
EHV | Small Non Domestic Unrestricted | 79.28% | 89.81% | 87.9% | 85.02% | 87.57% | 94.92% | 75.08% | 93.66% | 98.31% | 77.77% | 66.48% | 82.06% | 88.45% | 93.77% | 78.79% | 89% | 86.92% | 83.68% | 88.03% | 96.57% | 76.49% | 98.52% | 94.34% | 77.13% | 64.74% | 81.19% | 86.74% | 96.58% | -0.4914% | -0.8101% | -0.9783% | -1.335% | 0.4615% | 1.645% | 1.412% | 4.864% | -3.968% | -0.64% | -1.741% | -0.8747% | -1.704% | 2.812%
EHV | Small Non Domestic Two Rate | 97.69% | 100% | 100% | 100% | 94.62% | 100% | 89.58% | 100% | 100% | 88.95% | 76.6% | 90.54% | 100% | 100% | 95.36% | 100% | 100% | 100% | 88.46% | 100% | 88.01% | 100% | 95.94% | 90.51% | 75.1% | 89.79% | 99.95% | 100% | -2.333% | 0% | 0% | 0% | -6.159% | 0% | -1.568% | 0% | -4.058% | 1.564% | -1.502% | -0.7584% | -0.05232% | 0%
EHV | Small Non Domestic Off Peak (related MPAN) | 97.69% | 100% | 100% | 100% | 94.62% | 100% | 89.58% | 100% | 100% | 88.95% | 76.6% | 90.54% | 100% | 100% | 95.36% | 100% | 100% | 100% | 88.46% | 100% | 88.01% | 100% | 95.94% | 90.51% | 75.1% | 89.79% | 99.95% | 100% | -2.333% | 0% | 0% | 0% | -6.159% | 0% | -1.568% | 0% | -4.058% | 1.564% | -1.502% | -0.7584% | -0.05232% | 0%
EHV | LV Medium Non-Domestic | 87.77% | 96.46% | 98.6% | 96.48% | 95% | 100% | 86.58% | 96.81% | 94.1% | 80.04% | 74.41% | 86.23% | 99.02% | 100% | 89.87% | 98.7% | 99.43% | 92.3% | 99.32% | 100% | 85.48% | 84.72% | 87.15% | 72.72% | 73.99% | 85.23% | 97.31% | 98.28% | 2.096% | 2.238% | 0.8313% | -4.176% | 4.321% | 0% | -1.101% | -12.09% | -6.951% | -7.317% | -0.4231% | -0.9946% | -1.712% | -1.724%
EHV | LV Sub Medium Non-Domestic | 46.27% | 49.49% | 54.24% | 69.5% | 50.1% | 67.71% | 46.27% | 59.86% | 53.41% | 44.73% | 42.11% | 46.07% | 54.77% | 62.18% | 47.68% | 51.61% | 54.55% | 63.8% | 53.81% | 66.68% | 46.05% | 52.66% | 50% | 40.98% | 42.2% | 46.4% | 54.83% | 61.78% | 1.409% | 2.12% | 0.3072% | -5.706% | 3.706% | -1.026% | -0.2247% | -7.205% | -3.414% | -3.757% | 0.09287% | 0.3251% | 0.05527% | -0.3961%
EHV | HV Medium Non-Domestic | 38.8% | 41.35% | 37.9% | 58.36% | 33.53% | 57.05% | 40.96% | 46.44% | 44.82% | 35.05% | 33.54% | 36.15% | 39.81% | 43.19% | 41.24% | 41.15% | 37.05% | 59.16% | 34.54% | 56.83% | 40.55% | 43.75% | 39.75% | 32.3% | 30.26% | 33.1% | 34.69% | 30.78% | 2.446% | -0.1984% | -0.8556% | 0.7981% | 1.013% | -0.2225% | -0.41% | -2.694% | -5.071% | -2.753% | -3.283% | -3.049% | -5.121% | -12.41%
EHV | LV Network Domestic | 69.23% | 74.91% | 80.41% | 73.97% | 70.89% | 82.44% | 71.18% | 57.72% | 44.79% | 65.58% | 59.45% | 67.78% | 49.41% | 77.59% | 65.19% | 77.57% | 71.52% | 85.91% | 83.34% | 83.73% | 74.57% | 51.82% | 62.81% | 57.99% | 68.02% | 75.26% | 83.84% | 82.19% | -4.038% | 2.661% | -8.888% | 11.94% | 12.46% | 1.291% | 3.395% | -5.897% | 18.02% | -7.588% | 8.569% | 7.481% | 34.42% | 4.602%
EHV | LV Network Non-Domestic Non-CT | 87.5% | 87.09% | 87.44% | 93.65% | 90.61% | 100% | 78.97% | 100% | 99.17% | 88.53% | 77.32% | 94.98% | 97.73% | 100% | 87.4% | 98.33% | 98.15% | 90.71% | 90.94% | 100% | 84.11% | 100% | 100% | 89.04% | 74.59% | 93.49% | 95.44% | 100% | -0.09567% | 11.24% | 10.71% | -2.94% | 0.3224% | 0% | 5.141% | 0% | 0.8268% | 0.5028% | -2.732% | -1.491% | -2.288% | 0%
EHV | LV HH Metered | 75.37% | 95.02% | 99.16% | 83.98% | 86.45% | 100% | 79.62% | 64.21% | 81.76% | 64.85% | 66.67% | 73.23% | 87.85% | 91.99% | 77.35% | 94.28% | 95.26% | 82.43% | 86.6% | 100% | 78.91% | 67.02% | 83.57% | 66.25% | 66.47% | 71.4% | 86.17% | 89.53% | 1.98% | -0.7434% | -3.906% | -1.552% | 0.1488% | 0% | -0.7149% | 2.816% | 1.809% | 1.393% | -0.203% | -1.829% | -1.68% | -2.46%
EHV | LV Sub HH Metered | 43.18% | 56.86% | 56.57% | 74.72% | 45.01% | 61.54% | 44.01% | 40.23% | 51.69% | 41.46% | 34.92% | 32.9% | 49.83% | 58.56% | 44.2% | 58.79% | 57.25% | 69.54% | 48.32% | 63.23% | 45.01% | 37.46% | 54.41% | 41.96% | 34.9% | 33.7% | 49.9% | 59.22% | 1.016% | 1.928% | 0.6785% | -5.183% | 3.303% | 1.692% | 1.002% | -2.764% | 2.721% | 0.5049% | -0.02865% | 0.7966% | 0.07043% | 0.6601%
EHV | HV HH Metered | 44.03% | 48.05% | 44.76% | 48.71% | 37.17% | 60.64% | 49.36% | 32.48% | 47.02% | 42.87% | 34.85% | 34.57% | 45.52% | 50.81% | 43.72% | 47.11% | 46.15% | 47.78% | 38.97% | 59.46% | 47.44% | 32.96% | 48.08% | 43.52% | 34.26% | 34.25% | 45.29% | 50.01% | -0.3171% | -0.9374% | 1.389% | -0.9298% | 1.802% | -1.178% | -1.918% | 0.4823% | 1.061% | 0.6505% | -0.5972% | -0.3223% | -0.2343% | -0.7934%
EHV | NHH UMS category A | 52.75% | 100% | 100% | 82.98% | 86.89% | 100% | 99.04% | 63.81% | 73.59% | 71.07% | 65.79% | 71.57% | 81.53% | 83.29% | 52.48% | 100% | 100% | 67.42% | 69.23% | 100% | 98.89% | 54.1% | 75.79% | 68.26% | 63.35% | 69.19% | 78.41% | 79.1% | -0.2752% | 0% | 0% | -15.56% | -17.66% | 0% | -0.1484% | -9.716% | 2.206% | -2.806% | -2.443% | -2.372% | -3.12% | -4.184%
EHV | NHH UMS category B | 49.68% | 96.83% | 100% | 85.9% | 79.64% | 100% | 86.95% | 71.89% | 54.38% | 48.73% | 58.64% | 63.8% | 72.5% | 76.55% | 49.5% | 100% | 100% | 67.34% | 64.96% | 100% | 90.01% | 62.32% | 57.69% | 47.92% | 57.01% | 62.5% | 70.79% | 72.16% | -0.182% | 3.171% | 0% | -18.56% | -14.68% | 0% | 3.067% | -9.568% | 3.306% | -0.8082% | -1.625% | -1.306% | -1.704% | -4.382%
EHV | NHH UMS category C | 37.67% | 64.75% | 85.57% | 68.86% | 56% | 78.1% | 60.02% | 37.91% | 33.27% | 29.04% | 42.6% | 47.65% | 57.47% | 63.73% | 37.5% | 68.99% | 86.06% | 56.76% | 49.92% | 78.14% | 65.16% | 32.96% | 36.33% | 29.01% | 41.71% | 47.31% | 56.2% | 59.34% | -0.1652% | 4.235% | 0.4929% | -12.1% | -6.079% | 0.04449% | 5.142% | -4.947% | 3.054% | -0.03111% | -0.8904% | -0.3406% | -1.276% | -4.391%
EHV | NHH UMS category D | 53.94% | 100% | 100% | 79.91% | 92.48% | 100% | 100% | 55.64% | 94.58% | 100% | 74.98% | 81.86% | 92.75% | 90.97% | 53.65% | 100% | 100% | 66.65% | 72.07% | 100% | 100% | 46.65% | 94.35% | 94.89% | 71.2% | 77.8% | 87.49% | 87.17% | -0.2922% | 0% | 0% | -13.26% | -20.41% | 0% | 0% | -8.991% | -0.2331% | -5.105% | -3.773% | -4.061% | -5.253% | -3.798%
EHV | LV UMS (Pseudo HH Metered) | 48.93% | 98.18% | 100% | 84.81% | 79.16% | 100% | 86.52% | 72.29% | 56.63% | 47.04% | 54.6% | 64.63% | 69.36% | 72.55% | 49% | 100% | 100% | 66.5% | 59.57% | 100% | 89.09% | 56.16% | 56.61% | 46.63% | 55.57% | 62.68% | 69.49% | 70.1% | 0.07391% | 1.824% | 0% | -18.31% | -19.59% | 0% | 2.573% | -16.13% | -0.02336% | -0.4098% | 0.9674% | -1.949% | 0.1287% | -2.452%
EHV | LV Generation NHH or Aggregate HH | 93.4% | 100% | 100% | 100% | 100% | 100% | 100% | 61% | 95.17% | 73.07% | 100% | 100% | 100% | 100% | 96.05% | 100% | 100% | 100% | 100% | 100% | 100% | 62.38% | 97.74% | 75.33% | 100% | 100% | 100% | 100% | 2.65% | 0% | 0% | 0% | 0% | 0% | 0% | 1.381% | 2.573% | 2.251% | 0% | 0% | 0% | 0%
EHV | LV Sub Generation NHH | 85.64% | 100% | 100% | 100% | 97.4% | 100% | 97.19% | 54.35% | 86.77% | 66.13% | 100% | 100% | 100% | 100% | 88.33% | 100% | 100% | 100% | 95.66% | 100% | 100% | 55.51% | 89.33% | 68.14% | 100% | 100% | 100% | 100% | 2.694% | 0% | 0% | 0% | -1.736% | 0% | 2.812% | 1.164% | 2.558% | 2.012% | 0% | 0% | 0% | 0%
EHV | LV Generation Intermittent | 94.57% | 100% | 100% | 100% | 100% | 100% | 100% | 64.09% | 96.85% | 74.73% | 100% | 100% | 100% | 100% | 97.15% | 100% | 100% | 100% | 100% | 100% | 100% | 66.39% | 99.28% | 79.11% | 100% | 100% | 100% | 100% | 2.581% | 0% | 0% | 0% | 0% | 0% | 0% | 2.293% | 2.436% | 4.38% | 0% | 0% | 0% | 0%
EHV | LV Generation Non-Intermittent | 96.8% | 100% | 100% | 100% | 100% | 100% | 100% | 64.13% | 100% | 16.05% | 100% | 100% | 100% | 100% | 100% | 100% | 100% | 100% | 97.82% | 100% | 100% | 62.86% | 95.23% | 18.66% | 100% | 100% | 100% | 100% | 3.199% | 0% | 0% | 0% | -2.177% | 0% | 0% | -1.269% | -4.775% | 2.617% | 0% | 0% | 0% | 0%
EHV | LV Sub Generation Intermittent | 86.57% | 100% | 100% | 100% | 100% | 100% | 97.51% | 54.78% | 86.84% | 100% | 100% | 100% | 100% | 100% | 89% | 100% | 100% | 100% | 98.28% | 100% | 100% | 55.97% | 89.4% | 89.77% | 100% | 100% | 100% | 100% | 2.427% | 0% | 0% | 0% | -1.715% | 0% | 2.495% | 1.19% | 2.56% | -10.23% | 0% | 0% | 0% | 0%
EHV | LV Sub Generation Non-Intermittent | 91% | 100% | 100% | 100% | 96.95% | 100% | 97.64% | 57.16% | 91.68% | 15.52% | 98.81% | 100% | 100% | 100% | 85.61% | 100% | 100% | 100% | 88.43% | 100% | 100% | 55.94% | 87.26% | 25.38% | 100% | 100% | 100% | 100% | -5.384% | 0% | 0% | 0% | -8.522% | 0% | 2.363% | -1.221% | -4.419% | 9.859% | 1.191% | 0% | 0% | 0%
EHV | HV Generation Intermittent | 34.71% | 56.41% | 68.31% | 82.5% | 37.38% | 86.11% | 38.74% | 39.66% | 30.87% | 35.57% | 38.27% | 86.48% | 51.65% | 32.33% | 35.71% | 64.21% | 72.08% | 92.44% | 38.75% | 93.76% | 43.49% | 41.64% | 31.58% | 36.53% | 40.55% | 87.58% | 53.43% | 33.66% | 0.9999% | 7.802% | 3.775% | 9.944% | 1.372% | 7.649% | 4.751% | 1.971% | 0.7087% | 0.9681% | 2.273% | 1.094% | 1.78% | 1.334%
EHV | HV Generation Non-Intermittent | 32.5% | 51.87% | 52.01% | 74.93% | 33.21% | 83.84% | 38.12% | 29.09% | 25.51% | 30.07% | 34.08% | 79.62% | 42.91% | 23.88% | 30.46% | 57.68% | 53.39% | 70.48% | 36.25% | 90.25% | 37.22% | 31.64% | 25.78% | 31.84% | 35.8% | 80.52% | 41.76% | 18.81% | -2.039% | 5.804% | 1.382% | -4.448% | 3.044% | 6.406% | -0.8921% | 2.551% | 0.2693% | 1.765% | 1.72% | 0.8961% | -1.149% | -5.076%
HVplus | Domestic Unrestricted | 58.7% | 67.12% | 71.73% | 62.41% | 62.83% | 71.07% | 63.13% | 47.29% | 53.78% | 43.76% | 55.79% | 60.34% | 68.61% | 72.6% | 59.23% | 68.28% | 71.41% | 64.4% | 62% | 71.48% | 62.7% | 43.98% | 52.96% | 44.59% | 56.88% | 61.07% | 68.86% | 71.71% | 0.5237% | 1.159% | -0.3224% | 1.988% | -0.8348% | 0.4081% | -0.4343% | -3.307% | -0.8222% | 0.8293% | 1.086% | 0.7302% | 0.2469% | -0.8886%
HVplus | Domestic Two Rate | 83.21% | 95.88% | 91.52% | 97.46% | 88.64% | 100% | 87.59% | 73.15% | 67.2% | 57.36% | 63.81% | 74.94% | 90.04% | 93.51% | 82.14% | 94.28% | 90.67% | 96.09% | 89.02% | 100% | 85.54% | 65.4% | 65.29% | 57.67% | 64.65% | 75.61% | 90.78% | 92.09% | -1.072% | -1.602% | -0.856% | -1.365% | 0.3847% | 0% | -2.047% | -7.755% | -1.913% | 0.3106% | 0.8383% | 0.6666% | 0.7457% | -1.415%
HVplus | Domestic Off Peak (related MPAN) | 83.21% | 95.88% | 91.52% | 97.46% | 88.64% | 100% | 87.59% | 73.15% | 67.2% | 57.36% | 63.81% | 74.94% | 90.04% | 93.51% | 82.14% | 94.28% | 90.67% | 96.09% | 89.02% | 100% | 85.54% | 65.4% | 65.29% | 57.67% | 64.65% | 75.61% | 90.78% | 92.09% | -1.072% | -1.602% | -0.856% | -1.365% | 0.3847% | 0% | -2.047% | -7.755% | -1.913% | 0.3106% | 0.8383% | 0.6666% | 0.7457% | -1.415%
HVplus | Small Non Domestic Unrestricted | 70.72% | 80.41% | 78.31% | 72.95% | 78.68% | 81.83% | 66.47% | 76.16% | 88.1% | 65.58% | 60.49% | 72.31% | 81.11% | 87.65% | 70.28% | 79.68% | 77.44% | 71.8% | 79.1% | 83.25% | 67.72% | 80.11% | 84.54% | 65.04% | 58.91% | 71.54% | 79.55% | 90.28% | -0.4383% | -0.7253% | -0.8715% | -1.145% | 0.4147% | 1.418% | 1.25% | 3.955% | -3.556% | -0.5397% | -1.584% | -0.7708% | -1.562% | 2.628%
HVplus | Small Non Domestic Two Rate | 87.14% | 96.08% | 94.31% | 87.12% | 85.02% | 100% | 79.31% | 85.88% | 92.28% | 75.01% | 69.7% | 79.79% | 92.89% | 95.3% | 85.06% | 94.16% | 93.59% | 86.16% | 79.48% | 100% | 77.92% | 84.62% | 85.97% | 76.33% | 68.34% | 79.12% | 91.66% | 94.96% | -2.081% | -1.92% | -0.7271% | -0.9647% | -5.534% | 0% | -1.389% | -1.26% | -6.309% | 1.319% | -1.367% | -0.6683% | -1.239% | -0.3341%
HVplus | Small Non Domestic Off Peak (related MPAN) | 87.14% | 96.08% | 94.31% | 87.12% | 85.02% | 100% | 79.31% | 85.88% | 92.28% | 75.01% | 69.7% | 79.79% | 92.89% | 95.3% | 85.06% | 94.16% | 93.59% | 86.16% | 79.48% | 100% | 77.92% | 84.62% | 85.97% | 76.33% | 68.34% | 79.12% | 91.66% | 94.96% | -2.081% | -1.92% | -0.7271% | -0.9647% | -5.534% | 0% | -1.389% | -1.26% | -6.309% | 1.319% | -1.367% | -0.6683% | -1.239% | -0.3341%
HVplus | LV Medium Non-Domestic | 78.29% | 86.37% | 87.84% | 82.78% | 85.36% | 92.77% | 76.65% | 78.72% | 84.33% | 67.49% | 67.71% | 75.98% | 90.81% | 94.01% | 80.16% | 88.37% | 88.58% | 79.2% | 89.24% | 91.71% | 75.68% | 68.89% | 78.1% | 61.32% | 67.33% | 75.1% | 89.24% | 91.86% | 1.87% | 2.004% | 0.7406% | -3.583% | 3.882% | -1.059% | -0.9746% | -9.831% | -6.229% | -6.171% | -0.385% | -0.8764% | -1.57% | -2.147%
HVplus | LV Sub Medium Non-Domestic | 36.37% | 39.3% | 42.67% | 54.31% | 40.27% | 51.6% | 36.44% | 39.71% | 43.03% | 31.04% | 34.84% | 34.95% | 45.83% | 55.2% | 37.47% | 40.98% | 42.91% | 49.85% | 43.25% | 50.82% | 36.26% | 34.93% | 40.28% | 28.43% | 34.92% | 35.19% | 45.87% | 54.85% | 1.108% | 1.683% | 0.2417% | -4.459% | 2.979% | -0.7817% | -0.1769% | -4.78% | -2.751% | -2.606% | 0.07684% | 0.2465% | 0.04624% | -0.3516%
HVplus | HV Medium Non-Domestic | 27.51% | 29.81% | 26.56% | 44.09% | 25.29% | 41.13% | 30.56% | 26.69% | 34.12% | 21.71% | 25.93% | 24.53% | 31.29% | 36.9% | 29.25% | 29.66% | 25.96% | 44.7% | 26.06% | 40.97% | 30.25% | 25.14% | 30.26% | 20.01% | 23.39% | 22.46% | 27.26% | 26.3% | 1.735% | -0.143% | -0.5996% | 0.603% | 0.7646% | -0.1604% | -0.3059% | -1.549% | -3.86% | -1.706% | -2.537% | -2.069% | -4.025% | -10.61%
HVplus | LV Network Domestic | 61.75% | 67.06% | 71.63% | 63.47% | 63.69% | 71.07% | 63.02% | 46.93% | 40.14% | 55.3% | 54.09% | 59.72% | 45.31% | 72.53% | 58.15% | 69.45% | 63.72% | 73.72% | 74.89% | 72.18% | 66.02% | 42.14% | 56.28% | 48.91% | 61.89% | 66.32% | 76.88% | 76.83% | -3.601% | 2.382% | -7.918% | 10.25% | 11.19% | 1.113% | 3.006% | -4.795% | 16.15% | -6.399% | 7.797% | 6.592% | 31.57% | 4.301%
HVplus | LV Network Non-Domestic Non-CT | 78.05% | 77.97% | 77.9% | 80.36% | 81.42% | 87.88% | 69.91% | 100% | 88.87% | 74.66% | 70.36% | 83.7% | 89.62% | 94.08% | 77.96% | 88.03% | 87.43% | 77.83% | 81.71% | 88.37% | 74.46% | 100% | 92.41% | 75.08% | 67.87% | 82.38% | 87.53% | 96.88% | -0.08534% | 10.06% | 9.538% | -2.522% | 0.2897% | 0.4926% | 4.552% | 0% | 3.541% | 0.424% | -2.486% | -1.314% | -2.099% | 2.795%
HVplus | LV HH Metered | 67.23% | 85.07% | 88.34% | 72.06% | 77.68% | 87.5% | 70.49% | 52.21% | 73.27% | 54.69% | 60.67% | 64.52% | 80.56% | 85.98% | 69% | 84.41% | 84.86% | 70.73% | 77.81% | 86.71% | 69.86% | 54.5% | 74.89% | 55.86% | 60.49% | 62.91% | 79.02% | 83.68% | 1.766% | -0.6656% | -3.479% | -1.332% | 0.1337% | -0.7866% | -0.6329% | 2.29% | 1.621% | 1.175% | -0.1847% | -1.612% | -1.541% | -2.3%
HVplus | LV Sub HH Metered | 33.94% | 45.15% | 44.5% | 58.38% | 36.18% | 46.9% | 34.65% | 26.69% | 41.64% | 28.76% | 28.89% | 24.95% | 41.69% | 51.99% | 34.74% | 46.68% | 45.03% | 54.33% | 38.83% | 48.19% | 35.44% | 24.85% | 43.84% | 29.11% | 28.87% | 25.56% | 41.75% | 52.57% | 0.7984% | 1.53% | 0.5337% | -4.05% | 2.654% | 1.289% | 0.7891% | -1.833% | 2.192% | 0.3503% | -0.02371% | 0.6042% | 0.05893% | 0.586%
HVplus | HV HH Metered | 31.23% | 34.64% | 31.37% | 36.8% | 28.04% | 43.71% | 36.83% | 18.67% | 35.8% | 26.55% | 26.94% | 23.46% | 35.78% | 43.41% | 31% | 33.96% | 32.35% | 36.1% | 29.4% | 42.86% | 35.4% | 18.94% | 36.6% | 26.96% | 26.48% | 23.24% | 35.59% | 42.73% | -0.2249% | -0.6757% | 0.9735% | -0.7025% | 1.36% | -0.8495% | -1.431% | 0.2772% | 0.8074% | 0.403% | -0.4616% | -0.2187% | -0.1842% | -0.6779%
HVplus | NHH UMS category A | 47.06% | 100% | 100% | 71.2% | 78.07% | 99.04% | 87.69% | 51.89% | 65.94% | 59.93% | 59.87% | 63.06% | 74.77% | 77.85% | 46.81% | 100% | 100% | 57.84% | 62.2% | 98.88% | 87.56% | 43.99% | 67.92% | 57.56% | 57.64% | 60.97% | 71.91% | 73.94% | -0.2455% | 0% | 0% | -13.35% | -15.87% | -0.1641% | -0.1314% | -7.9% | 1.977% | -2.366% | -2.223% | -2.09% | -2.861% | -3.911%
HVplus | NHH UMS category B | 44.32% | 86.69% | 100% | 73.7% | 71.55% | 89.69% | 76.98% | 58.46% | 48.73% | 41.09% | 53.36% | 56.22% | 66.48% | 71.55% | 44.15% | 89.71% | 100% | 57.78% | 58.36% | 89.06% | 79.69% | 50.68% | 51.69% | 40.41% | 51.88% | 55.07% | 64.92% | 67.45% | -0.1623% | 3.018% | 0% | -15.92% | -13.19% | -0.6249% | 2.715% | -7.78% | 2.963% | -0.6816% | -1.479% | -1.151% | -1.562% | -4.096%
HVplus | NHH UMS category C | 33.6% | 57.97% | 76.23% | 59.08% | 50.32% | 67.32% | 53.14% | 30.83% | 29.82% | 24.49% | 38.76% | 41.99% | 52.71% | 59.57% | 33.45% | 61.76% | 76.67% | 48.7% | 44.86% | 67.36% | 57.69% | 26.8% | 32.55% | 24.46% | 37.95% | 41.69% | 51.54% | 55.47% | -0.1474% | 3.791% | 0.4391% | -10.38% | -5.462% | 0.03835% | 4.553% | -4.023% | 2.737% | -0.02623% | -0.8102% | -0.3001% | -1.17% | -4.104%
HVplus | NHH UMS category D | 48.11% | 100% | 100% | 68.56% | 83.09% | 100% | 97.31% | 45.24% | 84.76% | 86.07% | 68.22% | 72.13% | 85.05% | 85.03% | 47.85% | 100% | 100% | 57.19% | 64.75% | 100% | 94.02% | 37.93% | 84.55% | 80.02% | 64.79% | 68.56% | 80.23% | 81.48% | -0.2606% | 0% | 0% | -11.38% | -18.34% | 0% | -3.292% | -7.311% | -0.2089% | -6.049% | -3.433% | -3.579% | -4.817% | -3.55%
HVplus | LV UMS (Pseudo HH Metered) | 43.64% | 87.9% | 100% | 72.76% | 71.12% | 88.77% | 76.6% | 58.78% | 50.75% | 39.67% | 49.69% | 56.95% | 63.61% | 67.81% | 43.71% | 90.81% | 100% | 57.05% | 53.52% | 88.19% | 78.88% | 45.66% | 50.73% | 39.32% | 50.57% | 55.24% | 63.72% | 65.52% | 0.06592% | 2.914% | 0% | -15.71% | -17.6% | -0.5842% | 2.278% | -13.12% | -0.02093% | -0.3456% | 0.8803% | -1.718% | 0.118% | -2.292%
HVplus | LV Generation NHH or Aggregate HH | 73.41% | 100% | 100% | 100% | 85.8% | 100% | 82.45% | 40.47% | 76.67% | 50.7% | 96.29% | 100% | 100% | 100% | 75.49% | 100% | 100% | 100% | 84.99% | 100% | 92.57% | 41.38% | 78.74% | 52.26% | 100% | 100% | 100% | 100% | 2.083% | 0% | 0% | 0% | -0.8151% | 0% | 10.12% | 0.9163% | 2.073% | 1.562% | 3.707% | 0% | 0% | 0%
HVplus | LV Sub Generation NHH | 60.73% | 96.05% | 100% | 100% | 73.48% | 100% | 72.51% | 31.23% | 66.05% | 40.97% | 77.76% | 87.41% | 100% | 100% | 62.64% | 100% | 100% | 100% | 72.17% | 100% | 82.11% | 31.9% | 68% | 42.21% | 83.55% | 91.11% | 100% | 100% | 1.91% | 3.946% | 0% | 0% | -1.31% | 0% | 9.603% | 0.6688% | 1.948% | 1.246% | 5.786% | 3.707% | 0% | 0%
HVplus | LV Generation Intermittent | 74.33% | 100% | 100% | 100% | 91.44% | 100% | 84.02% | 42.52% | 78.02% | 51.84% | 98.25% | 100% | 100% | 100% | 76.35% | 100% | 100% | 100% | 87.26% | 100% | 94.08% | 44.04% | 79.98% | 54.88% | 100% | 100% | 100% | 100% | 2.028% | 0% | 0% | 0% | -4.183% | 0% | 10.06% | 1.521% | 1.962% | 3.039% | 1.751% | 0% | 0% | 0%
HVplus | LV Generation Non-Intermittent | 76.08% | 100% | 100% | 100% | 85.4% | 100% | 80.1% | 42.54% | 80.83% | 11.13% | 91.55% | 100% | 100% | 100% | 80.36% | 100% | 100% | 100% | 78.62% | 100% | 91.53% | 41.7% | 76.71% | 12.95% | 98.54% | 100% | 100% | 100% | 4.282% | 0% | 0% | 0% | -6.78% | 0% | 11.43% | -0.8418% | -4.113% | 1.816% | 6.989% | 0% | 0% | 0%
HVplus | LV Sub Generation Intermittent | 61.39% | 96.64% | 100% | 100% | 78.51% | 100% | 72.75% | 31.48% | 66.1% | 78.02% | 80.53% | 89.97% | 100% | 100% | 63.11% | 100% | 100% | 100% | 74.15% | 100% | 82.27% | 32.17% | 68.05% | 55.61% | 85.04% | 93.61% | 100% | 100% | 1.721% | 3.361% | 0% | 0% | -4.36% | 0% | 9.524% | 0.6842% | 1.949% | -22.41% | 4.502% | 3.642% | 0% | 0%
HVplus | LV Sub Generation Non-Intermittent | 64.53% | 95.49% | 100% | 100% | 73.14% | 100% | 72.85% | 32.85% | 69.79% | 9.616% | 76.38% | 87.73% | 100% | 100% | 60.71% | 100% | 100% | 100% | 66.71% | 100% | 83.4% | 32.15% | 66.43% | 15.72% | 89.09% | 92.02% | 100% | 100% | -3.818% | 4.512% | 0% | 0% | -6.429% | 0% | 10.56% | -0.7019% | -3.363% | 6.107% | 12.72% | 4.293% | 0% | 0%
HVplus | HV Generation Intermittent | 0% | 0% | 0% | 0% | 0% | 0% | 0% | 0% | 0% | 0% | 0% | 0% | 0% | 0% | 0% | 0% | 0% | 0% | 0% | 0% | 0% | 0% | 0% | 0% | 0% | 0% | 0% | 0% | 0% | 0% | 0% | 0% | 0% | 0% | 0% | 0% | 0% | 0% | 0% | 0% | 0% | 0%
HVplus | HV Generation Non-Intermittent | 0% | 0% | 0% | 0% | 0% | 0% | 0% | 0% | 0% | 0% | 0% | 0% | 0% | 0% | 0% | 0% | 0% | 0% | 0% | 0% | 0% | 0% | 0% | 0% | 0% | 0% | 0% | 0% | 0% | 0% | 0% | 0% | 0% | 0% | 0% | 0% | 0% | 0% | 0% | 0% | 0% | 0%

## Discounts pre 266
|  | 18/19 Discounts % | [13 empty] | 19/20 Discounts % | [13 empty] | Change
|  | ENWL | NPgN | NPgY | SSEH | SSES | SPD | SPMW | LPN | SPN | EPN | EMID | WMID | SWEST | SWALES | ENWL | NPgN | NPgY | SSEH | SSES | SPD | SPMW | LPN | SPN | EPN | EMID | WMID | SWEST | SWALES | ENWL | NPgN | NPgY | SSEH | SSES | SPD | SPMW | LPN | SPN | EPN | EMID | WMID | SWEST | SWALES
LV | Domestic Unrestricted | 35.73% | 39.76% | 39.22% | 28.74% | 34.13% | 38.7% | 37.61% | 26.9% | 31.26% | 30.84% | 30.14% | 33.3% | 37.27% | 32.65% | 35.73% | 40.05% | 39.51% | 28.67% | 34.41% | 38.73% | 37.71% | 26.68% | 31.14% | 31.01% | 30.04% | 33.2% | 37.53% | 31.99% | 0.001386% | 0.289% | 0.2925% | -0.06537% | 0.2835% | 0.02899% | 0.1017% | -0.2167% | -0.1242% | 0.1719% | -0.1095% | -0.0977% | 0.2586% | -0.6595%
LV | Domestic Two Rate | 35.73% | 39.76% | 39.22% | 28.74% | 34.13% | 38.7% | 37.61% | 26.9% | 31.26% | 30.84% | 30.14% | 33.3% | 37.27% | 32.65% | 35.73% | 40.05% | 39.51% | 28.67% | 34.41% | 38.73% | 37.71% | 26.68% | 31.14% | 31.01% | 30.04% | 33.2% | 37.53% | 31.99% | 0.001386% | 0.289% | 0.2925% | -0.06537% | 0.2835% | 0.02899% | 0.1017% | -0.2167% | -0.1242% | 0.1719% | -0.1095% | -0.0977% | 0.2586% | -0.6595%
LV | Domestic Off Peak (related MPAN) | 35.73% | 39.76% | 39.22% | 28.74% | 34.13% | 38.7% | 37.61% | 26.9% | 31.26% | 30.84% | 30.14% | 33.3% | 37.27% | 32.65% | 35.73% | 40.05% | 39.51% | 28.67% | 34.41% | 38.73% | 37.71% | 26.68% | 31.14% | 31.01% | 30.04% | 33.2% | 37.53% | 31.99% | 0.001386% | 0.289% | 0.2925% | -0.06537% | 0.2835% | 0.02899% | 0.1017% | -0.2167% | -0.1242% | 0.1719% | -0.1095% | -0.0977% | 0.2586% | -0.6595%
LV | Small Non Domestic Unrestricted | 35.73% | 39.76% | 39.22% | 28.74% | 34.13% | 38.7% | 37.61% | 26.9% | 31.26% | 30.84% | 30.14% | 33.3% | 37.27% | 32.65% | 35.73% | 40.05% | 39.51% | 28.67% | 34.41% | 38.73% | 37.71% | 26.68% | 31.14% | 31.01% | 30.04% | 33.2% | 37.53% | 31.99% | 0.001386% | 0.289% | 0.2925% | -0.06537% | 0.2835% | 0.02899% | 0.1017% | -0.2167% | -0.1242% | 0.1719% | -0.1095% | -0.0977% | 0.2586% | -0.6595%
LV | Small Non Domestic Two Rate | 35.73% | 39.76% | 39.22% | 28.74% | 34.13% | 38.7% | 37.61% | 26.9% | 31.26% | 30.84% | 30.14% | 33.3% | 37.27% | 32.65% | 35.73% | 40.05% | 39.51% | 28.67% | 34.41% | 38.73% | 37.71% | 26.68% | 31.14% | 31.01% | 30.04% | 33.2% | 37.53% | 31.99% | 0.001386% | 0.289% | 0.2925% | -0.06537% | 0.2835% | 0.02899% | 0.1017% | -0.2167% | -0.1242% | 0.1719% | -0.1095% | -0.0977% | 0.2586% | -0.6595%
LV | Small Non Domestic Off Peak (related MPAN) | 35.73% | 39.76% | 39.22% | 28.74% | 34.13% | 38.7% | 37.61% | 26.9% | 31.26% | 30.84% | 30.14% | 33.3% | 37.27% | 32.65% | 35.73% | 40.05% | 39.51% | 28.67% | 34.41% | 38.73% | 37.71% | 26.68% | 31.14% | 31.01% | 30.04% | 33.2% | 37.53% | 31.99% | 0.001386% | 0.289% | 0.2925% | -0.06537% | 0.2835% | 0.02899% | 0.1017% | -0.2167% | -0.1242% | 0.1719% | -0.1095% | -0.0977% | 0.2586% | -0.6595%
LV | LV Medium Non-Domestic | 35.73% | 39.76% | 39.22% | 28.74% | 34.13% | 38.7% | 37.61% | 26.9% | 31.26% | 30.84% | 30.14% | 33.3% | 37.27% | 32.65% | 35.73% | 40.05% | 39.51% | 28.67% | 34.41% | 38.73% | 37.71% | 26.68% | 31.14% | 31.01% | 30.04% | 33.2% | 37.53% | 31.99% | 0.001386% | 0.289% | 0.2925% | -0.06537% | 0.2835% | 0.02899% | 0.1017% | -0.2167% | -0.1242% | 0.1719% | -0.1095% | -0.0977% | 0.2586% | -0.6595%
LV | LV Sub Medium Non-Domestic | 0% | 0% | 0% | 0% | 0% | 0% | 0% | 0% | 0% | 0% | 0% | 0% | 0% | 0% | 0% | 0% | 0% | 0% | 0% | 0% | 0% | 0% | 0% | 0% | 0% | 0% | 0% | 0% | 0% | 0% | 0% | 0% | 0% | 0% | 0% | 0% | 0% | 0% | 0% | 0% | 0% | 0%
LV | HV Medium Non-Domestic | 0% | 0% | 0% | 0% | 0% | 0% | 0% | 0% | 0% | 0% | 0% | 0% | 0% | 0% | 0% | 0% | 0% | 0% | 0% | 0% | 0% | 0% | 0% | 0% | 0% | 0% | 0% | 0% | 0% | 0% | 0% | 0% | 0% | 0% | 0% | 0% | 0% | 0% | 0% | 0% | 0% | 0%
LV | LV Network Domestic | 35.73% | 39.76% | 39.22% | 28.74% | 34.13% | 38.7% | 37.61% | 26.9% | 31.26% | 30.84% | 30.14% | 33.3% | 37.27% | 32.65% | 35.73% | 40.05% | 39.51% | 28.67% | 34.41% | 38.73% | 37.71% | 26.68% | 31.14% | 31.01% | 30.04% | 33.2% | 37.53% | 31.99% | 0.001386% | 0.289% | 0.2925% | -0.06537% | 0.2835% | 0.02899% | 0.1017% | -0.2167% | -0.1242% | 0.1719% | -0.1095% | -0.0977% | 0.2586% | -0.6595%
LV | LV Network Non-Domestic Non-CT | 35.73% | 39.76% | 39.22% | 28.74% | 34.13% | 38.7% | 37.61% | 26.9% | 31.26% | 30.84% | 30.14% | 33.3% | 37.27% | 32.65% | 35.73% | 40.05% | 39.51% | 28.67% | 34.41% | 38.73% | 37.71% | 26.68% | 31.14% | 31.01% | 30.04% | 33.2% | 37.53% | 31.99% | 0.001386% | 0.289% | 0.2925% | -0.06537% | 0.2835% | 0.02899% | 0.1017% | -0.2167% | -0.1242% | 0.1719% | -0.1095% | -0.0977% | 0.2586% | -0.6595%
LV | LV HH Metered | 35.73% | 39.76% | 39.22% | 28.74% | 34.13% | 38.7% | 37.61% | 26.9% | 31.26% | 30.84% | 30.14% | 33.3% | 37.27% | 32.65% | 35.73% | 40.05% | 39.51% | 28.67% | 34.41% | 38.73% | 37.71% | 26.68% | 31.14% | 31.01% | 30.04% | 33.2% | 37.53% | 31.99% | 0.001386% | 0.289% | 0.2925% | -0.06537% | 0.2835% | 0.02899% | 0.1017% | -0.2167% | -0.1242% | 0.1719% | -0.1095% | -0.0977% | 0.2586% | -0.6595%
LV | LV Sub HH Metered | 0% | 0% | 0% | 0% | 0% | 0% | 0% | 0% | 0% | 0% | 0% | 0% | 0% | 0% | 0% | 0% | 0% | 0% | 0% | 0% | 0% | 0% | 0% | 0% | 0% | 0% | 0% | 0% | 0% | 0% | 0% | 0% | 0% | 0% | 0% | 0% | 0% | 0% | 0% | 0% | 0% | 0%
LV | HV HH Metered | 0% | 0% | 0% | 0% | 0% | 0% | 0% | 0% | 0% | 0% | 0% | 0% | 0% | 0% | 0% | 0% | 0% | 0% | 0% | 0% | 0% | 0% | 0% | 0% | 0% | 0% | 0% | 0% | 0% | 0% | 0% | 0% | 0% | 0% | 0% | 0% | 0% | 0% | 0% | 0% | 0% | 0%
LV | NHH UMS category A | 35.73% | 39.76% | 39.22% | 28.74% | 34.13% | 38.7% | 37.61% | 26.9% | 31.26% | 30.84% | 30.14% | 33.3% | 37.27% | 32.65% | 35.73% | 40.05% | 39.51% | 28.67% | 34.41% | 38.73% | 37.71% | 26.68% | 31.14% | 31.01% | 30.04% | 33.2% | 37.53% | 31.99% | 0.001386% | 0.289% | 0.2925% | -0.06537% | 0.2835% | 0.02899% | 0.1017% | -0.2167% | -0.1242% | 0.1719% | -0.1095% | -0.0977% | 0.2586% | -0.6595%
LV | NHH UMS category B | 35.73% | 39.76% | 39.22% | 28.74% | 34.13% | 38.7% | 37.61% | 26.9% | 31.26% | 30.84% | 30.14% | 33.3% | 37.27% | 32.65% | 35.73% | 40.05% | 39.51% | 28.67% | 34.41% | 38.73% | 37.71% | 26.68% | 31.14% | 31.01% | 30.04% | 33.2% | 37.53% | 31.99% | 0.001386% | 0.289% | 0.2925% | -0.06537% | 0.2835% | 0.02899% | 0.1017% | -0.2167% | -0.1242% | 0.1719% | -0.1095% | -0.0977% | 0.2586% | -0.6595%
LV | NHH UMS category C | 35.73% | 39.76% | 39.22% | 28.74% | 34.13% | 38.7% | 37.61% | 26.9% | 31.26% | 30.84% | 30.14% | 33.3% | 37.27% | 32.65% | 35.73% | 40.05% | 39.51% | 28.67% | 34.41% | 38.73% | 37.71% | 26.68% | 31.14% | 31.01% | 30.04% | 33.2% | 37.53% | 31.99% | 0.001386% | 0.289% | 0.2925% | -0.06537% | 0.2835% | 0.02899% | 0.1017% | -0.2167% | -0.1242% | 0.1719% | -0.1095% | -0.0977% | 0.2586% | -0.6595%
LV | NHH UMS category D | 35.73% | 39.76% | 39.22% | 28.74% | 34.13% | 38.7% | 37.61% | 26.9% | 31.26% | 30.84% | 30.14% | 33.3% | 37.27% | 32.65% | 35.73% | 40.05% | 39.51% | 28.67% | 34.41% | 38.73% | 37.71% | 26.68% | 31.14% | 31.01% | 30.04% | 33.2% | 37.53% | 31.99% | 0.001386% | 0.289% | 0.2925% | -0.06537% | 0.2835% | 0.02899% | 0.1017% | -0.2167% | -0.1242% | 0.1719% | -0.1095% | -0.0977% | 0.2586% | -0.6595%
LV | LV UMS (Pseudo HH Metered) | 35.73% | 39.76% | 39.22% | 28.74% | 34.13% | 38.7% | 37.61% | 26.9% | 31.26% | 30.84% | 30.14% | 33.3% | 37.27% | 32.65% | 35.73% | 40.05% | 39.51% | 28.67% | 34.41% | 38.73% | 37.71% | 26.68% | 31.14% | 31.01% | 30.04% | 33.2% | 37.53% | 31.99% | 0.001386% | 0.289% | 0.2925% | -0.06537% | 0.2835% | 0.02899% | 0.1017% | -0.2167% | -0.1242% | 0.1719% | -0.1095% | -0.0977% | 0.2586% | -0.6595%
LV | LV Generation NHH or Aggregate HH | 0% | 0% | 0% | 0% | 0% | 0% | 0% | 0% | 0% | 0% | 0% | 0% | 0% | 0% | 0% | 0% | 0% | 0% | 0% | 0% | 0% | 0% | 0% | 0% | 0% | 0% | 0% | 0% | 0% | 0% | 0% | 0% | 0% | 0% | 0% | 0% | 0% | 0% | 0% | 0% | 0% | 0%
LV | LV Sub Generation NHH | 0% | 0% | 0% | 0% | 0% | 0% | 0% | 0% | 0% | 0% | 0% | 0% | 0% | 0% | 0% | 0% | 0% | 0% | 0% | 0% | 0% | 0% | 0% | 0% | 0% | 0% | 0% | 0% | 0% | 0% | 0% | 0% | 0% | 0% | 0% | 0% | 0% | 0% | 0% | 0% | 0% | 0%
LV | LV Generation Intermittent | 0% | 0% | 0% | 0% | 0% | 0% | 0% | 0% | 0% | 0% | 0% | 0% | 0% | 0% | 0% | 0% | 0% | 0% | 0% | 0% | 0% | 0% | 0% | 0% | 0% | 0% | 0% | 0% | 0% | 0% | 0% | 0% | 0% | 0% | 0% | 0% | 0% | 0% | 0% | 0% | 0% | 0%
LV | LV Generation Intermittent no RP charge | 0% | 0% | 0% | 0% | 0% | 0% | 0% | 0% | 0% | 0% | 0% | 0% | 0% | 0% | 0% | 0% | 0% | 0% | 0% | 0% | 0% | 0% | 0% | 0% | 0% | 0% | 0% | 0% | 0% | 0% | 0% | 0% | 0% | 0% | 0% | 0% | 0% | 0% | 0% | 0% | 0% | 0%
LV | LV Generation Non-Intermittent | 0% | 0% | 0% | 0% | 0% | 0% | 0% | 0% | 0% | 0% | 0% | 0% | 0% | 0% | 0% | 0% | 0% | 0% | 0% | 0% | 0% | 0% | 0% | 0% | 0% | 0% | 0% | 0% | 0% | 0% | 0% | 0% | 0% | 0% | 0% | 0% | 0% | 0% | 0% | 0% | 0% | 0%
LV | LV Generation Non-Intermittent no RP charge | 0% | 0% | 0% | 0% | 0% | 0% | 0% | 0% | 0% | 0% | 0% | 0% | 0% | 0% | 0% | 0% | 0% | 0% | 0% | 0% | 0% | 0% | 0% | 0% | 0% | 0% | 0% | 0% | 0% | 0% | 0% | 0% | 0% | 0% | 0% | 0% | 0% | 0% | 0% | 0% | 0% | 0%
LV | LV Sub Generation Intermittent | 0% | 0% | 0% | 0% | 0% | 0% | 0% | 0% | 0% | 0% | 0% | 0% | 0% | 0% | 0% | 0% | 0% | 0% | 0% | 0% | 0% | 0% | 0% | 0% | 0% | 0% | 0% | 0% | 0% | 0% | 0% | 0% | 0% | 0% | 0% | 0% | 0% | 0% | 0% | 0% | 0% | 0%
LV | LV Sub Generation Intermittent no RP charge | 0% | 0% | 0% | 0% | 0% | 0% | 0% | 0% | 0% | 0% | 0% | 0% | 0% | 0% | 0% | 0% | 0% | 0% | 0% | 0% | 0% | 0% | 0% | 0% | 0% | 0% | 0% | 0% | 0% | 0% | 0% | 0% | 0% | 0% | 0% | 0% | 0% | 0% | 0% | 0% | 0% | 0%
LV | LV Sub Generation Non-Intermittent | 0% | 0% | 0% | 0% | 0% | 0% | 0% | 0% | 0% | 0% | 0% | 0% | 0% | 0% | 0% | 0% | 0% | 0% | 0% | 0% | 0% | 0% | 0% | 0% | 0% | 0% | 0% | 0% | 0% | 0% | 0% | 0% | 0% | 0% | 0% | 0% | 0% | 0% | 0% | 0% | 0% | 0%
LV | LV Sub Generation Non-Intermittent no RP charge | 0% | 0% | 0% | 0% | 0% | 0% | 0% | 0% | 0% | 0% | 0% | 0% | 0% | 0% | 0% | 0% | 0% | 0% | 0% | 0% | 0% | 0% | 0% | 0% | 0% | 0% | 0% | 0% | 0% | 0% | 0% | 0% | 0% | 0% | 0% | 0% | 0% | 0% | 0% | 0% | 0% | 0%
LV | HV Generation Intermittent | 0% | 0% | 0% | 0% | 0% | 0% | 0% | 0% | 0% | 0% | 0% | 0% | 0% | 0% | 0% | 0% | 0% | 0% | 0% | 0% | 0% | 0% | 0% | 0% | 0% | 0% | 0% | 0% | 0% | 0% | 0% | 0% | 0% | 0% | 0% | 0% | 0% | 0% | 0% | 0% | 0% | 0%
LV | HV Generation Intermittent no RP charge | 0% | 0% | 0% | 0% | 0% | 0% | 0% | 0% | 0% | 0% | 0% | 0% | 0% | 0% | 0% | 0% | 0% | 0% | 0% | 0% | 0% | 0% | 0% | 0% | 0% | 0% | 0% | 0% | 0% | 0% | 0% | 0% | 0% | 0% | 0% | 0% | 0% | 0% | 0% | 0% | 0% | 0%
LV | HV Generation Non-Intermittent | 0% | 0% | 0% | 0% | 0% | 0% | 0% | 0% | 0% | 0% | 0% | 0% | 0% | 0% | 0% | 0% | 0% | 0% | 0% | 0% | 0% | 0% | 0% | 0% | 0% | 0% | 0% | 0% | 0% | 0% | 0% | 0% | 0% | 0% | 0% | 0% | 0% | 0% | 0% | 0% | 0% | 0%
LV | HV Generation Non-Intermittent no RP charge | 0% | 0% | 0% | 0% | 0% | 0% | 0% | 0% | 0% | 0% | 0% | 0% | 0% | 0% | 0% | 0% | 0% | 0% | 0% | 0% | 0% | 0% | 0% | 0% | 0% | 0% | 0% | 0% | 0% | 0% | 0% | 0% | 0% | 0% | 0% | 0% | 0% | 0% | 0% | 0% | 0% | 0%
HV | Domestic Unrestricted | 57.52% | 63.73% | 62.41% | 59.81% | 57.73% | 65.32% | 59.96% | 46.45% | 52.05% | 49.42% | 48.13% | 51.3% | 61.88% | 63.7% | 57.33% | 63.55% | 62.05% | 58.78% | 57.35% | 64.88% | 59.67% | 45.5% | 51.71% | 49.35% | 47.82% | 50.95% | 61.58% | 63.35% | -0.19% | -0.179% | -0.3535% | -1.027% | -0.3762% | -0.4412% | -0.2875% | -0.9492% | -0.3397% | -0.07444% | -0.3131% | -0.3503% | -0.2974% | -0.3489%
HV | Domestic Two Rate | 57.52% | 63.73% | 62.41% | 59.81% | 57.73% | 65.32% | 59.96% | 46.45% | 52.05% | 49.42% | 48.13% | 51.3% | 61.88% | 63.7% | 57.33% | 63.55% | 62.05% | 58.78% | 57.35% | 64.88% | 59.67% | 45.5% | 51.71% | 49.35% | 47.82% | 50.95% | 61.58% | 63.35% | -0.19% | -0.179% | -0.3535% | -1.027% | -0.3762% | -0.4412% | -0.2875% | -0.9492% | -0.3397% | -0.07444% | -0.3131% | -0.3503% | -0.2974% | -0.3489%
HV | Domestic Off Peak (related MPAN) | 57.52% | 63.73% | 62.41% | 59.81% | 57.73% | 65.32% | 59.96% | 46.45% | 52.05% | 49.42% | 48.13% | 51.3% | 61.88% | 63.7% | 57.33% | 63.55% | 62.05% | 58.78% | 57.35% | 64.88% | 59.67% | 45.5% | 51.71% | 49.35% | 47.82% | 50.95% | 61.58% | 63.35% | -0.19% | -0.179% | -0.3535% | -1.027% | -0.3762% | -0.4412% | -0.2875% | -0.9492% | -0.3397% | -0.07444% | -0.3131% | -0.3503% | -0.2974% | -0.3489%
HV | Small Non Domestic Unrestricted | 57.52% | 63.73% | 62.41% | 59.81% | 57.73% | 65.32% | 59.96% | 46.45% | 52.05% | 49.42% | 48.13% | 51.3% | 61.88% | 63.7% | 57.33% | 63.55% | 62.05% | 58.78% | 57.35% | 64.88% | 59.67% | 45.5% | 51.71% | 49.35% | 47.82% | 50.95% | 61.58% | 63.35% | -0.19% | -0.179% | -0.3535% | -1.027% | -0.3762% | -0.4412% | -0.2875% | -0.9492% | -0.3397% | -0.07444% | -0.3131% | -0.3503% | -0.2974% | -0.3489%
HV | Small Non Domestic Two Rate | 57.52% | 63.73% | 62.41% | 59.81% | 57.73% | 65.32% | 59.96% | 46.45% | 52.05% | 49.42% | 48.13% | 51.3% | 61.88% | 63.7% | 57.33% | 63.55% | 62.05% | 58.78% | 57.35% | 64.88% | 59.67% | 45.5% | 51.71% | 49.35% | 47.82% | 50.95% | 61.58% | 63.35% | -0.19% | -0.179% | -0.3535% | -1.027% | -0.3762% | -0.4412% | -0.2875% | -0.9492% | -0.3397% | -0.07444% | -0.3131% | -0.3503% | -0.2974% | -0.3489%
HV | Small Non Domestic Off Peak (related MPAN) | 57.52% | 63.73% | 62.41% | 59.81% | 57.73% | 65.32% | 59.96% | 46.45% | 52.05% | 49.42% | 48.13% | 51.3% | 61.88% | 63.7% | 57.33% | 63.55% | 62.05% | 58.78% | 57.35% | 64.88% | 59.67% | 45.5% | 51.71% | 49.35% | 47.82% | 50.95% | 61.58% | 63.35% | -0.19% | -0.179% | -0.3535% | -1.027% | -0.3762% | -0.4412% | -0.2875% | -0.9492% | -0.3397% | -0.07444% | -0.3131% | -0.3503% | -0.2974% | -0.3489%
HV | LV Medium Non-Domestic | 57.52% | 63.73% | 62.41% | 59.81% | 57.73% | 65.32% | 59.96% | 46.45% | 52.05% | 49.42% | 48.13% | 51.3% | 61.88% | 63.7% | 57.33% | 63.55% | 62.05% | 58.78% | 57.35% | 64.88% | 59.67% | 45.5% | 51.71% | 49.35% | 47.82% | 50.95% | 61.58% | 63.35% | -0.19% | -0.179% | -0.3535% | -1.027% | -0.3762% | -0.4412% | -0.2875% | -0.9492% | -0.3397% | -0.07444% | -0.3131% | -0.3503% | -0.2974% | -0.3489%
HV | LV Sub Medium Non-Domestic | 0% | 0% | 0% | 0% | 0% | 0% | 0% | 0% | 0% | 0% | 0% | 0% | 0% | 0% | 0% | 0% | 0% | 0% | 0% | 0% | 0% | 0% | 0% | 0% | 0% | 0% | 0% | 0% | 0% | 0% | 0% | 0% | 0% | 0% | 0% | 0% | 0% | 0% | 0% | 0% | 0% | 0%
HV | HV Medium Non-Domestic | 0% | 0% | 0% | 0% | 0% | 0% | 0% | 0% | 0% | 0% | 0% | 0% | 0% | 0% | 0% | 0% | 0% | 0% | 0% | 0% | 0% | 0% | 0% | 0% | 0% | 0% | 0% | 0% | 0% | 0% | 0% | 0% | 0% | 0% | 0% | 0% | 0% | 0% | 0% | 0% | 0% | 0%
HV | LV Network Domestic | 57.52% | 63.73% | 62.41% | 59.81% | 57.73% | 65.32% | 59.96% | 46.45% | 52.05% | 49.42% | 48.13% | 51.3% | 61.88% | 63.7% | 57.33% | 63.55% | 62.05% | 58.78% | 57.35% | 64.88% | 59.67% | 45.5% | 51.71% | 49.35% | 47.82% | 50.95% | 61.58% | 63.35% | -0.19% | -0.179% | -0.3535% | -1.027% | -0.3762% | -0.4412% | -0.2875% | -0.9492% | -0.3397% | -0.07444% | -0.3131% | -0.3503% | -0.2974% | -0.3489%
HV | LV Network Non-Domestic Non-CT | 57.52% | 63.73% | 62.41% | 59.81% | 57.73% | 65.32% | 59.96% | 46.45% | 52.05% | 49.42% | 48.13% | 51.3% | 61.88% | 63.7% | 57.33% | 63.55% | 62.05% | 58.78% | 57.35% | 64.88% | 59.67% | 45.5% | 51.71% | 49.35% | 47.82% | 50.95% | 61.58% | 63.35% | -0.19% | -0.179% | -0.3535% | -1.027% | -0.3762% | -0.4412% | -0.2875% | -0.9492% | -0.3397% | -0.07444% | -0.3131% | -0.3503% | -0.2974% | -0.3489%
HV | LV HH Metered | 57.52% | 63.73% | 62.41% | 59.81% | 57.73% | 65.32% | 59.96% | 46.45% | 52.05% | 49.42% | 48.13% | 51.3% | 61.88% | 63.7% | 57.33% | 63.55% | 62.05% | 58.78% | 57.35% | 64.88% | 59.67% | 45.5% | 51.71% | 49.35% | 47.82% | 50.95% | 61.58% | 63.35% | -0.19% | -0.179% | -0.3535% | -1.027% | -0.3762% | -0.4412% | -0.2875% | -0.9492% | -0.3397% | -0.07444% | -0.3131% | -0.3503% | -0.2974% | -0.3489%
HV | LV Sub HH Metered | 33.12% | 39.11% | 37.44% | 42.03% | 32.96% | 43.28% | 35.67% | 25.3% | 28.54% | 24.75% | 24.84% | 25.33% | 37.5% | 44.42% | 32.78% | 38.73% | 36.86% | 40.76% | 32.38% | 42.55% | 35.13% | 24.47% | 28.02% | 24.53% | 24.36% | 24.83% | 36.98% | 43.85% | -0.3448% | -0.3776% | -0.5801% | -1.272% | -0.5865% | -0.7346% | -0.5351% | -0.8296% | -0.5172% | -0.2235% | -0.4781% | -0.4932% | -0.518% | -0.5745%
HV | HV HH Metered | 20.85% | 25.21% | 21.68% | 36.6% | 23.25% | 34.86% | 27.29% | 16.68% | 20.19% | 16.28% | 14.81% | 14.34% | 25.86% | 32.99% | 20.41% | 24.67% | 20.97% | 35.27% | 22.59% | 34.02% | 26.66% | 15.98% | 19.6% | 15.98% | 14.25% | 13.8% | 25.23% | 32.27% | -0.4368% | -0.5374% | -0.7179% | -1.326% | -0.6663% | -0.8492% | -0.6315% | -0.7008% | -0.5823% | -0.298% | -0.5553% | -0.5446% | -0.6323% | -0.7262%
HV | NHH UMS category A | 57.52% | 63.73% | 62.41% | 59.81% | 57.73% | 65.32% | 59.96% | 46.45% | 52.05% | 49.42% | 48.13% | 51.3% | 61.88% | 63.7% | 57.33% | 63.55% | 62.05% | 58.78% | 57.35% | 64.88% | 59.67% | 45.5% | 51.71% | 49.35% | 47.82% | 50.95% | 61.58% | 63.35% | -0.19% | -0.179% | -0.3535% | -1.027% | -0.3762% | -0.4412% | -0.2875% | -0.9492% | -0.3397% | -0.07444% | -0.3131% | -0.3503% | -0.2974% | -0.3489%
HV | NHH UMS category B | 57.52% | 63.73% | 62.41% | 59.81% | 57.73% | 65.32% | 59.96% | 46.45% | 52.05% | 49.42% | 48.13% | 51.3% | 61.88% | 63.7% | 57.33% | 63.55% | 62.05% | 58.78% | 57.35% | 64.88% | 59.67% | 45.5% | 51.71% | 49.35% | 47.82% | 50.95% | 61.58% | 63.35% | -0.19% | -0.179% | -0.3535% | -1.027% | -0.3762% | -0.4412% | -0.2875% | -0.9492% | -0.3397% | -0.07444% | -0.3131% | -0.3503% | -0.2974% | -0.3489%
HV | NHH UMS category C | 57.52% | 63.73% | 62.41% | 59.81% | 57.73% | 65.32% | 59.96% | 46.45% | 52.05% | 49.42% | 48.13% | 51.3% | 61.88% | 63.7% | 57.33% | 63.55% | 62.05% | 58.78% | 57.35% | 64.88% | 59.67% | 45.5% | 51.71% | 49.35% | 47.82% | 50.95% | 61.58% | 63.35% | -0.19% | -0.179% | -0.3535% | -1.027% | -0.3762% | -0.4412% | -0.2875% | -0.9492% | -0.3397% | -0.07444% | -0.3131% | -0.3503% | -0.2974% | -0.3489%
HV | NHH UMS category D | 57.52% | 63.73% | 62.41% | 59.81% | 57.73% | 65.32% | 59.96% | 46.45% | 52.05% | 49.42% | 48.13% | 51.3% | 61.88% | 63.7% | 57.33% | 63.55% | 62.05% | 58.78% | 57.35% | 64.88% | 59.67% | 45.5% | 51.71% | 49.35% | 47.82% | 50.95% | 61.58% | 63.35% | -0.19% | -0.179% | -0.3535% | -1.027% | -0.3762% | -0.4412% | -0.2875% | -0.9492% | -0.3397% | -0.07444% | -0.3131% | -0.3503% | -0.2974% | -0.3489%
HV | LV UMS (Pseudo HH Metered) | 57.52% | 63.73% | 62.41% | 59.81% | 57.73% | 65.32% | 59.96% | 46.45% | 52.05% | 49.42% | 48.13% | 51.3% | 61.88% | 63.7% | 57.33% | 63.55% | 62.05% | 58.78% | 57.35% | 64.88% | 59.67% | 45.5% | 51.71% | 49.35% | 47.82% | 50.95% | 61.58% | 63.35% | -0.19% | -0.179% | -0.3535% | -1.027% | -0.3762% | -0.4412% | -0.2875% | -0.9492% | -0.3397% | -0.07444% | -0.3131% | -0.3503% | -0.2974% | -0.3489%
HV | LV Generation NHH or Aggregate HH | 0% | 0% | 0% | 0% | 0% | 0% | 0% | 0% | 0% | 0% | 0% | 0% | 0% | 0% | 0% | 0% | 0% | 0% | 0% | 0% | 0% | 0% | 0% | 0% | 0% | 0% | 0% | 0% | 0% | 0% | 0% | 0% | 0% | 0% | 0% | 0% | 0% | 0% | 0% | 0% | 0% | 0%
HV | LV Sub Generation NHH | 0% | 0% | 0% | 0% | 0% | 0% | 0% | 0% | 0% | 0% | 0% | 0% | 0% | 0% | 0% | 0% | 0% | 0% | 0% | 0% | 0% | 0% | 0% | 0% | 0% | 0% | 0% | 0% | 0% | 0% | 0% | 0% | 0% | 0% | 0% | 0% | 0% | 0% | 0% | 0% | 0% | 0%
HV | LV Generation Intermittent | 0% | 0% | 0% | 0% | 0% | 0% | 0% | 0% | 0% | 0% | 0% | 0% | 0% | 0% | 0% | 0% | 0% | 0% | 0% | 0% | 0% | 0% | 0% | 0% | 0% | 0% | 0% | 0% | 0% | 0% | 0% | 0% | 0% | 0% | 0% | 0% | 0% | 0% | 0% | 0% | 0% | 0%
HV | LV Generation Intermittent no RP charge | 0% | 0% | 0% | 0% | 0% | 0% | 0% | 0% | 0% | 0% | 0% | 0% | 0% | 0% | 0% | 0% | 0% | 0% | 0% | 0% | 0% | 0% | 0% | 0% | 0% | 0% | 0% | 0% | 0% | 0% | 0% | 0% | 0% | 0% | 0% | 0% | 0% | 0% | 0% | 0% | 0% | 0%
HV | LV Generation Non-Intermittent | 0% | 0% | 0% | 0% | 0% | 0% | 0% | 0% | 0% | 0% | 0% | 0% | 0% | 0% | 0% | 0% | 0% | 0% | 0% | 0% | 0% | 0% | 0% | 0% | 0% | 0% | 0% | 0% | 0% | 0% | 0% | 0% | 0% | 0% | 0% | 0% | 0% | 0% | 0% | 0% | 0% | 0%
HV | LV Generation Non-Intermittent no RP charge | 0% | 0% | 0% | 0% | 0% | 0% | 0% | 0% | 0% | 0% | 0% | 0% | 0% | 0% | 0% | 0% | 0% | 0% | 0% | 0% | 0% | 0% | 0% | 0% | 0% | 0% | 0% | 0% | 0% | 0% | 0% | 0% | 0% | 0% | 0% | 0% | 0% | 0% | 0% | 0% | 0% | 0%
HV | LV Sub Generation Intermittent | 0% | 0% | 0% | 0% | 0% | 0% | 0% | 0% | 0% | 0% | 0% | 0% | 0% | 0% | 0% | 0% | 0% | 0% | 0% | 0% | 0% | 0% | 0% | 0% | 0% | 0% | 0% | 0% | 0% | 0% | 0% | 0% | 0% | 0% | 0% | 0% | 0% | 0% | 0% | 0% | 0% | 0%
HV | LV Sub Generation Intermittent no RP charge | 0% | 0% | 0% | 0% | 0% | 0% | 0% | 0% | 0% | 0% | 0% | 0% | 0% | 0% | 0% | 0% | 0% | 0% | 0% | 0% | 0% | 0% | 0% | 0% | 0% | 0% | 0% | 0% | 0% | 0% | 0% | 0% | 0% | 0% | 0% | 0% | 0% | 0% | 0% | 0% | 0% | 0%
HV | LV Sub Generation Non-Intermittent | 0% | 0% | 0% | 0% | 0% | 0% | 0% | 0% | 0% | 0% | 0% | 0% | 0% | 0% | 0% | 0% | 0% | 0% | 0% | 0% | 0% | 0% | 0% | 0% | 0% | 0% | 0% | 0% | 0% | 0% | 0% | 0% | 0% | 0% | 0% | 0% | 0% | 0% | 0% | 0% | 0% | 0%
HV | LV Sub Generation Non-Intermittent no RP charge | 0% | 0% | 0% | 0% | 0% | 0% | 0% | 0% | 0% | 0% | 0% | 0% | 0% | 0% | 0% | 0% | 0% | 0% | 0% | 0% | 0% | 0% | 0% | 0% | 0% | 0% | 0% | 0% | 0% | 0% | 0% | 0% | 0% | 0% | 0% | 0% | 0% | 0% | 0% | 0% | 0% | 0%
HV | HV Generation Intermittent | 0% | 0% | 0% | 0% | 0% | 0% | 0% | 0% | 0% | 0% | 0% | 0% | 0% | 0% | 0% | 0% | 0% | 0% | 0% | 0% | 0% | 0% | 0% | 0% | 0% | 0% | 0% | 0% | 0% | 0% | 0% | 0% | 0% | 0% | 0% | 0% | 0% | 0% | 0% | 0% | 0% | 0%
HV | HV Generation Intermittent no RP charge | 0% | 0% | 0% | 0% | 0% | 0% | 0% | 0% | 0% | 0% | 0% | 0% | 0% | 0% | 0% | 0% | 0% | 0% | 0% | 0% | 0% | 0% | 0% | 0% | 0% | 0% | 0% | 0% | 0% | 0% | 0% | 0% | 0% | 0% | 0% | 0% | 0% | 0% | 0% | 0% | 0% | 0%
HV | HV Generation Non-Intermittent | 0% | 0% | 0% | 0% | 0% | 0% | 0% | 0% | 0% | 0% | 0% | 0% | 0% | 0% | 0% | 0% | 0% | 0% | 0% | 0% | 0% | 0% | 0% | 0% | 0% | 0% | 0% | 0% | 0% | 0% | 0% | 0% | 0% | 0% | 0% | 0% | 0% | 0% | 0% | 0% | 0% | 0%
HV | HV Generation Non-Intermittent no RP charge | 0% | 0% | 0% | 0% | 0% | 0% | 0% | 0% | 0% | 0% | 0% | 0% | 0% | 0% | 0% | 0% | 0% | 0% | 0% | 0% | 0% | 0% | 0% | 0% | 0% | 0% | 0% | 0% | 0% | 0% | 0% | 0% | 0% | 0% | 0% | 0% | 0% | 0% | 0% | 0% | 0% | 0%
0000 | Domestic Unrestricted | 93.5% | 97.97% | 97.2% | 94% | 96.15% | 100% | 100% | 94.29% | 93.36% | 93.81% | 91.13% | 95.65% | 95.13% | 97.2% | 93.5% | 97.97% | 97.2% | 94% | 96.15% | 100% | 100% | 92.76% | 93.29% | 93.93% | 91.13% | 95.65% | 95.13% | 97.2% | 0% | 0% | 0% | 0% | 0% | 0% | 0% | -1.531% | -0.07096% | 0.1239% | 0% | 0% | 0% | 0%
0000 | Domestic Two Rate | 93.5% | 97.97% | 97.2% | 94% | 96.15% | 100% | 100% | 94.29% | 93.36% | 93.81% | 91.13% | 95.65% | 95.13% | 97.2% | 93.5% | 97.97% | 97.2% | 94% | 96.15% | 100% | 100% | 92.76% | 93.29% | 93.93% | 91.13% | 95.65% | 95.13% | 97.2% | 0% | 0% | 0% | 0% | 0% | 0% | 0% | -1.531% | -0.07096% | 0.1239% | 0% | 0% | 0% | 0%
0000 | Domestic Off Peak (related MPAN) | 93.5% | 97.97% | 97.2% | 94% | 96.15% | 100% | 100% | 94.29% | 93.36% | 93.81% | 91.13% | 95.65% | 95.13% | 97.2% | 93.5% | 97.97% | 97.2% | 94% | 96.15% | 100% | 100% | 92.76% | 93.29% | 93.93% | 91.13% | 95.65% | 95.13% | 97.2% | 0% | 0% | 0% | 0% | 0% | 0% | 0% | -1.531% | -0.07096% | 0.1239% | 0% | 0% | 0% | 0%
0000 | Small Non Domestic Unrestricted | 93.5% | 97.97% | 97.2% | 94% | 96.15% | 100% | 100% | 94.29% | 93.36% | 93.81% | 91.13% | 95.65% | 95.13% | 97.2% | 93.5% | 97.97% | 97.2% | 94% | 96.15% | 100% | 100% | 92.76% | 93.29% | 93.93% | 91.13% | 95.65% | 95.13% | 97.2% | 0% | 0% | 0% | 0% | 0% | 0% | 0% | -1.531% | -0.07096% | 0.1239% | 0% | 0% | 0% | 0%
0000 | Small Non Domestic Two Rate | 93.5% | 97.97% | 97.2% | 94% | 96.15% | 100% | 100% | 94.29% | 93.36% | 93.81% | 91.13% | 95.65% | 95.13% | 97.2% | 93.5% | 97.97% | 97.2% | 94% | 96.15% | 100% | 100% | 92.76% | 93.29% | 93.93% | 91.13% | 95.65% | 95.13% | 97.2% | 0% | 0% | 0% | 0% | 0% | 0% | 0% | -1.531% | -0.07096% | 0.1239% | 0% | 0% | 0% | 0%
0000 | Small Non Domestic Off Peak (related MPAN) | 93.5% | 97.97% | 97.2% | 94% | 96.15% | 100% | 100% | 94.29% | 93.36% | 93.81% | 91.13% | 95.65% | 95.13% | 97.2% | 93.5% | 97.97% | 97.2% | 94% | 96.15% | 100% | 100% | 92.76% | 93.29% | 93.93% | 91.13% | 95.65% | 95.13% | 97.2% | 0% | 0% | 0% | 0% | 0% | 0% | 0% | -1.531% | -0.07096% | 0.1239% | 0% | 0% | 0% | 0%
0000 | LV Medium Non-Domestic | 93.5% | 97.97% | 97.2% | 94% | 96.15% | 100% | 100% | 94.29% | 93.36% | 93.81% | 91.13% | 95.65% | 95.13% | 97.2% | 93.5% | 97.97% | 97.2% | 94% | 96.15% | 100% | 100% | 92.76% | 93.29% | 93.93% | 91.13% | 95.65% | 95.13% | 97.2% | 0% | 0% | 0% | 0% | 0% | 0% | 0% | -1.531% | -0.07096% | 0.1239% | 0% | 0% | 0% | 0%
0000 | LV Sub Medium Non-Domestic | 89.98% | 96.63% | 95.4% | 91.61% | 94% | 100% | 100% | 92.09% | 90.21% | 90.94% | 87.31% | 93.42% | 92.12% | 95.8% | 89.98% | 96.63% | 95.4% | 91.61% | 94% | 100% | 100% | 90.03% | 90.11% | 91.12% | 87.31% | 93.42% | 92.12% | 95.8% | 0% | 0% | 0% | 0% | 0% | 0% | 0% | -2.059% | -0.1011% | 0.1757% | 0% | 0% | 0% | 0%
0000 | HV Medium Non-Domestic | 88.27% | 95.9% | 94.29% | 90.9% | 93.18% | 100% | 100% | 91.21% | 89.11% | 90% | 85.71% | 92.5% | 90.72% | 95% | 88.27% | 95.9% | 94.29% | 90.9% | 93.18% | 100% | 100% | 88.95% | 88.99% | 90.19% | 85.71% | 92.5% | 90.72% | 95% | 0% | 0% | 0% | 0% | 0% | 0% | 0% | -2.261% | -0.1111% | 0.1921% | 0% | 0% | 0% | 0%
0000 | LV Network Domestic | 93.5% | 97.97% | 97.2% | 94% | 96.15% | 100% | 100% | 94.29% | 93.36% | 93.81% | 91.13% | 95.65% | 95.13% | 97.2% | 93.5% | 97.97% | 97.2% | 94% | 96.15% | 100% | 100% | 92.76% | 93.29% | 93.93% | 91.13% | 95.65% | 95.13% | 97.2% | 0% | 0% | 0% | 0% | 0% | 0% | 0% | -1.531% | -0.07096% | 0.1239% | 0% | 0% | 0% | 0%
0000 | LV Network Non-Domestic Non-CT | 93.5% | 97.97% | 97.2% | 94% | 96.15% | 100% | 100% | 94.29% | 93.36% | 93.81% | 91.13% | 95.65% | 95.13% | 97.2% | 93.5% | 97.97% | 97.2% | 94% | 96.15% | 100% | 100% | 92.76% | 93.29% | 93.93% | 91.13% | 95.65% | 95.13% | 97.2% | 0% | 0% | 0% | 0% | 0% | 0% | 0% | -1.531% | -0.07096% | 0.1239% | 0% | 0% | 0% | 0%
0000 | LV HH Metered | 93.5% | 97.97% | 97.2% | 94% | 96.15% | 100% | 100% | 94.29% | 93.36% | 93.81% | 91.13% | 95.65% | 95.13% | 97.2% | 93.5% | 97.97% | 97.2% | 94% | 96.15% | 100% | 100% | 92.76% | 93.29% | 93.93% | 91.13% | 95.65% | 95.13% | 97.2% | 0% | 0% | 0% | 0% | 0% | 0% | 0% | -1.531% | -0.07096% | 0.1239% | 0% | 0% | 0% | 0%
0000 | LV Sub HH Metered | 89.98% | 96.63% | 95.4% | 91.61% | 94% | 100% | 100% | 92.09% | 90.21% | 90.94% | 87.31% | 93.42% | 92.12% | 95.8% | 89.98% | 96.63% | 95.4% | 91.61% | 94% | 100% | 100% | 90.03% | 90.11% | 91.12% | 87.31% | 93.42% | 92.12% | 95.8% | 0% | 0% | 0% | 0% | 0% | 0% | 0% | -2.059% | -0.1011% | 0.1757% | 0% | 0% | 0% | 0%
0000 | HV HH Metered | 88.27% | 95.9% | 94.29% | 90.9% | 93.18% | 100% | 100% | 91.21% | 89.11% | 90% | 85.71% | 92.5% | 90.72% | 95% | 88.27% | 95.9% | 94.29% | 90.9% | 93.18% | 100% | 100% | 88.95% | 88.99% | 90.19% | 85.71% | 92.5% | 90.72% | 95% | 0% | 0% | 0% | 0% | 0% | 0% | 0% | -2.261% | -0.1111% | 0.1921% | 0% | 0% | 0% | 0%
0000 | NHH UMS category A | 93.5% | 97.97% | 97.2% | 94% | 96.15% | 100% | 100% | 94.29% | 93.36% | 93.81% | 91.13% | 95.65% | 95.13% | 97.2% | 93.5% | 97.97% | 97.2% | 94% | 96.15% | 100% | 100% | 92.76% | 93.29% | 93.93% | 91.13% | 95.65% | 95.13% | 97.2% | 0% | 0% | 0% | 0% | 0% | 0% | 0% | -1.531% | -0.07096% | 0.1239% | 0% | 0% | 0% | 0%
0000 | NHH UMS category B | 93.5% | 97.97% | 97.2% | 94% | 96.15% | 100% | 100% | 94.29% | 93.36% | 93.81% | 91.13% | 95.65% | 95.13% | 97.2% | 93.5% | 97.97% | 97.2% | 94% | 96.15% | 100% | 100% | 92.76% | 93.29% | 93.93% | 91.13% | 95.65% | 95.13% | 97.2% | 0% | 0% | 0% | 0% | 0% | 0% | 0% | -1.531% | -0.07096% | 0.1239% | 0% | 0% | 0% | 0%
0000 | NHH UMS category C | 93.5% | 97.97% | 97.2% | 94% | 96.15% | 100% | 100% | 94.29% | 93.36% | 93.81% | 91.13% | 95.65% | 95.13% | 97.2% | 93.5% | 97.97% | 97.2% | 94% | 96.15% | 100% | 100% | 92.76% | 93.29% | 93.93% | 91.13% | 95.65% | 95.13% | 97.2% | 0% | 0% | 0% | 0% | 0% | 0% | 0% | -1.531% | -0.07096% | 0.1239% | 0% | 0% | 0% | 0%
0000 | NHH UMS category D | 93.5% | 97.97% | 97.2% | 94% | 96.15% | 100% | 100% | 94.29% | 93.36% | 93.81% | 91.13% | 95.65% | 95.13% | 97.2% | 93.5% | 97.97% | 97.2% | 94% | 96.15% | 100% | 100% | 92.76% | 93.29% | 93.93% | 91.13% | 95.65% | 95.13% | 97.2% | 0% | 0% | 0% | 0% | 0% | 0% | 0% | -1.531% | -0.07096% | 0.1239% | 0% | 0% | 0% | 0%
0000 | LV UMS (Pseudo HH Metered) | 93.5% | 97.97% | 97.2% | 94% | 96.15% | 100% | 100% | 94.29% | 93.36% | 93.81% | 91.13% | 95.65% | 95.13% | 97.2% | 93.5% | 97.97% | 97.2% | 94% | 96.15% | 100% | 100% | 92.76% | 93.29% | 93.93% | 91.13% | 95.65% | 95.13% | 97.2% | 0% | 0% | 0% | 0% | 0% | 0% | 0% | -1.531% | -0.07096% | 0.1239% | 0% | 0% | 0% | 0%
0000 | LV Generation NHH or Aggregate HH | 89.98% | 96.63% | 95.4% | 91.61% | 94% | 100% | 100% | 92.09% | 90.21% | 90.94% | 87.31% | 93.42% | 92.12% | 95.8% | 89.98% | 96.63% | 95.4% | 91.61% | 94% | 100% | 100% | 90.03% | 90.11% | 91.12% | 87.31% | 93.42% | 92.12% | 95.8% | 0% | 0% | 0% | 0% | 0% | 0% | 0% | -2.059% | -0.1011% | 0.1757% | 0% | 0% | 0% | 0%
0000 | LV Sub Generation NHH | 88.27% | 95.9% | 94.29% | 90.9% | 93.18% | 100% | 100% | 91.21% | 89.11% | 90% | 85.71% | 92.5% | 90.72% | 95% | 88.27% | 95.9% | 94.29% | 90.9% | 93.18% | 100% | 100% | 88.95% | 88.99% | 90.19% | 85.71% | 92.5% | 90.72% | 95% | 0% | 0% | 0% | 0% | 0% | 0% | 0% | -2.261% | -0.1111% | 0.1921% | 0% | 0% | 0% | 0%
0000 | LV Generation Intermittent | 89.98% | 96.63% | 95.4% | 91.61% | 94% | 100% | 100% | 92.09% | 90.21% | 90.94% | 87.31% | 93.42% | 92.12% | 95.8% | 89.98% | 96.63% | 95.4% | 91.61% | 94% | 100% | 100% | 90.03% | 90.11% | 91.12% | 87.31% | 93.42% | 92.12% | 95.8% | 0% | 0% | 0% | 0% | 0% | 0% | 0% | -2.059% | -0.1011% | 0.1757% | 0% | 0% | 0% | 0%
0000 | LV Generation Non-Intermittent | 89.98% | 96.63% | 95.4% | 91.61% | 94% | 100% | 100% | 92.09% | 90.21% | 90.94% | 87.31% | 93.42% | 92.12% | 95.8% | 89.98% | 96.63% | 95.4% | 91.61% | 94% | 100% | 100% | 90.03% | 90.11% | 91.12% | 87.31% | 93.42% | 92.12% | 95.8% | 0% | 0% | 0% | 0% | 0% | 0% | 0% | -2.059% | -0.1011% | 0.1757% | 0% | 0% | 0% | 0%
0000 | LV Sub Generation Intermittent | 88.27% | 95.9% | 94.29% | 90.9% | 93.18% | 100% | 100% | 91.21% | 89.11% | 90% | 85.71% | 92.5% | 90.72% | 95% | 88.27% | 95.9% | 94.29% | 90.9% | 93.18% | 100% | 100% | 88.95% | 88.99% | 90.19% | 85.71% | 92.5% | 90.72% | 95% | 0% | 0% | 0% | 0% | 0% | 0% | 0% | -2.261% | -0.1111% | 0.1921% | 0% | 0% | 0% | 0%
0000 | LV Sub Generation Non-Intermittent | 88.27% | 95.9% | 94.29% | 90.9% | 93.18% | 100% | 100% | 91.21% | 89.11% | 90% | 85.71% | 92.5% | 90.72% | 95% | 88.27% | 95.9% | 94.29% | 90.9% | 93.18% | 100% | 100% | 88.95% | 88.99% | 90.19% | 85.71% | 92.5% | 90.72% | 95% | 0% | 0% | 0% | 0% | 0% | 0% | 0% | -2.261% | -0.1111% | 0.1921% | 0% | 0% | 0% | 0%
0000 | HV Generation Intermittent | 82.3% | 92.68% | 90.17% | 80.18% | 88.47% | 100% | 100% | 88.37% | 82.54% | 86.36% | 79.26% | 89.45% | 83.13% | 89.06% | 82.3% | 92.68% | 90.17% | 80.18% | 88.47% | 100% | 100% | 85.5% | 82.38% | 86.61% | 79.26% | 89.45% | 83.13% | 89.06% | 0% | 0% | 0% | 0% | 0% | 0% | 0% | -2.874% | -0.1647% | 0.2516% | 0% | 0% | 0% | 0%
0000 | HV Generation Non-Intermittent | 82.3% | 92.68% | 90.17% | 80.18% | 88.47% | 100% | 100% | 88.37% | 82.54% | 86.36% | 79.26% | 89.45% | 83.13% | 89.06% | 82.3% | 92.68% | 90.17% | 80.18% | 88.47% | 100% | 100% | 85.5% | 82.38% | 86.61% | 79.26% | 89.45% | 83.13% | 89.06% | 0% | 0% | 0% | 0% | 0% | 0% | 0% | -2.874% | -0.1647% | 0.2516% | 0% | 0% | 0% | 0%
132kV | Domestic Unrestricted | 81.72% | 93.52% | 93.14% | 94% | 86.05% | 100% | 92.79% | 84.39% | 81.72% | 80.99% | 74.24% | 79.12% | 88.11% | 90.32% | 81.72% | 93.52% | 93.14% | 94% | 86.05% | 100% | 92.79% | 83.02% | 81.65% | 81.1% | 74.24% | 79.12% | 88.11% | 90.32% | 0% | 0% | 0% | 0% | 0% | 0% | 0% | -1.37% | -0.06211% | 0.107% | 0% | 0% | 0% | 0%
132kV | Domestic Two Rate | 81.72% | 93.52% | 93.14% | 94% | 86.05% | 100% | 92.79% | 84.39% | 81.72% | 80.99% | 74.24% | 79.12% | 88.11% | 90.32% | 81.72% | 93.52% | 93.14% | 94% | 86.05% | 100% | 92.79% | 83.02% | 81.65% | 81.1% | 74.24% | 79.12% | 88.11% | 90.32% | 0% | 0% | 0% | 0% | 0% | 0% | 0% | -1.37% | -0.06211% | 0.107% | 0% | 0% | 0% | 0%
132kV | Domestic Off Peak (related MPAN) | 81.72% | 93.52% | 93.14% | 94% | 86.05% | 100% | 92.79% | 84.39% | 81.72% | 80.99% | 74.24% | 79.12% | 88.11% | 90.32% | 81.72% | 93.52% | 93.14% | 94% | 86.05% | 100% | 92.79% | 83.02% | 81.65% | 81.1% | 74.24% | 79.12% | 88.11% | 90.32% | 0% | 0% | 0% | 0% | 0% | 0% | 0% | -1.37% | -0.06211% | 0.107% | 0% | 0% | 0% | 0%
132kV | Small Non Domestic Unrestricted | 81.72% | 93.52% | 93.14% | 94% | 86.05% | 100% | 92.79% | 84.39% | 81.72% | 80.99% | 74.24% | 79.12% | 88.11% | 90.32% | 81.72% | 93.52% | 93.14% | 94% | 86.05% | 100% | 92.79% | 83.02% | 81.65% | 81.1% | 74.24% | 79.12% | 88.11% | 90.32% | 0% | 0% | 0% | 0% | 0% | 0% | 0% | -1.37% | -0.06211% | 0.107% | 0% | 0% | 0% | 0%
132kV | Small Non Domestic Two Rate | 81.72% | 93.52% | 93.14% | 94% | 86.05% | 100% | 92.79% | 84.39% | 81.72% | 80.99% | 74.24% | 79.12% | 88.11% | 90.32% | 81.72% | 93.52% | 93.14% | 94% | 86.05% | 100% | 92.79% | 83.02% | 81.65% | 81.1% | 74.24% | 79.12% | 88.11% | 90.32% | 0% | 0% | 0% | 0% | 0% | 0% | 0% | -1.37% | -0.06211% | 0.107% | 0% | 0% | 0% | 0%
132kV | Small Non Domestic Off Peak (related MPAN) | 81.72% | 93.52% | 93.14% | 94% | 86.05% | 100% | 92.79% | 84.39% | 81.72% | 80.99% | 74.24% | 79.12% | 88.11% | 90.32% | 81.72% | 93.52% | 93.14% | 94% | 86.05% | 100% | 92.79% | 83.02% | 81.65% | 81.1% | 74.24% | 79.12% | 88.11% | 90.32% | 0% | 0% | 0% | 0% | 0% | 0% | 0% | -1.37% | -0.06211% | 0.107% | 0% | 0% | 0% | 0%
132kV | LV Medium Non-Domestic | 81.72% | 93.52% | 93.14% | 94% | 86.05% | 100% | 92.79% | 84.39% | 81.72% | 80.99% | 74.24% | 79.12% | 88.11% | 90.32% | 81.72% | 93.52% | 93.14% | 94% | 86.05% | 100% | 92.79% | 83.02% | 81.65% | 81.1% | 74.24% | 79.12% | 88.11% | 90.32% | 0% | 0% | 0% | 0% | 0% | 0% | 0% | -1.37% | -0.06211% | 0.107% | 0% | 0% | 0% | 0%
132kV | LV Sub Medium Non-Domestic | 71.82% | 89.25% | 88.72% | 91.61% | 78.28% | 100% | 88.77% | 78.36% | 73.04% | 72.21% | 63.16% | 68.41% | 80.78% | 85.49% | 71.82% | 89.25% | 88.72% | 91.61% | 78.28% | 100% | 88.77% | 76.61% | 72.95% | 72.35% | 63.16% | 68.41% | 80.78% | 85.49% | 0% | 0% | 0% | 0% | 0% | 0% | 0% | -1.752% | -0.08184% | 0.1395% | 0% | 0% | 0% | 0%
132kV | HV Medium Non-Domestic | 67.01% | 86.92% | 86% | 90.9% | 75.33% | 100% | 87.43% | 75.95% | 70% | 69.31% | 58.49% | 63.97% | 77.36% | 82.75% | 67.01% | 86.92% | 86% | 90.9% | 75.33% | 100% | 87.43% | 74.06% | 69.91% | 69.46% | 58.49% | 63.97% | 77.36% | 82.75% | 0% | 0% | 0% | 0% | 0% | 0% | 0% | -1.883% | -0.08726% | 0.148% | 0% | 0% | 0% | 0%
132kV | LV Network Domestic | 81.72% | 93.52% | 93.14% | 94% | 86.05% | 100% | 92.79% | 84.39% | 81.72% | 80.99% | 74.24% | 79.12% | 88.11% | 90.32% | 81.72% | 93.52% | 93.14% | 94% | 86.05% | 100% | 92.79% | 83.02% | 81.65% | 81.1% | 74.24% | 79.12% | 88.11% | 90.32% | 0% | 0% | 0% | 0% | 0% | 0% | 0% | -1.37% | -0.06211% | 0.107% | 0% | 0% | 0% | 0%
132kV | LV Network Non-Domestic Non-CT | 81.72% | 93.52% | 93.14% | 94% | 86.05% | 100% | 92.79% | 84.39% | 81.72% | 80.99% | 74.24% | 79.12% | 88.11% | 90.32% | 81.72% | 93.52% | 93.14% | 94% | 86.05% | 100% | 92.79% | 83.02% | 81.65% | 81.1% | 74.24% | 79.12% | 88.11% | 90.32% | 0% | 0% | 0% | 0% | 0% | 0% | 0% | -1.37% | -0.06211% | 0.107% | 0% | 0% | 0% | 0%
132kV | LV HH Metered | 81.72% | 93.52% | 93.14% | 94% | 86.05% | 100% | 92.79% | 84.39% | 81.72% | 80.99% | 74.24% | 79.12% | 88.11% | 90.32% | 81.72% | 93.52% | 93.14% | 94% | 86.05% | 100% | 92.79% | 83.02% | 81.65% | 81.1% | 74.24% | 79.12% | 88.11% | 90.32% | 0% | 0% | 0% | 0% | 0% | 0% | 0% | -1.37% | -0.06211% | 0.107% | 0% | 0% | 0% | 0%
132kV | LV Sub HH Metered | 71.82% | 89.25% | 88.72% | 91.61% | 78.28% | 100% | 88.77% | 78.36% | 73.04% | 72.21% | 63.16% | 68.41% | 80.78% | 85.49% | 71.82% | 89.25% | 88.72% | 91.61% | 78.28% | 100% | 88.77% | 76.61% | 72.95% | 72.35% | 63.16% | 68.41% | 80.78% | 85.49% | 0% | 0% | 0% | 0% | 0% | 0% | 0% | -1.752% | -0.08184% | 0.1395% | 0% | 0% | 0% | 0%
132kV | HV HH Metered | 67.01% | 86.92% | 86% | 90.9% | 75.33% | 100% | 87.43% | 75.95% | 70% | 69.31% | 58.49% | 63.97% | 77.36% | 82.75% | 67.01% | 86.92% | 86% | 90.9% | 75.33% | 100% | 87.43% | 74.06% | 69.91% | 69.46% | 58.49% | 63.97% | 77.36% | 82.75% | 0% | 0% | 0% | 0% | 0% | 0% | 0% | -1.883% | -0.08726% | 0.148% | 0% | 0% | 0% | 0%
132kV | NHH UMS category A | 81.72% | 93.52% | 93.14% | 94% | 86.05% | 100% | 92.79% | 84.39% | 81.72% | 80.99% | 74.24% | 79.12% | 88.11% | 90.32% | 81.72% | 93.52% | 93.14% | 94% | 86.05% | 100% | 92.79% | 83.02% | 81.65% | 81.1% | 74.24% | 79.12% | 88.11% | 90.32% | 0% | 0% | 0% | 0% | 0% | 0% | 0% | -1.37% | -0.06211% | 0.107% | 0% | 0% | 0% | 0%
132kV | NHH UMS category B | 81.72% | 93.52% | 93.14% | 94% | 86.05% | 100% | 92.79% | 84.39% | 81.72% | 80.99% | 74.24% | 79.12% | 88.11% | 90.32% | 81.72% | 93.52% | 93.14% | 94% | 86.05% | 100% | 92.79% | 83.02% | 81.65% | 81.1% | 74.24% | 79.12% | 88.11% | 90.32% | 0% | 0% | 0% | 0% | 0% | 0% | 0% | -1.37% | -0.06211% | 0.107% | 0% | 0% | 0% | 0%
132kV | NHH UMS category C | 81.72% | 93.52% | 93.14% | 94% | 86.05% | 100% | 92.79% | 84.39% | 81.72% | 80.99% | 74.24% | 79.12% | 88.11% | 90.32% | 81.72% | 93.52% | 93.14% | 94% | 86.05% | 100% | 92.79% | 83.02% | 81.65% | 81.1% | 74.24% | 79.12% | 88.11% | 90.32% | 0% | 0% | 0% | 0% | 0% | 0% | 0% | -1.37% | -0.06211% | 0.107% | 0% | 0% | 0% | 0%
132kV | NHH UMS category D | 81.72% | 93.52% | 93.14% | 94% | 86.05% | 100% | 92.79% | 84.39% | 81.72% | 80.99% | 74.24% | 79.12% | 88.11% | 90.32% | 81.72% | 93.52% | 93.14% | 94% | 86.05% | 100% | 92.79% | 83.02% | 81.65% | 81.1% | 74.24% | 79.12% | 88.11% | 90.32% | 0% | 0% | 0% | 0% | 0% | 0% | 0% | -1.37% | -0.06211% | 0.107% | 0% | 0% | 0% | 0%
132kV | LV UMS (Pseudo HH Metered) | 81.72% | 93.52% | 93.14% | 94% | 86.05% | 100% | 92.79% | 84.39% | 81.72% | 80.99% | 74.24% | 79.12% | 88.11% | 90.32% | 81.72% | 93.52% | 93.14% | 94% | 86.05% | 100% | 92.79% | 83.02% | 81.65% | 81.1% | 74.24% | 79.12% | 88.11% | 90.32% | 0% | 0% | 0% | 0% | 0% | 0% | 0% | -1.37% | -0.06211% | 0.107% | 0% | 0% | 0% | 0%
132kV | LV Generation NHH or Aggregate HH | 71.82% | 89.25% | 88.72% | 91.61% | 78.28% | 100% | 88.77% | 78.36% | 73.04% | 72.21% | 63.16% | 68.41% | 80.78% | 85.49% | 71.82% | 89.25% | 88.72% | 91.61% | 78.28% | 100% | 88.77% | 76.61% | 72.95% | 72.35% | 63.16% | 68.41% | 80.78% | 85.49% | 0% | 0% | 0% | 0% | 0% | 0% | 0% | -1.752% | -0.08184% | 0.1395% | 0% | 0% | 0% | 0%
132kV | LV Sub Generation NHH | 67.01% | 86.92% | 86% | 90.9% | 75.33% | 100% | 87.43% | 75.95% | 70% | 69.31% | 58.49% | 63.97% | 77.36% | 82.75% | 67.01% | 86.92% | 86% | 90.9% | 75.33% | 100% | 87.43% | 74.06% | 69.91% | 69.46% | 58.49% | 63.97% | 77.36% | 82.75% | 0% | 0% | 0% | 0% | 0% | 0% | 0% | -1.883% | -0.08726% | 0.148% | 0% | 0% | 0% | 0%
132kV | LV Generation Intermittent | 71.82% | 89.25% | 88.72% | 91.61% | 78.28% | 100% | 88.77% | 78.36% | 73.04% | 72.21% | 63.16% | 68.41% | 80.78% | 85.49% | 71.82% | 89.25% | 88.72% | 91.61% | 78.28% | 100% | 88.77% | 76.61% | 72.95% | 72.35% | 63.16% | 68.41% | 80.78% | 85.49% | 0% | 0% | 0% | 0% | 0% | 0% | 0% | -1.752% | -0.08184% | 0.1395% | 0% | 0% | 0% | 0%
132kV | LV Generation Non-Intermittent | 71.82% | 89.25% | 88.72% | 91.61% | 78.28% | 100% | 88.77% | 78.36% | 73.04% | 72.21% | 63.16% | 68.41% | 80.78% | 85.49% | 71.82% | 89.25% | 88.72% | 91.61% | 78.28% | 100% | 88.77% | 76.61% | 72.95% | 72.35% | 63.16% | 68.41% | 80.78% | 85.49% | 0% | 0% | 0% | 0% | 0% | 0% | 0% | -1.752% | -0.08184% | 0.1395% | 0% | 0% | 0% | 0%
132kV | LV Sub Generation Intermittent | 67.01% | 86.92% | 86% | 90.9% | 75.33% | 100% | 87.43% | 75.95% | 70% | 69.31% | 58.49% | 63.97% | 77.36% | 82.75% | 67.01% | 86.92% | 86% | 90.9% | 75.33% | 100% | 87.43% | 74.06% | 69.91% | 69.46% | 58.49% | 63.97% | 77.36% | 82.75% | 0% | 0% | 0% | 0% | 0% | 0% | 0% | -1.883% | -0.08726% | 0.148% | 0% | 0% | 0% | 0%
132kV | LV Sub Generation Non-Intermittent | 67.01% | 86.92% | 86% | 90.9% | 75.33% | 100% | 87.43% | 75.95% | 70% | 69.31% | 58.49% | 63.97% | 77.36% | 82.75% | 67.01% | 86.92% | 86% | 90.9% | 75.33% | 100% | 87.43% | 74.06% | 69.91% | 69.46% | 58.49% | 63.97% | 77.36% | 82.75% | 0% | 0% | 0% | 0% | 0% | 0% | 0% | -1.883% | -0.08726% | 0.148% | 0% | 0% | 0% | 0%
132kV | HV Generation Intermittent | 50.22% | 76.62% | 75.91% | 80.18% | 58.26% | 100% | 76.85% | 68.2% | 51.93% | 58.15% | 39.78% | 49.34% | 58.85% | 62.24% | 50.22% | 76.62% | 75.91% | 80.18% | 58.26% | 100% | 76.85% | 65.98% | 51.83% | 58.32% | 39.78% | 49.34% | 58.85% | 62.24% | 0% | 0% | 0% | 0% | 0% | 0% | 0% | -2.218% | -0.1036% | 0.1694% | 0% | 0% | 0% | 0%
132kV | HV Generation Non-Intermittent | 50.22% | 76.62% | 75.91% | 80.18% | 58.26% | 100% | 76.85% | 68.2% | 51.93% | 58.15% | 39.78% | 49.34% | 58.85% | 62.24% | 50.22% | 76.62% | 75.91% | 80.18% | 58.26% | 100% | 76.85% | 65.98% | 51.83% | 58.32% | 39.78% | 49.34% | 58.85% | 62.24% | 0% | 0% | 0% | 0% | 0% | 0% | 0% | -2.218% | -0.1036% | 0.1694% | 0% | 0% | 0% | 0%
132kV/EHV | Domestic Unrestricted | 75.73% | 87.24% | 86.74% | 92.91% | 80.68% | 97.88% | 83.43% | 77.3% | 74.23% | 72.96% | 65.35% | 68.09% | 82.87% | 82.88% | 75.73% | 87.24% | 86.74% | 92.91% | 80.68% | 97.88% | 83.43% | 76.04% | 74.18% | 73.06% | 65.35% | 68.09% | 82.87% | 82.88% | 0% | 0% | 0% | 0% | 0% | 0% | 0% | -1.255% | -0.05642% | 0.09637% | 0% | 0% | 0% | 0%
132kV/EHV | Domestic Two Rate | 75.73% | 87.24% | 86.74% | 92.91% | 80.68% | 97.88% | 83.43% | 77.3% | 74.23% | 72.96% | 65.35% | 68.09% | 82.87% | 82.88% | 75.73% | 87.24% | 86.74% | 92.91% | 80.68% | 97.88% | 83.43% | 76.04% | 74.18% | 73.06% | 65.35% | 68.09% | 82.87% | 82.88% | 0% | 0% | 0% | 0% | 0% | 0% | 0% | -1.255% | -0.05642% | 0.09637% | 0% | 0% | 0% | 0%
132kV/EHV | Domestic Off Peak (related MPAN) | 75.73% | 87.24% | 86.74% | 92.91% | 80.68% | 97.88% | 83.43% | 77.3% | 74.23% | 72.96% | 65.35% | 68.09% | 82.87% | 82.88% | 75.73% | 87.24% | 86.74% | 92.91% | 80.68% | 97.88% | 83.43% | 76.04% | 74.18% | 73.06% | 65.35% | 68.09% | 82.87% | 82.88% | 0% | 0% | 0% | 0% | 0% | 0% | 0% | -1.255% | -0.05642% | 0.09637% | 0% | 0% | 0% | 0%
132kV/EHV | Small Non Domestic Unrestricted | 75.73% | 87.24% | 86.74% | 92.91% | 80.68% | 97.88% | 83.43% | 77.3% | 74.23% | 72.96% | 65.35% | 68.09% | 82.87% | 82.88% | 75.73% | 87.24% | 86.74% | 92.91% | 80.68% | 97.88% | 83.43% | 76.04% | 74.18% | 73.06% | 65.35% | 68.09% | 82.87% | 82.88% | 0% | 0% | 0% | 0% | 0% | 0% | 0% | -1.255% | -0.05642% | 0.09637% | 0% | 0% | 0% | 0%
132kV/EHV | Small Non Domestic Two Rate | 75.73% | 87.24% | 86.74% | 92.91% | 80.68% | 97.88% | 83.43% | 77.3% | 74.23% | 72.96% | 65.35% | 68.09% | 82.87% | 82.88% | 75.73% | 87.24% | 86.74% | 92.91% | 80.68% | 97.88% | 83.43% | 76.04% | 74.18% | 73.06% | 65.35% | 68.09% | 82.87% | 82.88% | 0% | 0% | 0% | 0% | 0% | 0% | 0% | -1.255% | -0.05642% | 0.09637% | 0% | 0% | 0% | 0%
132kV/EHV | Small Non Domestic Off Peak (related MPAN) | 75.73% | 87.24% | 86.74% | 92.91% | 80.68% | 97.88% | 83.43% | 77.3% | 74.23% | 72.96% | 65.35% | 68.09% | 82.87% | 82.88% | 75.73% | 87.24% | 86.74% | 92.91% | 80.68% | 97.88% | 83.43% | 76.04% | 74.18% | 73.06% | 65.35% | 68.09% | 82.87% | 82.88% | 0% | 0% | 0% | 0% | 0% | 0% | 0% | -1.255% | -0.05642% | 0.09637% | 0% | 0% | 0% | 0%
132kV/EHV | LV Medium Non-Domestic | 75.73% | 87.24% | 86.74% | 92.91% | 80.68% | 97.88% | 83.43% | 77.3% | 74.23% | 72.96% | 65.35% | 68.09% | 82.87% | 82.88% | 75.73% | 87.24% | 86.74% | 92.91% | 80.68% | 97.88% | 83.43% | 76.04% | 74.18% | 73.06% | 65.35% | 68.09% | 82.87% | 82.88% | 0% | 0% | 0% | 0% | 0% | 0% | 0% | -1.255% | -0.05642% | 0.09637% | 0% | 0% | 0% | 0%
132kV/EHV | LV Sub Medium Non-Domestic | 62.58% | 78.83% | 78.18% | 90.09% | 69.9% | 96.63% | 74.19% | 68.53% | 62% | 60.46% | 50.44% | 51.73% | 72.31% | 74.33% | 62.58% | 78.83% | 78.18% | 90.09% | 69.9% | 96.63% | 74.19% | 67% | 61.93% | 60.58% | 50.44% | 51.73% | 72.31% | 74.33% | 0% | 0% | 0% | 0% | 0% | 0% | 0% | -1.532% | -0.06947% | 0.1168% | 0% | 0% | 0% | 0%
132kV/EHV | HV Medium Non-Domestic | 56.19% | 74.24% | 72.94% | 89.25% | 65.81% | 96.16% | 71.11% | 65.02% | 57.72% | 56.34% | 44.16% | 44.94% | 67.38% | 69.48% | 56.19% | 74.24% | 72.94% | 89.25% | 65.81% | 96.16% | 71.11% | 63.4% | 57.65% | 56.46% | 44.16% | 44.94% | 67.38% | 69.48% | 0% | 0% | 0% | 0% | 0% | 0% | 0% | -1.612% | -0.07195% | 0.1203% | 0% | 0% | 0% | 0%
132kV/EHV | LV Network Domestic | 75.73% | 87.24% | 86.74% | 92.91% | 80.68% | 97.88% | 83.43% | 77.3% | 74.23% | 72.96% | 65.35% | 68.09% | 82.87% | 82.88% | 75.73% | 87.24% | 86.74% | 92.91% | 80.68% | 97.88% | 83.43% | 76.04% | 74.18% | 73.06% | 65.35% | 68.09% | 82.87% | 82.88% | 0% | 0% | 0% | 0% | 0% | 0% | 0% | -1.255% | -0.05642% | 0.09637% | 0% | 0% | 0% | 0%
132kV/EHV | LV Network Non-Domestic Non-CT | 75.73% | 87.24% | 86.74% | 92.91% | 80.68% | 97.88% | 83.43% | 77.3% | 74.23% | 72.96% | 65.35% | 68.09% | 82.87% | 82.88% | 75.73% | 87.24% | 86.74% | 92.91% | 80.68% | 97.88% | 83.43% | 76.04% | 74.18% | 73.06% | 65.35% | 68.09% | 82.87% | 82.88% | 0% | 0% | 0% | 0% | 0% | 0% | 0% | -1.255% | -0.05642% | 0.09637% | 0% | 0% | 0% | 0%
132kV/EHV | LV HH Metered | 75.73% | 87.24% | 86.74% | 92.91% | 80.68% | 97.88% | 83.43% | 77.3% | 74.23% | 72.96% | 65.35% | 68.09% | 82.87% | 82.88% | 75.73% | 87.24% | 86.74% | 92.91% | 80.68% | 97.88% | 83.43% | 76.04% | 74.18% | 73.06% | 65.35% | 68.09% | 82.87% | 82.88% | 0% | 0% | 0% | 0% | 0% | 0% | 0% | -1.255% | -0.05642% | 0.09637% | 0% | 0% | 0% | 0%
132kV/EHV | LV Sub HH Metered | 62.58% | 78.83% | 78.18% | 90.09% | 69.9% | 96.63% | 74.19% | 68.53% | 62% | 60.46% | 50.44% | 51.73% | 72.31% | 74.33% | 62.58% | 78.83% | 78.18% | 90.09% | 69.9% | 96.63% | 74.19% | 67% | 61.93% | 60.58% | 50.44% | 51.73% | 72.31% | 74.33% | 0% | 0% | 0% | 0% | 0% | 0% | 0% | -1.532% | -0.06947% | 0.1168% | 0% | 0% | 0% | 0%
132kV/EHV | HV HH Metered | 56.19% | 74.24% | 72.94% | 89.25% | 65.81% | 96.16% | 71.11% | 65.02% | 57.72% | 56.34% | 44.16% | 44.94% | 67.38% | 69.48% | 56.19% | 74.24% | 72.94% | 89.25% | 65.81% | 96.16% | 71.11% | 63.4% | 57.65% | 56.46% | 44.16% | 44.94% | 67.38% | 69.48% | 0% | 0% | 0% | 0% | 0% | 0% | 0% | -1.612% | -0.07195% | 0.1203% | 0% | 0% | 0% | 0%
132kV/EHV | NHH UMS category A | 75.73% | 87.24% | 86.74% | 92.91% | 80.68% | 97.88% | 83.43% | 77.3% | 74.23% | 72.96% | 65.35% | 68.09% | 82.87% | 82.88% | 75.73% | 87.24% | 86.74% | 92.91% | 80.68% | 97.88% | 83.43% | 76.04% | 74.18% | 73.06% | 65.35% | 68.09% | 82.87% | 82.88% | 0% | 0% | 0% | 0% | 0% | 0% | 0% | -1.255% | -0.05642% | 0.09637% | 0% | 0% | 0% | 0%
132kV/EHV | NHH UMS category B | 75.73% | 87.24% | 86.74% | 92.91% | 80.68% | 97.88% | 83.43% | 77.3% | 74.23% | 72.96% | 65.35% | 68.09% | 82.87% | 82.88% | 75.73% | 87.24% | 86.74% | 92.91% | 80.68% | 97.88% | 83.43% | 76.04% | 74.18% | 73.06% | 65.35% | 68.09% | 82.87% | 82.88% | 0% | 0% | 0% | 0% | 0% | 0% | 0% | -1.255% | -0.05642% | 0.09637% | 0% | 0% | 0% | 0%
132kV/EHV | NHH UMS category C | 75.73% | 87.24% | 86.74% | 92.91% | 80.68% | 97.88% | 83.43% | 77.3% | 74.23% | 72.96% | 65.35% | 68.09% | 82.87% | 82.88% | 75.73% | 87.24% | 86.74% | 92.91% | 80.68% | 97.88% | 83.43% | 76.04% | 74.18% | 73.06% | 65.35% | 68.09% | 82.87% | 82.88% | 0% | 0% | 0% | 0% | 0% | 0% | 0% | -1.255% | -0.05642% | 0.09637% | 0% | 0% | 0% | 0%
132kV/EHV | NHH UMS category D | 75.73% | 87.24% | 86.74% | 92.91% | 80.68% | 97.88% | 83.43% | 77.3% | 74.23% | 72.96% | 65.35% | 68.09% | 82.87% | 82.88% | 75.73% | 87.24% | 86.74% | 92.91% | 80.68% | 97.88% | 83.43% | 76.04% | 74.18% | 73.06% | 65.35% | 68.09% | 82.87% | 82.88% | 0% | 0% | 0% | 0% | 0% | 0% | 0% | -1.255% | -0.05642% | 0.09637% | 0% | 0% | 0% | 0%
132kV/EHV | LV UMS (Pseudo HH Metered) | 75.73% | 87.24% | 86.74% | 92.91% | 80.68% | 97.88% | 83.43% | 77.3% | 74.23% | 72.96% | 65.35% | 68.09% | 82.87% | 82.88% | 75.73% | 87.24% | 86.74% | 92.91% | 80.68% | 97.88% | 83.43% | 76.04% | 74.18% | 73.06% | 65.35% | 68.09% | 82.87% | 82.88% | 0% | 0% | 0% | 0% | 0% | 0% | 0% | -1.255% | -0.05642% | 0.09637% | 0% | 0% | 0% | 0%
132kV/EHV | LV Generation NHH or Aggregate HH | 62.58% | 78.83% | 78.18% | 90.09% | 69.9% | 96.63% | 74.19% | 68.53% | 62% | 60.46% | 50.44% | 51.73% | 72.31% | 74.33% | 62.58% | 78.83% | 78.18% | 90.09% | 69.9% | 96.63% | 74.19% | 67% | 61.93% | 60.58% | 50.44% | 51.73% | 72.31% | 74.33% | 0% | 0% | 0% | 0% | 0% | 0% | 0% | -1.532% | -0.06947% | 0.1168% | 0% | 0% | 0% | 0%
132kV/EHV | LV Sub Generation NHH | 56.19% | 74.24% | 72.94% | 89.25% | 65.81% | 96.16% | 71.11% | 65.02% | 57.72% | 56.34% | 44.16% | 44.94% | 67.38% | 69.48% | 56.19% | 74.24% | 72.94% | 89.25% | 65.81% | 96.16% | 71.11% | 63.4% | 57.65% | 56.46% | 44.16% | 44.94% | 67.38% | 69.48% | 0% | 0% | 0% | 0% | 0% | 0% | 0% | -1.612% | -0.07195% | 0.1203% | 0% | 0% | 0% | 0%
132kV/EHV | LV Generation Intermittent | 62.58% | 78.83% | 78.18% | 90.09% | 69.9% | 96.63% | 74.19% | 68.53% | 62% | 60.46% | 50.44% | 51.73% | 72.31% | 74.33% | 62.58% | 78.83% | 78.18% | 90.09% | 69.9% | 96.63% | 74.19% | 67% | 61.93% | 60.58% | 50.44% | 51.73% | 72.31% | 74.33% | 0% | 0% | 0% | 0% | 0% | 0% | 0% | -1.532% | -0.06947% | 0.1168% | 0% | 0% | 0% | 0%
132kV/EHV | LV Generation Non-Intermittent | 62.58% | 78.83% | 78.18% | 90.09% | 69.9% | 96.63% | 74.19% | 68.53% | 62% | 60.46% | 50.44% | 51.73% | 72.31% | 74.33% | 62.58% | 78.83% | 78.18% | 90.09% | 69.9% | 96.63% | 74.19% | 67% | 61.93% | 60.58% | 50.44% | 51.73% | 72.31% | 74.33% | 0% | 0% | 0% | 0% | 0% | 0% | 0% | -1.532% | -0.06947% | 0.1168% | 0% | 0% | 0% | 0%
132kV/EHV | LV Sub Generation Intermittent | 56.19% | 74.24% | 72.94% | 89.25% | 65.81% | 96.16% | 71.11% | 65.02% | 57.72% | 56.34% | 44.16% | 44.94% | 67.38% | 69.48% | 56.19% | 74.24% | 72.94% | 89.25% | 65.81% | 96.16% | 71.11% | 63.4% | 57.65% | 56.46% | 44.16% | 44.94% | 67.38% | 69.48% | 0% | 0% | 0% | 0% | 0% | 0% | 0% | -1.612% | -0.07195% | 0.1203% | 0% | 0% | 0% | 0%
132kV/EHV | LV Sub Generation Non-Intermittent | 56.19% | 74.24% | 72.94% | 89.25% | 65.81% | 96.16% | 71.11% | 65.02% | 57.72% | 56.34% | 44.16% | 44.94% | 67.38% | 69.48% | 56.19% | 74.24% | 72.94% | 89.25% | 65.81% | 96.16% | 71.11% | 63.4% | 57.65% | 56.46% | 44.16% | 44.94% | 67.38% | 69.48% | 0% | 0% | 0% | 0% | 0% | 0% | 0% | -1.612% | -0.07195% | 0.1203% | 0% | 0% | 0% | 0%
132kV/EHV | HV Generation Intermittent | 33.89% | 53.96% | 53.43% | 76.59% | 42.16% | 91.08% | 46.81% | 53.74% | 32.25% | 40.45% | 18.99% | 22.59% | 40.71% | 33.19% | 33.89% | 53.96% | 53.43% | 76.59% | 42.16% | 91.08% | 46.81% | 52% | 32.19% | 40.57% | 18.99% | 22.59% | 40.71% | 33.19% | 0% | 0% | 0% | 0% | 0% | 0% | 0% | -1.748% | -0.06437% | 0.1179% | 0% | 0% | 0% | 0%
132kV/EHV | HV Generation Non-Intermittent | 33.89% | 53.96% | 53.43% | 76.59% | 42.16% | 91.08% | 46.81% | 53.74% | 32.25% | 40.45% | 18.99% | 22.59% | 40.71% | 33.19% | 33.89% | 53.96% | 53.43% | 76.59% | 42.16% | 91.08% | 46.81% | 52% | 32.19% | 40.57% | 18.99% | 22.59% | 40.71% | 33.19% | 0% | 0% | 0% | 0% | 0% | 0% | 0% | -1.748% | -0.06437% | 0.1179% | 0% | 0% | 0% | 0%
EHV | Domestic Unrestricted | 70.95% | 80.73% | 80.29% | 81.25% | 74.11% | 88.42% | 77.77% | 62.62% | 69.15% | 64.73% | 62.89% | 66.71% | 77.54% | 79.56% | 70.95% | 80.73% | 80.29% | 81.25% | 74.11% | 88.42% | 77.77% | 61.6% | 69.1% | 64.82% | 62.89% | 66.71% | 77.54% | 79.56% | 0% | 0% | 0% | 0% | 0% | 0% | 0% | -1.016% | -0.05256% | 0.08551% | 0% | 0% | 0% | 0%
EHV | Domestic Two Rate | 70.95% | 80.73% | 80.29% | 81.25% | 74.11% | 88.42% | 77.77% | 62.62% | 69.15% | 64.73% | 62.89% | 66.71% | 77.54% | 79.56% | 70.95% | 80.73% | 80.29% | 81.25% | 74.11% | 88.42% | 77.77% | 61.6% | 69.1% | 64.82% | 62.89% | 66.71% | 77.54% | 79.56% | 0% | 0% | 0% | 0% | 0% | 0% | 0% | -1.016% | -0.05256% | 0.08551% | 0% | 0% | 0% | 0%
EHV | Domestic Off Peak (related MPAN) | 70.95% | 80.73% | 80.29% | 81.25% | 74.11% | 88.42% | 77.77% | 62.62% | 69.15% | 64.73% | 62.89% | 66.71% | 77.54% | 79.56% | 70.95% | 80.73% | 80.29% | 81.25% | 74.11% | 88.42% | 77.77% | 61.6% | 69.1% | 64.82% | 62.89% | 66.71% | 77.54% | 79.56% | 0% | 0% | 0% | 0% | 0% | 0% | 0% | -1.016% | -0.05256% | 0.08551% | 0% | 0% | 0% | 0%
EHV | Small Non Domestic Unrestricted | 70.95% | 80.73% | 80.29% | 81.25% | 74.11% | 88.42% | 77.77% | 62.62% | 69.15% | 64.73% | 62.89% | 66.71% | 77.54% | 79.56% | 70.95% | 80.73% | 80.29% | 81.25% | 74.11% | 88.42% | 77.77% | 61.6% | 69.1% | 64.82% | 62.89% | 66.71% | 77.54% | 79.56% | 0% | 0% | 0% | 0% | 0% | 0% | 0% | -1.016% | -0.05256% | 0.08551% | 0% | 0% | 0% | 0%
EHV | Small Non Domestic Two Rate | 70.95% | 80.73% | 80.29% | 81.25% | 74.11% | 88.42% | 77.77% | 62.62% | 69.15% | 64.73% | 62.89% | 66.71% | 77.54% | 79.56% | 70.95% | 80.73% | 80.29% | 81.25% | 74.11% | 88.42% | 77.77% | 61.6% | 69.1% | 64.82% | 62.89% | 66.71% | 77.54% | 79.56% | 0% | 0% | 0% | 0% | 0% | 0% | 0% | -1.016% | -0.05256% | 0.08551% | 0% | 0% | 0% | 0%
EHV | Small Non Domestic Off Peak (related MPAN) | 70.95% | 80.73% | 80.29% | 81.25% | 74.11% | 88.42% | 77.77% | 62.62% | 69.15% | 64.73% | 62.89% | 66.71% | 77.54% | 79.56% | 70.95% | 80.73% | 80.29% | 81.25% | 74.11% | 88.42% | 77.77% | 61.6% | 69.1% | 64.82% | 62.89% | 66.71% | 77.54% | 79.56% | 0% | 0% | 0% | 0% | 0% | 0% | 0% | -1.016% | -0.05256% | 0.08551% | 0% | 0% | 0% | 0%
EHV | LV Medium Non-Domestic | 70.95% | 80.73% | 80.29% | 81.25% | 74.11% | 88.42% | 77.77% | 62.62% | 69.15% | 64.73% | 62.89% | 66.71% | 77.54% | 79.56% | 70.95% | 80.73% | 80.29% | 81.25% | 74.11% | 88.42% | 77.77% | 61.6% | 69.1% | 64.82% | 62.89% | 66.71% | 77.54% | 79.56% | 0% | 0% | 0% | 0% | 0% | 0% | 0% | -1.016% | -0.05256% | 0.08551% | 0% | 0% | 0% | 0%
EHV | LV Sub Medium Non-Domestic | 55.21% | 68.04% | 67.57% | 73.78% | 59.68% | 81.57% | 65.37% | 48.19% | 54.5% | 48.44% | 46.92% | 49.64% | 63.69% | 69.36% | 55.21% | 68.04% | 67.57% | 73.78% | 59.68% | 81.57% | 65.37% | 47.11% | 54.44% | 48.53% | 46.92% | 49.64% | 63.69% | 69.36% | 0% | 0% | 0% | 0% | 0% | 0% | 0% | -1.077% | -0.06107% | 0.0936% | 0% | 0% | 0% | 0%
EHV | HV Medium Non-Domestic | 47.56% | 61.11% | 59.78% | 71.56% | 54.2% | 79.04% | 61.24% | 42.4% | 49.37% | 43.05% | 40.2% | 42.55% | 57.23% | 63.57% | 47.56% | 61.11% | 59.78% | 71.56% | 54.2% | 79.04% | 61.24% | 41.35% | 49.31% | 43.14% | 40.2% | 42.55% | 57.23% | 63.57% | 0% | 0% | 0% | 0% | 0% | 0% | 0% | -1.051% | -0.06155% | 0.0919% | 0% | 0% | 0% | 0%
EHV | LV Network Domestic | 70.95% | 80.73% | 80.29% | 81.25% | 74.11% | 88.42% | 77.77% | 62.62% | 69.15% | 64.73% | 62.89% | 66.71% | 77.54% | 79.56% | 70.95% | 80.73% | 80.29% | 81.25% | 74.11% | 88.42% | 77.77% | 61.6% | 69.1% | 64.82% | 62.89% | 66.71% | 77.54% | 79.56% | 0% | 0% | 0% | 0% | 0% | 0% | 0% | -1.016% | -0.05256% | 0.08551% | 0% | 0% | 0% | 0%
EHV | LV Network Non-Domestic Non-CT | 70.95% | 80.73% | 80.29% | 81.25% | 74.11% | 88.42% | 77.77% | 62.62% | 69.15% | 64.73% | 62.89% | 66.71% | 77.54% | 79.56% | 70.95% | 80.73% | 80.29% | 81.25% | 74.11% | 88.42% | 77.77% | 61.6% | 69.1% | 64.82% | 62.89% | 66.71% | 77.54% | 79.56% | 0% | 0% | 0% | 0% | 0% | 0% | 0% | -1.016% | -0.05256% | 0.08551% | 0% | 0% | 0% | 0%
EHV | LV HH Metered | 70.95% | 80.73% | 80.29% | 81.25% | 74.11% | 88.42% | 77.77% | 62.62% | 69.15% | 64.73% | 62.89% | 66.71% | 77.54% | 79.56% | 70.95% | 80.73% | 80.29% | 81.25% | 74.11% | 88.42% | 77.77% | 61.6% | 69.1% | 64.82% | 62.89% | 66.71% | 77.54% | 79.56% | 0% | 0% | 0% | 0% | 0% | 0% | 0% | -1.016% | -0.05256% | 0.08551% | 0% | 0% | 0% | 0%
EHV | LV Sub HH Metered | 55.21% | 68.04% | 67.57% | 73.78% | 59.68% | 81.57% | 65.37% | 48.19% | 54.5% | 48.44% | 46.92% | 49.64% | 63.69% | 69.36% | 55.21% | 68.04% | 67.57% | 73.78% | 59.68% | 81.57% | 65.37% | 47.11% | 54.44% | 48.53% | 46.92% | 49.64% | 63.69% | 69.36% | 0% | 0% | 0% | 0% | 0% | 0% | 0% | -1.077% | -0.06107% | 0.0936% | 0% | 0% | 0% | 0%
EHV | HV HH Metered | 47.56% | 61.11% | 59.78% | 71.56% | 54.2% | 79.04% | 61.24% | 42.4% | 49.37% | 43.05% | 40.2% | 42.55% | 57.23% | 63.57% | 47.56% | 61.11% | 59.78% | 71.56% | 54.2% | 79.04% | 61.24% | 41.35% | 49.31% | 43.14% | 40.2% | 42.55% | 57.23% | 63.57% | 0% | 0% | 0% | 0% | 0% | 0% | 0% | -1.051% | -0.06155% | 0.0919% | 0% | 0% | 0% | 0%
EHV | NHH UMS category A | 70.95% | 80.73% | 80.29% | 81.25% | 74.11% | 88.42% | 77.77% | 62.62% | 69.15% | 64.73% | 62.89% | 66.71% | 77.54% | 79.56% | 70.95% | 80.73% | 80.29% | 81.25% | 74.11% | 88.42% | 77.77% | 61.6% | 69.1% | 64.82% | 62.89% | 66.71% | 77.54% | 79.56% | 0% | 0% | 0% | 0% | 0% | 0% | 0% | -1.016% | -0.05256% | 0.08551% | 0% | 0% | 0% | 0%
EHV | NHH UMS category B | 70.95% | 80.73% | 80.29% | 81.25% | 74.11% | 88.42% | 77.77% | 62.62% | 69.15% | 64.73% | 62.89% | 66.71% | 77.54% | 79.56% | 70.95% | 80.73% | 80.29% | 81.25% | 74.11% | 88.42% | 77.77% | 61.6% | 69.1% | 64.82% | 62.89% | 66.71% | 77.54% | 79.56% | 0% | 0% | 0% | 0% | 0% | 0% | 0% | -1.016% | -0.05256% | 0.08551% | 0% | 0% | 0% | 0%
EHV | NHH UMS category C | 70.95% | 80.73% | 80.29% | 81.25% | 74.11% | 88.42% | 77.77% | 62.62% | 69.15% | 64.73% | 62.89% | 66.71% | 77.54% | 79.56% | 70.95% | 80.73% | 80.29% | 81.25% | 74.11% | 88.42% | 77.77% | 61.6% | 69.1% | 64.82% | 62.89% | 66.71% | 77.54% | 79.56% | 0% | 0% | 0% | 0% | 0% | 0% | 0% | -1.016% | -0.05256% | 0.08551% | 0% | 0% | 0% | 0%
EHV | NHH UMS category D | 70.95% | 80.73% | 80.29% | 81.25% | 74.11% | 88.42% | 77.77% | 62.62% | 69.15% | 64.73% | 62.89% | 66.71% | 77.54% | 79.56% | 70.95% | 80.73% | 80.29% | 81.25% | 74.11% | 88.42% | 77.77% | 61.6% | 69.1% | 64.82% | 62.89% | 66.71% | 77.54% | 79.56% | 0% | 0% | 0% | 0% | 0% | 0% | 0% | -1.016% | -0.05256% | 0.08551% | 0% | 0% | 0% | 0%
EHV | LV UMS (Pseudo HH Metered) | 70.95% | 80.73% | 80.29% | 81.25% | 74.11% | 88.42% | 77.77% | 62.62% | 69.15% | 64.73% | 62.89% | 66.71% | 77.54% | 79.56% | 70.95% | 80.73% | 80.29% | 81.25% | 74.11% | 88.42% | 77.77% | 61.6% | 69.1% | 64.82% | 62.89% | 66.71% | 77.54% | 79.56% | 0% | 0% | 0% | 0% | 0% | 0% | 0% | -1.016% | -0.05256% | 0.08551% | 0% | 0% | 0% | 0%
EHV | LV Generation NHH or Aggregate HH | 55.21% | 68.04% | 67.57% | 73.78% | 59.68% | 81.57% | 65.37% | 48.19% | 54.5% | 48.44% | 46.92% | 49.64% | 63.69% | 69.36% | 55.21% | 68.04% | 67.57% | 73.78% | 59.68% | 81.57% | 65.37% | 47.11% | 54.44% | 48.53% | 46.92% | 49.64% | 63.69% | 69.36% | 0% | 0% | 0% | 0% | 0% | 0% | 0% | -1.077% | -0.06107% | 0.0936% | 0% | 0% | 0% | 0%
EHV | LV Sub Generation NHH | 47.56% | 61.11% | 59.78% | 71.56% | 54.2% | 79.04% | 61.24% | 42.4% | 49.37% | 43.05% | 40.2% | 42.55% | 57.23% | 63.57% | 47.56% | 61.11% | 59.78% | 71.56% | 54.2% | 79.04% | 61.24% | 41.35% | 49.31% | 43.14% | 40.2% | 42.55% | 57.23% | 63.57% | 0% | 0% | 0% | 0% | 0% | 0% | 0% | -1.051% | -0.06155% | 0.0919% | 0% | 0% | 0% | 0%
EHV | LV Generation Intermittent | 55.21% | 68.04% | 67.57% | 73.78% | 59.68% | 81.57% | 65.37% | 48.19% | 54.5% | 48.44% | 46.92% | 49.64% | 63.69% | 69.36% | 55.21% | 68.04% | 67.57% | 73.78% | 59.68% | 81.57% | 65.37% | 47.11% | 54.44% | 48.53% | 46.92% | 49.64% | 63.69% | 69.36% | 0% | 0% | 0% | 0% | 0% | 0% | 0% | -1.077% | -0.06107% | 0.0936% | 0% | 0% | 0% | 0%
EHV | LV Generation Non-Intermittent | 55.21% | 68.04% | 67.57% | 73.78% | 59.68% | 81.57% | 65.37% | 48.19% | 54.5% | 48.44% | 46.92% | 49.64% | 63.69% | 69.36% | 55.21% | 68.04% | 67.57% | 73.78% | 59.68% | 81.57% | 65.37% | 47.11% | 54.44% | 48.53% | 46.92% | 49.64% | 63.69% | 69.36% | 0% | 0% | 0% | 0% | 0% | 0% | 0% | -1.077% | -0.06107% | 0.0936% | 0% | 0% | 0% | 0%
EHV | LV Sub Generation Intermittent | 47.56% | 61.11% | 59.78% | 71.56% | 54.2% | 79.04% | 61.24% | 42.4% | 49.37% | 43.05% | 40.2% | 42.55% | 57.23% | 63.57% | 47.56% | 61.11% | 59.78% | 71.56% | 54.2% | 79.04% | 61.24% | 41.35% | 49.31% | 43.14% | 40.2% | 42.55% | 57.23% | 63.57% | 0% | 0% | 0% | 0% | 0% | 0% | 0% | -1.051% | -0.06155% | 0.0919% | 0% | 0% | 0% | 0%
EHV | LV Sub Generation Non-Intermittent | 47.56% | 61.11% | 59.78% | 71.56% | 54.2% | 79.04% | 61.24% | 42.4% | 49.37% | 43.05% | 40.2% | 42.55% | 57.23% | 63.57% | 47.56% | 61.11% | 59.78% | 71.56% | 54.2% | 79.04% | 61.24% | 41.35% | 49.31% | 43.14% | 40.2% | 42.55% | 57.23% | 63.57% | 0% | 0% | 0% | 0% | 0% | 0% | 0% | -1.051% | -0.06155% | 0.0919% | 0% | 0% | 0% | 0%
EHV | HV Generation Intermittent | 20.87% | 30.49% | 30.78% | 38.08% | 22.51% | 51.28% | 28.63% | 23.84% | 18.89% | 22.34% | 13.24% | 19.23% | 22.27% | 20.26% | 20.87% | 30.49% | 30.78% | 38.08% | 22.51% | 51.28% | 28.63% | 23.07% | 18.85% | 22.4% | 13.24% | 19.23% | 22.27% | 20.26% | 0% | 0% | 0% | 0% | 0% | 0% | 0% | -0.7754% | -0.0377% | 0.06508% | 0% | 0% | 0% | 0%
EHV | HV Generation Non-Intermittent | 20.87% | 30.49% | 30.78% | 38.08% | 22.51% | 51.28% | 28.63% | 23.84% | 18.89% | 22.34% | 13.24% | 19.23% | 22.27% | 20.26% | 20.87% | 30.49% | 30.78% | 38.08% | 22.51% | 51.28% | 28.63% | 23.07% | 18.85% | 22.4% | 13.24% | 19.23% | 22.27% | 20.26% | 0% | 0% | 0% | 0% | 0% | 0% | 0% | -0.7754% | -0.0377% | 0.06508% | 0% | 0% | 0% | 0%
HVplus | Domestic Unrestricted | 63.28% | 72.28% | 71.53% | 69.71% | 66.59% | 76.22% | 68.86% | 50.92% | 61.97% | 54.59% | 57.23% | 58.78% | 71.11% | 74.37% | 63.28% | 72.28% | 71.53% | 69.71% | 66.59% | 76.22% | 68.86% | 50.09% | 61.92% | 54.66% | 57.23% | 58.78% | 71.11% | 74.37% | 0% | 0% | 0% | 0% | 0% | 0% | 0% | -0.8265% | -0.0471% | 0.07211% | 0% | 0% | 0% | 0%
HVplus | Domestic Two Rate | 63.28% | 72.28% | 71.53% | 69.71% | 66.59% | 76.22% | 68.86% | 50.92% | 61.97% | 54.59% | 57.23% | 58.78% | 71.11% | 74.37% | 63.28% | 72.28% | 71.53% | 69.71% | 66.59% | 76.22% | 68.86% | 50.09% | 61.92% | 54.66% | 57.23% | 58.78% | 71.11% | 74.37% | 0% | 0% | 0% | 0% | 0% | 0% | 0% | -0.8265% | -0.0471% | 0.07211% | 0% | 0% | 0% | 0%
HVplus | Domestic Off Peak (related MPAN) | 63.28% | 72.28% | 71.53% | 69.71% | 66.59% | 76.22% | 68.86% | 50.92% | 61.97% | 54.59% | 57.23% | 58.78% | 71.11% | 74.37% | 63.28% | 72.28% | 71.53% | 69.71% | 66.59% | 76.22% | 68.86% | 50.09% | 61.92% | 54.66% | 57.23% | 58.78% | 71.11% | 74.37% | 0% | 0% | 0% | 0% | 0% | 0% | 0% | -0.8265% | -0.0471% | 0.07211% | 0% | 0% | 0% | 0%
HVplus | Small Non Domestic Unrestricted | 63.28% | 72.28% | 71.53% | 69.71% | 66.59% | 76.22% | 68.86% | 50.92% | 61.97% | 54.59% | 57.23% | 58.78% | 71.11% | 74.37% | 63.28% | 72.28% | 71.53% | 69.71% | 66.59% | 76.22% | 68.86% | 50.09% | 61.92% | 54.66% | 57.23% | 58.78% | 71.11% | 74.37% | 0% | 0% | 0% | 0% | 0% | 0% | 0% | -0.8265% | -0.0471% | 0.07211% | 0% | 0% | 0% | 0%
HVplus | Small Non Domestic Two Rate | 63.28% | 72.28% | 71.53% | 69.71% | 66.59% | 76.22% | 68.86% | 50.92% | 61.97% | 54.59% | 57.23% | 58.78% | 71.11% | 74.37% | 63.28% | 72.28% | 71.53% | 69.71% | 66.59% | 76.22% | 68.86% | 50.09% | 61.92% | 54.66% | 57.23% | 58.78% | 71.11% | 74.37% | 0% | 0% | 0% | 0% | 0% | 0% | 0% | -0.8265% | -0.0471% | 0.07211% | 0% | 0% | 0% | 0%
HVplus | Small Non Domestic Off Peak (related MPAN) | 63.28% | 72.28% | 71.53% | 69.71% | 66.59% | 76.22% | 68.86% | 50.92% | 61.97% | 54.59% | 57.23% | 58.78% | 71.11% | 74.37% | 63.28% | 72.28% | 71.53% | 69.71% | 66.59% | 76.22% | 68.86% | 50.09% | 61.92% | 54.66% | 57.23% | 58.78% | 71.11% | 74.37% | 0% | 0% | 0% | 0% | 0% | 0% | 0% | -0.8265% | -0.0471% | 0.07211% | 0% | 0% | 0% | 0%
HVplus | LV Medium Non-Domestic | 63.28% | 72.28% | 71.53% | 69.71% | 66.59% | 76.22% | 68.86% | 50.92% | 61.97% | 54.59% | 57.23% | 58.78% | 71.11% | 74.37% | 63.28% | 72.28% | 71.53% | 69.71% | 66.59% | 76.22% | 68.86% | 50.09% | 61.92% | 54.66% | 57.23% | 58.78% | 71.11% | 74.37% | 0% | 0% | 0% | 0% | 0% | 0% | 0% | -0.8265% | -0.0471% | 0.07211% | 0% | 0% | 0% | 0%
HVplus | LV Sub Medium Non-Domestic | 43.39% | 54.02% | 53.15% | 57.65% | 47.96% | 62.17% | 51.47% | 31.97% | 43.91% | 33.61% | 38.82% | 37.65% | 53.29% | 61.57% | 43.39% | 54.02% | 53.15% | 57.65% | 47.96% | 62.17% | 51.47% | 31.25% | 43.86% | 33.67% | 38.82% | 37.65% | 53.29% | 61.57% | 0% | 0% | 0% | 0% | 0% | 0% | 0% | -0.7148% | -0.0492% | 0.06494% | 0% | 0% | 0% | 0%
HVplus | HV Medium Non-Domestic | 33.73% | 44.05% | 41.9% | 54.07% | 40.89% | 56.98% | 45.69% | 24.37% | 37.59% | 26.67% | 31.07% | 28.88% | 44.98% | 54.31% | 33.73% | 44.05% | 41.9% | 54.07% | 40.89% | 56.98% | 45.69% | 23.77% | 37.54% | 26.73% | 31.07% | 28.88% | 44.98% | 54.31% | 0% | 0% | 0% | 0% | 0% | 0% | 0% | -0.6042% | -0.04685% | 0.05693% | 0% | 0% | 0% | 0%
HVplus | LV Network Domestic | 63.28% | 72.28% | 71.53% | 69.71% | 66.59% | 76.22% | 68.86% | 50.92% | 61.97% | 54.59% | 57.23% | 58.78% | 71.11% | 74.37% | 63.28% | 72.28% | 71.53% | 69.71% | 66.59% | 76.22% | 68.86% | 50.09% | 61.92% | 54.66% | 57.23% | 58.78% | 71.11% | 74.37% | 0% | 0% | 0% | 0% | 0% | 0% | 0% | -0.8265% | -0.0471% | 0.07211% | 0% | 0% | 0% | 0%
HVplus | LV Network Non-Domestic Non-CT | 63.28% | 72.28% | 71.53% | 69.71% | 66.59% | 76.22% | 68.86% | 50.92% | 61.97% | 54.59% | 57.23% | 58.78% | 71.11% | 74.37% | 63.28% | 72.28% | 71.53% | 69.71% | 66.59% | 76.22% | 68.86% | 50.09% | 61.92% | 54.66% | 57.23% | 58.78% | 71.11% | 74.37% | 0% | 0% | 0% | 0% | 0% | 0% | 0% | -0.8265% | -0.0471% | 0.07211% | 0% | 0% | 0% | 0%
HVplus | LV HH Metered | 63.28% | 72.28% | 71.53% | 69.71% | 66.59% | 76.22% | 68.86% | 50.92% | 61.97% | 54.59% | 57.23% | 58.78% | 71.11% | 74.37% | 63.28% | 72.28% | 71.53% | 69.71% | 66.59% | 76.22% | 68.86% | 50.09% | 61.92% | 54.66% | 57.23% | 58.78% | 71.11% | 74.37% | 0% | 0% | 0% | 0% | 0% | 0% | 0% | -0.8265% | -0.0471% | 0.07211% | 0% | 0% | 0% | 0%
HVplus | LV Sub HH Metered | 43.39% | 54.02% | 53.15% | 57.65% | 47.96% | 62.17% | 51.47% | 31.97% | 43.91% | 33.61% | 38.82% | 37.65% | 53.29% | 61.57% | 43.39% | 54.02% | 53.15% | 57.65% | 47.96% | 62.17% | 51.47% | 31.25% | 43.86% | 33.67% | 38.82% | 37.65% | 53.29% | 61.57% | 0% | 0% | 0% | 0% | 0% | 0% | 0% | -0.7148% | -0.0492% | 0.06494% | 0% | 0% | 0% | 0%
HVplus | HV HH Metered | 33.73% | 44.05% | 41.9% | 54.07% | 40.89% | 56.98% | 45.69% | 24.37% | 37.59% | 26.67% | 31.07% | 28.88% | 44.98% | 54.31% | 33.73% | 44.05% | 41.9% | 54.07% | 40.89% | 56.98% | 45.69% | 23.77% | 37.54% | 26.73% | 31.07% | 28.88% | 44.98% | 54.31% | 0% | 0% | 0% | 0% | 0% | 0% | 0% | -0.6042% | -0.04685% | 0.05693% | 0% | 0% | 0% | 0%
HVplus | NHH UMS category A | 63.28% | 72.28% | 71.53% | 69.71% | 66.59% | 76.22% | 68.86% | 50.92% | 61.97% | 54.59% | 57.23% | 58.78% | 71.11% | 74.37% | 63.28% | 72.28% | 71.53% | 69.71% | 66.59% | 76.22% | 68.86% | 50.09% | 61.92% | 54.66% | 57.23% | 58.78% | 71.11% | 74.37% | 0% | 0% | 0% | 0% | 0% | 0% | 0% | -0.8265% | -0.0471% | 0.07211% | 0% | 0% | 0% | 0%
HVplus | NHH UMS category B | 63.28% | 72.28% | 71.53% | 69.71% | 66.59% | 76.22% | 68.86% | 50.92% | 61.97% | 54.59% | 57.23% | 58.78% | 71.11% | 74.37% | 63.28% | 72.28% | 71.53% | 69.71% | 66.59% | 76.22% | 68.86% | 50.09% | 61.92% | 54.66% | 57.23% | 58.78% | 71.11% | 74.37% | 0% | 0% | 0% | 0% | 0% | 0% | 0% | -0.8265% | -0.0471% | 0.07211% | 0% | 0% | 0% | 0%
HVplus | NHH UMS category C | 63.28% | 72.28% | 71.53% | 69.71% | 66.59% | 76.22% | 68.86% | 50.92% | 61.97% | 54.59% | 57.23% | 58.78% | 71.11% | 74.37% | 63.28% | 72.28% | 71.53% | 69.71% | 66.59% | 76.22% | 68.86% | 50.09% | 61.92% | 54.66% | 57.23% | 58.78% | 71.11% | 74.37% | 0% | 0% | 0% | 0% | 0% | 0% | 0% | -0.8265% | -0.0471% | 0.07211% | 0% | 0% | 0% | 0%
HVplus | NHH UMS category D | 63.28% | 72.28% | 71.53% | 69.71% | 66.59% | 76.22% | 68.86% | 50.92% | 61.97% | 54.59% | 57.23% | 58.78% | 71.11% | 74.37% | 63.28% | 72.28% | 71.53% | 69.71% | 66.59% | 76.22% | 68.86% | 50.09% | 61.92% | 54.66% | 57.23% | 58.78% | 71.11% | 74.37% | 0% | 0% | 0% | 0% | 0% | 0% | 0% | -0.8265% | -0.0471% | 0.07211% | 0% | 0% | 0% | 0%
HVplus | LV UMS (Pseudo HH Metered) | 63.28% | 72.28% | 71.53% | 69.71% | 66.59% | 76.22% | 68.86% | 50.92% | 61.97% | 54.59% | 57.23% | 58.78% | 71.11% | 74.37% | 63.28% | 72.28% | 71.53% | 69.71% | 66.59% | 76.22% | 68.86% | 50.09% | 61.92% | 54.66% | 57.23% | 58.78% | 71.11% | 74.37% | 0% | 0% | 0% | 0% | 0% | 0% | 0% | -0.8265% | -0.0471% | 0.07211% | 0% | 0% | 0% | 0%
HVplus | LV Generation NHH or Aggregate HH | 43.39% | 54.02% | 53.15% | 57.65% | 47.96% | 62.17% | 51.47% | 31.97% | 43.91% | 33.61% | 38.82% | 37.65% | 53.29% | 61.57% | 43.39% | 54.02% | 53.15% | 57.65% | 47.96% | 62.17% | 51.47% | 31.25% | 43.86% | 33.67% | 38.82% | 37.65% | 53.29% | 61.57% | 0% | 0% | 0% | 0% | 0% | 0% | 0% | -0.7148% | -0.0492% | 0.06494% | 0% | 0% | 0% | 0%
HVplus | LV Sub Generation NHH | 33.73% | 44.05% | 41.9% | 54.07% | 40.89% | 56.98% | 45.69% | 24.37% | 37.59% | 26.67% | 31.07% | 28.88% | 44.98% | 54.31% | 33.73% | 44.05% | 41.9% | 54.07% | 40.89% | 56.98% | 45.69% | 23.77% | 37.54% | 26.73% | 31.07% | 28.88% | 44.98% | 54.31% | 0% | 0% | 0% | 0% | 0% | 0% | 0% | -0.6042% | -0.04685% | 0.05693% | 0% | 0% | 0% | 0%
HVplus | LV Generation Intermittent | 43.39% | 54.02% | 53.15% | 57.65% | 47.96% | 62.17% | 51.47% | 31.97% | 43.91% | 33.61% | 38.82% | 37.65% | 53.29% | 61.57% | 43.39% | 54.02% | 53.15% | 57.65% | 47.96% | 62.17% | 51.47% | 31.25% | 43.86% | 33.67% | 38.82% | 37.65% | 53.29% | 61.57% | 0% | 0% | 0% | 0% | 0% | 0% | 0% | -0.7148% | -0.0492% | 0.06494% | 0% | 0% | 0% | 0%
HVplus | LV Generation Non-Intermittent | 43.39% | 54.02% | 53.15% | 57.65% | 47.96% | 62.17% | 51.47% | 31.97% | 43.91% | 33.61% | 38.82% | 37.65% | 53.29% | 61.57% | 43.39% | 54.02% | 53.15% | 57.65% | 47.96% | 62.17% | 51.47% | 31.25% | 43.86% | 33.67% | 38.82% | 37.65% | 53.29% | 61.57% | 0% | 0% | 0% | 0% | 0% | 0% | 0% | -0.7148% | -0.0492% | 0.06494% | 0% | 0% | 0% | 0%
HVplus | LV Sub Generation Intermittent | 33.73% | 44.05% | 41.9% | 54.07% | 40.89% | 56.98% | 45.69% | 24.37% | 37.59% | 26.67% | 31.07% | 28.88% | 44.98% | 54.31% | 33.73% | 44.05% | 41.9% | 54.07% | 40.89% | 56.98% | 45.69% | 23.77% | 37.54% | 26.73% | 31.07% | 28.88% | 44.98% | 54.31% | 0% | 0% | 0% | 0% | 0% | 0% | 0% | -0.6042% | -0.04685% | 0.05693% | 0% | 0% | 0% | 0%
HVplus | LV Sub Generation Non-Intermittent | 33.73% | 44.05% | 41.9% | 54.07% | 40.89% | 56.98% | 45.69% | 24.37% | 37.59% | 26.67% | 31.07% | 28.88% | 44.98% | 54.31% | 33.73% | 44.05% | 41.9% | 54.07% | 40.89% | 56.98% | 45.69% | 23.77% | 37.54% | 26.73% | 31.07% | 28.88% | 44.98% | 54.31% | 0% | 0% | 0% | 0% | 0% | 0% | 0% | -0.6042% | -0.04685% | 0.05693% | 0% | 0% | 0% | 0%
HVplus | HV Generation Intermittent | 0% | 0% | 0% | 0% | 0% | 0% | 0% | 0% | 0% | 0% | 0% | 0% | 0% | 0% | 0% | 0% | 0% | 0% | 0% | 0% | 0% | 0% | 0% | 0% | 0% | 0% | 0% | 0% | 0% | 0% | 0% | 0% | 0% | 0% | 0% | 0% | 0% | 0% | 0% | 0% | 0% | 0%
HVplus | HV Generation Non-Intermittent | 0% | 0% | 0% | 0% | 0% | 0% | 0% | 0% | 0% | 0% | 0% | 0% | 0% | 0% | 0% | 0% | 0% | 0% | 0% | 0% | 0% | 0% | 0% | 0% | 0% | 0% | 0% | 0% | 0% | 0% | 0% | 0% | 0% | 0% | 0% | 0% | 0% | 0% | 0% | 0% | 0% | 0%

## per kwh post 266
|  |  | 18/19 per kwh | [13 empty] | 19/20 per kwh | [13 empty] | Change (p/kWh) | [13 empty] | Change (%)
|  | Lookup | ENWL | NPgN | NPgY | SSEH | SSES | SPD | SPMW | LPN | SPN | EPN | EMID | WMID | SWEST | SWALES | ENWL | NPgN | NPgY | SSEH | SSES | SPD | SPMW | LPN | SPN | EPN | EMID | WMID | SWEST | SWALES | ENWL | NPgN | NPgY | SSEH | SSES | SPD | SPMW | LPN | SPN | EPN | EMID | WMID | SWEST | SWALES | ENWL | NPgN | NPgY | SSEH | SSES | SPD | SPMW | LPN | SPN | EPN | EMID | WMID | SWEST | SWALES
LV | Domestic Unrestricted | LVDomestic Unrestricted | 0.86546 | 1.043 | 0.93891 | 1.0154 | 0.77276 | 1.0872 | 1.1328 | 0.52584 | 0.71729 | 0.60465 | 0.6804 | 0.88771 | 1.1706 | 1.0527 | 0.94241 | 1.1412 | 0.98406 | 1.0802 | 0.77173 | 1.1566 | 1.3144 | 0.56948 | 0.78075 | 0.66637 | 0.71669 | 0.91338 | 1.1997 | 1.0691 | 0.076946 | 0.098215 | 0.045153 | 0.064789 | -0.0010264 | 0.069361 | 0.18158 | 0.043643 | 0.063455 | 0.061728 | 0.036291 | 0.025665 | 0.029038 | 0.016405 | 8.891% | 9.416% | 4.809% | 6.38% | -0.1328% | 6.38% | 16.03% | 8.3% | 8.846% | 10.21% | 5.334% | 2.891% | 2.481% | 1.558%
LV | Domestic Two Rate | LVDomestic Two Rate | 0.87545 | 1.1074 | 0.95098 | 1.2498 | 0.82724 | 1.3187 | 1.1505 | 0.56158 | 0.7294 | 0.61474 | 0.68557 | 0.89406 | 1.1887 | 1.0561 | 0.95094 | 1.1966 | 0.99565 | 1.3194 | 0.83378 | 1.3687 | 1.3298 | 0.60362 | 0.79375 | 0.67525 | 0.72075 | 0.91986 | 1.2202 | 1.0727 | 0.075492 | 0.089158 | 0.044672 | 0.069571 | 0.0065388 | 0.050068 | 0.17926 | 0.042043 | 0.064356 | 0.060512 | 0.035178 | 0.025803 | 0.031532 | 0.016583 | 8.623% | 8.051% | 4.697% | 5.567% | 0.7904% | 3.797% | 15.58% | 7.487% | 8.823% | 9.843% | 5.131% | 2.886% | 2.653% | 1.57%
LV | Domestic Off Peak (related MPAN) | LVDomestic Off Peak (related MPAN) | 0.34405 | 0.58265 | 0.604 | 0.78273 | 0.3724 | 0.60677 | 0.56092 | 0 | 0.18845 | 0.067695 | 0.39453 | 0.47437 | 0.67101 | 0.61735 | 0.38411 | 0.65671 | 0.61033 | 0.84538 | 0.32436 | 0.67185 | 0.73793 | 0 | 0.20295 | 0.081513 | 0.4307 | 0.49897 | 0.68567 | 0.63634 | 0.040054 | 0.074064 | 0.0063243 | 0.062655 | -0.048046 | 0.065075 | 0.17701 | 0 | 0.014504 | 0.013818 | 0.036177 | 0.024599 | 0.01466 | 0.018984 | 11.64% | 12.71% | 1.047% | 8.005% | -12.9% | 10.72% | 31.56% |  | 7.696% | 20.41% | 9.17% | 5.186% | 2.185% | 3.075%
LV | Small Non Domestic Unrestricted | LVSmall Non Domestic Unrestricted | 0.86546 | 1.043 | 0.93891 | 1.0154 | 0.77276 | 1.0872 | 1.1328 | 0.52584 | 0.71729 | 0.60465 | 0.6804 | 0.88771 | 1.1706 | 1.0527 | 0.94241 | 1.1412 | 0.98406 | 1.0802 | 0.77173 | 1.1566 | 1.3144 | 0.56948 | 0.78075 | 0.66637 | 0.71669 | 0.91338 | 1.1997 | 1.0691 | 0.076946 | 0.098215 | 0.045153 | 0.064789 | -0.0010264 | 0.069361 | 0.18158 | 0.043643 | 0.063455 | 0.061728 | 0.036291 | 0.025665 | 0.029038 | 0.016405 | 8.891% | 9.416% | 4.809% | 6.38% | -0.1328% | 6.38% | 16.03% | 8.3% | 8.846% | 10.21% | 5.334% | 2.891% | 2.481% | 1.558%
LV | Small Non Domestic Two Rate | LVSmall Non Domestic Two Rate | 0.87959 | 1.0508 | 0.94756 | 1.0599 | 0.79283 | 1.1716 | 1.1408 | 0.53873 | 0.72031 | 0.60919 | 0.68084 | 0.88975 | 1.1849 | 1.055 | 0.95843 | 1.1484 | 0.99003 | 1.1235 | 0.79599 | 1.2271 | 1.3212 | 0.5824 | 0.78447 | 0.67062 | 0.71713 | 0.91604 | 1.2159 | 1.0711 | 0.078841 | 0.097527 | 0.04247 | 0.063608 | 0.0031666 | 0.055478 | 0.18033 | 0.04367 | 0.064159 | 0.061429 | 0.036294 | 0.026292 | 0.031041 | 0.016063 | 8.963% | 9.281% | 4.482% | 6.001% | 0.3994% | 4.735% | 15.81% | 8.106% | 8.907% | 10.08% | 5.331% | 2.955% | 2.62% | 1.523%
LV | Small Non Domestic Off Peak (related MPAN) | LVSmall Non Domestic Off Peak (related MPAN) | 0.33153 | 0.58224 | 0.63695 | 0.66324 | 0.39443 | 0.77972 | 0.48159 | 0 | 0.35033 | 0.12088 | 0.35495 | 0.54226 | 0.69571 | 0.63002 | 0.36677 | 0.68786 | 0.65229 | 0.72451 | 0.34123 | 0.86133 | 0.64756 | 0 | 0.32928 | 0.13834 | 0.38066 | 0.55174 | 0.69614 | 0.65659 | 0.035237 | 0.10562 | 0.015345 | 0.061265 | -0.053202 | 0.081602 | 0.16597 | 0 | -0.021045 | 0.017466 | 0.025703 | 0.0094839 | 0.00042247 | 0.026569 | 10.63% | 18.14% | 2.409% | 9.237% | -13.49% | 10.47% | 34.46% |  | -6.007% | 14.45% | 7.241% | 1.749% | 0.06072% | 4.217%
LV | LV Medium Non-Domestic | LVLV Medium Non-Domestic | 0.86546 | 1.043 | 0.93891 | 1.0154 | 0.77276 | 1.0872 | 1.1328 | 0.52584 | 0.71729 | 0.60465 | 0.6804 | 0.88771 | 1.1706 | 1.0527 | 0.94241 | 1.1412 | 0.98406 | 1.0802 | 0.77173 | 1.1566 | 1.3144 | 0.56948 | 0.78075 | 0.66637 | 0.71669 | 0.91338 | 1.1997 | 1.0691 | 0.076946 | 0.098215 | 0.045153 | 0.064789 | -0.0010264 | 0.069361 | 0.18158 | 0.043643 | 0.063455 | 0.061728 | 0.036291 | 0.025665 | 0.029038 | 0.016405 | 8.891% | 9.416% | 4.809% | 6.38% | -0.1328% | 6.38% | 16.03% | 8.3% | 8.846% | 10.21% | 5.334% | 2.891% | 2.481% | 1.558%
LV | LV Sub Medium Non-Domestic | LVLV Sub Medium Non-Domestic | 0 | 0 | 0 | 0 | 0 | 0 | 0 | 0 | 0 | 0 | 0 | 0 | 0 | 0 | 0 | 0 | 0 | 0 | 0 | 0 | 0 | 0 | 0 | 0 | 0 | 0 | 0 | 0 | 0 | 0 | 0 | 0 | 0 | 0 | 0 | 0 | 0 | 0 | 0 | 0 | 0 | 0
LV | HV Medium Non-Domestic | LVHV Medium Non-Domestic | 0 | 0 | 0 | 0 | 0 | 0 | 0 | 0 | 0 | 0 | 0 | 0 | 0 | 0 | 0 | 0 | 0 | 0 | 0 | 0 | 0 | 0 | 0 | 0 | 0 | 0 | 0 | 0 | 0 | 0 | 0 | 0 | 0 | 0 | 0 | 0 | 0 | 0 | 0 | 0 | 0 | 0
LV | LV Network Domestic | LVLV Network Domestic | 0.86546 | 1.043 | 0.93891 | 1.0154 | 0.77276 | 1.0872 | 1.1328 | 0.52584 | 0.71729 | 0.60465 | 0.6804 | 0.88771 | 1.1706 | 1.0527 | 0.94241 | 1.1412 | 0.98406 | 1.0802 | 0.77173 | 1.1566 | 1.3144 | 0.56948 | 0.78075 | 0.66637 | 0.71669 | 0.91338 | 1.1997 | 1.0691 | 0.076946 | 0.098215 | 0.045153 | 0.064789 | -0.0010264 | 0.069361 | 0.18158 | 0.043643 | 0.063455 | 0.061728 | 0.036291 | 0.025665 | 0.029038 | 0.016405 | 8.891% | 9.416% | 4.809% | 6.38% | -0.1328% | 6.38% | 16.03% | 8.3% | 8.846% | 10.21% | 5.334% | 2.891% | 2.481% | 1.558%
LV | LV Network Non-Domestic Non-CT | LVLV Network Non-Domestic Non-CT | 0.86546 | 1.043 | 0.93891 | 1.0154 | 0.77276 | 1.0872 | 1.1328 | 0.52584 | 0.71729 | 0.60465 | 0.6804 | 0.88771 | 1.1706 | 1.0527 | 0.94241 | 1.1412 | 0.98406 | 1.0802 | 0.77173 | 1.1566 | 1.3144 | 0.56948 | 0.78075 | 0.66637 | 0.71669 | 0.91338 | 1.1997 | 1.0691 | 0.076946 | 0.098215 | 0.045153 | 0.064789 | -0.0010264 | 0.069361 | 0.18158 | 0.043643 | 0.063455 | 0.061728 | 0.036291 | 0.025665 | 0.029038 | 0.016405 | 8.891% | 9.416% | 4.809% | 6.38% | -0.1328% | 6.38% | 16.03% | 8.3% | 8.846% | 10.21% | 5.334% | 2.891% | 2.481% | 1.558%
LV | LV HH Metered | LVLV HH Metered | 0.86546 | 1.043 | 0.93891 | 1.0154 | 0.77276 | 1.0872 | 1.1328 | 0.52584 | 0.71729 | 0.60465 | 0.6804 | 0.88771 | 1.1706 | 1.0527 | 0.94241 | 1.1412 | 0.98406 | 1.0802 | 0.77173 | 1.1566 | 1.3144 | 0.56948 | 0.78075 | 0.66637 | 0.71669 | 0.91338 | 1.1997 | 1.0691 | 0.076946 | 0.098215 | 0.045153 | 0.064789 | -0.0010264 | 0.069361 | 0.18158 | 0.043643 | 0.063455 | 0.061728 | 0.036291 | 0.025665 | 0.029038 | 0.016405 | 8.891% | 9.416% | 4.809% | 6.38% | -0.1328% | 6.38% | 16.03% | 8.3% | 8.846% | 10.21% | 5.334% | 2.891% | 2.481% | 1.558%
LV | LV Sub HH Metered | LVLV Sub HH Metered | 0 | 0 | 0 | 0 | 0 | 0 | 0 | 0 | 0 | 0 | 0 | 0 | 0 | 0 | 0 | 0 | 0 | 0 | 0 | 0 | 0 | 0 | 0 | 0 | 0 | 0 | 0 | 0 | 0 | 0 | 0 | 0 | 0 | 0 | 0 | 0 | 0 | 0 | 0 | 0 | 0 | 0
LV | HV HH Metered | LVHV HH Metered | 0 | 0 | 0 | 0 | 0 | 0 | 0 | 0 | 0 | 0 | 0 | 0 | 0 | 0 | 0 | 0 | 0 | 0 | 0 | 0 | 0 | 0 | 0 | 0 | 0 | 0 | 0 | 0 | 0 | 0 | 0 | 0 | 0 | 0 | 0 | 0 | 0 | 0 | 0 | 0 | 0 | 0
LV | NHH UMS category A | LVNHH UMS category A | 0.86546 | 1.043 | 0.93891 | 1.0154 | 0.77276 | 1.0872 | 1.1328 | 0.52584 | 0.71729 | 0.60465 | 0.6804 | 0.88771 | 1.1706 | 1.0527 | 0.94241 | 1.1412 | 0.98406 | 1.0802 | 0.77173 | 1.1566 | 1.3144 | 0.56948 | 0.78075 | 0.66637 | 0.71669 | 0.91338 | 1.1997 | 1.0691 | 0.076946 | 0.098215 | 0.045153 | 0.064789 | -0.0010264 | 0.069361 | 0.18158 | 0.043643 | 0.063455 | 0.061728 | 0.036291 | 0.025665 | 0.029038 | 0.016405 | 8.891% | 9.416% | 4.809% | 6.38% | -0.1328% | 6.38% | 16.03% | 8.3% | 8.846% | 10.21% | 5.334% | 2.891% | 2.481% | 1.558%
LV | NHH UMS category B | LVNHH UMS category B | 0.86546 | 1.043 | 0.93891 | 1.0154 | 0.77276 | 1.0872 | 1.1328 | 0.52584 | 0.71729 | 0.60465 | 0.6804 | 0.88771 | 1.1706 | 1.0527 | 0.94241 | 1.1412 | 0.98406 | 1.0802 | 0.77173 | 1.1566 | 1.3144 | 0.56948 | 0.78075 | 0.66637 | 0.71669 | 0.91338 | 1.1997 | 1.0691 | 0.076946 | 0.098215 | 0.045153 | 0.064789 | -0.0010264 | 0.069361 | 0.18158 | 0.043643 | 0.063455 | 0.061728 | 0.036291 | 0.025665 | 0.029038 | 0.016405 | 8.891% | 9.416% | 4.809% | 6.38% | -0.1328% | 6.38% | 16.03% | 8.3% | 8.846% | 10.21% | 5.334% | 2.891% | 2.481% | 1.558%
LV | NHH UMS category C | LVNHH UMS category C | 0.86546 | 1.043 | 0.93891 | 1.0154 | 0.77276 | 1.0872 | 1.1328 | 0.52584 | 0.71729 | 0.60465 | 0.6804 | 0.88771 | 1.1706 | 1.0527 | 0.94241 | 1.1412 | 0.98406 | 1.0802 | 0.77173 | 1.1566 | 1.3144 | 0.56948 | 0.78075 | 0.66637 | 0.71669 | 0.91338 | 1.1997 | 1.0691 | 0.076946 | 0.098215 | 0.045153 | 0.064789 | -0.0010264 | 0.069361 | 0.18158 | 0.043643 | 0.063455 | 0.061728 | 0.036291 | 0.025665 | 0.029038 | 0.016405 | 8.891% | 9.416% | 4.809% | 6.38% | -0.1328% | 6.38% | 16.03% | 8.3% | 8.846% | 10.21% | 5.334% | 2.891% | 2.481% | 1.558%
LV | NHH UMS category D | LVNHH UMS category D | 0.86546 | 1.043 | 0.93891 | 1.0154 | 0.77276 | 1.0872 | 1.1328 | 0.52584 | 0.71729 | 0.60465 | 0.6804 | 0.88771 | 1.1706 | 1.0527 | 0.94241 | 1.1412 | 0.98406 | 1.0802 | 0.77173 | 1.1566 | 1.3144 | 0.56948 | 0.78075 | 0.66637 | 0.71669 | 0.91338 | 1.1997 | 1.0691 | 0.076946 | 0.098215 | 0.045153 | 0.064789 | -0.0010264 | 0.069361 | 0.18158 | 0.043643 | 0.063455 | 0.061728 | 0.036291 | 0.025665 | 0.029038 | 0.016405 | 8.891% | 9.416% | 4.809% | 6.38% | -0.1328% | 6.38% | 16.03% | 8.3% | 8.846% | 10.21% | 5.334% | 2.891% | 2.481% | 1.558%
LV | LV UMS (Pseudo HH Metered) | LVLV UMS (Pseudo HH Metered) | 0.86546 | 1.043 | 0.93891 | 1.0154 | 0.77276 | 1.0872 | 1.1328 | 0.52584 | 0.71729 | 0.60465 | 0.6804 | 0.88771 | 1.1706 | 1.0527 | 0.94241 | 1.1412 | 0.98406 | 1.0802 | 0.77173 | 1.1566 | 1.3144 | 0.56948 | 0.78075 | 0.66637 | 0.71669 | 0.91338 | 1.1997 | 1.0691 | 0.076946 | 0.098215 | 0.045153 | 0.064789 | -0.0010264 | 0.069361 | 0.18158 | 0.043643 | 0.063455 | 0.061728 | 0.036291 | 0.025665 | 0.029038 | 0.016405 | 8.891% | 9.416% | 4.809% | 6.38% | -0.1328% | 6.38% | 16.03% | 8.3% | 8.846% | 10.21% | 5.334% | 2.891% | 2.481% | 1.558%
LV | LV Generation NHH or Aggregate HH | LVLV Generation NHH or Aggregate HH | 0 | 0 | 0 | 0 | 0 | 0 | 0 | 0 | 0 | 0 | 0 | 0 | 0 | 0 | 0 | 0 | 0 | 0 | 0 | 0 | 0 | 0 | 0 | 0 | 0 | 0 | 0 | 0 | 0 | 0 | 0 | 0 | 0 | 0 | 0 | 0 | 0 | 0 | 0 | 0 | 0 | 0
LV | LV Sub Generation NHH | LVLV Sub Generation NHH | 0 | 0 | 0 | 0 | 0 | 0 | 0 | 0 | 0 | 0 | 0 | 0 | 0 | 0 | 0 | 0 | 0 | 0 | 0 | 0 | 0 | 0 | 0 | 0 | 0 | 0 | 0 | 0 | 0 | 0 | 0 | 0 | 0 | 0 | 0 | 0 | 0 | 0 | 0 | 0 | 0 | 0
LV | LV Generation Intermittent | LVLV Generation Intermittent | 0 | 0 | 0 | 0 | 0 | 0 | 0 | 0 | 0 | 0 | 0 | 0 | 0 | 0 | 0 | 0 | 0 | 0 | 0 | 0 | 0 | 0 | 0 | 0 | 0 | 0 | 0 | 0 | 0 | 0 | 0 | 0 | 0 | 0 | 0 | 0 | 0 | 0 | 0 | 0 | 0 | 0
LV | LV Generation Intermittent no RP charge | LVLV Generation Intermittent no RP charge | 0 | 0 | 0 | 0 | 0 | 0 | 0 | 0 | 0 | 0 | 0 | 0 | 0 | 0 | 0 | 0 | 0 | 0 | 0 | 0 | 0 | 0 | 0 | 0 | 0 | 0 | 0 | 0 | 0 | 0 | 0 | 0 | 0 | 0 | 0 | 0 | 0 | 0 | 0 | 0 | 0 | 0
LV | LV Generation Non-Intermittent | LVLV Generation Non-Intermittent | 0 | 0 | 0 | 0 | 0 | 0 | 0 | 0 | 0 | 0 | 0 | 0 | 0 | 0 | 0 | 0 | 0 | 0 | 0 | 0 | 0 | 0 | 0 | 0 | 0 | 0 | 0 | 0 | 0 | 0 | 0 | 0 | 0 | 0 | 0 | 0 | 0 | 0 | 0 | 0 | 0 | 0
LV | LV Generation Non-Intermittent no RP charge | LVLV Generation Non-Intermittent no RP charge | 0 | 0 | 0 | 0 | 0 | 0 | 0 | 0 | 0 | 0 | 0 | 0 | 0 | 0 | 0 | 0 | 0 | 0 | 0 | 0 | 0 | 0 | 0 | 0 | 0 | 0 | 0 | 0 | 0 | 0 | 0 | 0 | 0 | 0 | 0 | 0 | 0 | 0 | 0 | 0 | 0 | 0
LV | LV Sub Generation Intermittent | LVLV Sub Generation Intermittent | 0 | 0 | 0 | 0 | 0 | 0 | 0 | 0 | 0 | 0 | 0 | 0 | 0 | 0 | 0 | 0 | 0 | 0 | 0 | 0 | 0 | 0 | 0 | 0 | 0 | 0 | 0 | 0 | 0 | 0 | 0 | 0 | 0 | 0 | 0 | 0 | 0 | 0 | 0 | 0 | 0 | 0
LV | LV Sub Generation Intermittent no RP charge | LVLV Sub Generation Intermittent no RP charge | 0 | 0 | 0 | 0 | 0 | 0 | 0 | 0 | 0 | 0 | 0 | 0 | 0 | 0 | 0 | 0 | 0 | 0 | 0 | 0 | 0 | 0 | 0 | 0 | 0 | 0 | 0 | 0 | 0 | 0 | 0 | 0 | 0 | 0 | 0 | 0 | 0 | 0 | 0 | 0 | 0 | 0
LV | LV Sub Generation Non-Intermittent | LVLV Sub Generation Non-Intermittent | 0 | 0 | 0 | 0 | 0 | 0 | 0 | 0 | 0 | 0 | 0 | 0 | 0 | 0 | 0 | 0 | 0 | 0 | 0 | 0 | 0 | 0 | 0 | 0 | 0 | 0 | 0 | 0 | 0 | 0 | 0 | 0 | 0 | 0 | 0 | 0 | 0 | 0 | 0 | 0 | 0 | 0
LV | LV Sub Generation Non-Intermittent no RP charge | LVLV Sub Generation Non-Intermittent no RP charge | 0 | 0 | 0 | 0 | 0 | 0 | 0 | 0 | 0 | 0 | 0 | 0 | 0 | 0 | 0 | 0 | 0 | 0 | 0 | 0 | 0 | 0 | 0 | 0 | 0 | 0 | 0 | 0 | 0 | 0 | 0 | 0 | 0 | 0 | 0 | 0 | 0 | 0 | 0 | 0 | 0 | 0
LV | HV Generation Intermittent | LVHV Generation Intermittent | 0 | 0 | 0 | 0 | 0 | 0 | 0 | 0 | 0 | 0 | 0 | 0 | 0 | 0 | 0 | 0 | 0 | 0 | 0 | 0 | 0 | 0 | 0 | 0 | 0 | 0 | 0 | 0 | 0 | 0 | 0 | 0 | 0 | 0 | 0 | 0 | 0 | 0 | 0 | 0 | 0 | 0
LV | HV Generation Intermittent no RP charge | LVHV Generation Intermittent no RP charge | 0 | 0 | 0 | 0 | 0 | 0 | 0 | 0 | 0 | 0 | 0 | 0 | 0 | 0 | 0 | 0 | 0 | 0 | 0 | 0 | 0 | 0 | 0 | 0 | 0 | 0 | 0 | 0 | 0 | 0 | 0 | 0 | 0 | 0 | 0 | 0 | 0 | 0 | 0 | 0 | 0 | 0
LV | HV Generation Non-Intermittent | LVHV Generation Non-Intermittent | 0 | 0 | 0 | 0 | 0 | 0 | 0 | 0 | 0 | 0 | 0 | 0 | 0 | 0 | 0 | 0 | 0 | 0 | 0 | 0 | 0 | 0 | 0 | 0 | 0 | 0 | 0 | 0 | 0 | 0 | 0 | 0 | 0 | 0 | 0 | 0 | 0 | 0 | 0 | 0 | 0 | 0
LV | HV Generation Non-Intermittent no RP charge | LVHV Generation Non-Intermittent no RP charge | 0 | 0 | 0 | 0 | 0 | 0 | 0 | 0 | 0 | 0 | 0 | 0 | 0 | 0 | 0 | 0 | 0 | 0 | 0 | 0 | 0 | 0 | 0 | 0 | 0 | 0 | 0 | 0 | 0 | 0 | 0 | 0 | 0 | 0 | 0 | 0 | 0 | 0 | 0 | 0 | 0 | 0
HV | Domestic Unrestricted | HVDomestic Unrestricted | 1.3933 | 1.6716 | 1.4942 | 2.1132 | 1.3071 | 1.8348 | 1.8061 | 0.90799 | 1.1942 | 0.96899 | 1.0864 | 1.3675 | 1.9437 | 2.0535 | 1.5121 | 1.8107 | 1.5456 | 2.2144 | 1.2862 | 1.9373 | 2.08 | 0.97108 | 1.2965 | 1.0604 | 1.141 | 1.4015 | 1.9687 | 2.1168 | 0.11881 | 0.13911 | 0.051455 | 0.10126 | -0.020928 | 0.10242 | 0.27384 | 0.063087 | 0.10231 | 0.091404 | 0.054644 | 0.034037 | 0.024981 | 0.063333 | 8.527% | 8.322% | 3.444% | 4.792% | -1.601% | 5.582% | 15.16% | 6.948% | 8.567% | 9.433% | 5.03% | 2.489% | 1.285% | 3.084%
HV | Domestic Two Rate | HVDomestic Two Rate | 1.4094 | 1.7748 | 1.5134 | 2.6008 | 1.3993 | 2.2255 | 1.8344 | 0.96971 | 1.2144 | 0.98517 | 1.0946 | 1.3772 | 1.9737 | 2.0603 | 1.5258 | 1.8985 | 1.5638 | 2.7046 | 1.3896 | 2.2927 | 2.1044 | 1.0293 | 1.3181 | 1.0745 | 1.1475 | 1.4115 | 2.0024 | 2.1241 | 0.11642 | 0.1237 | 0.050449 | 0.10379 | -0.0096739 | 0.067177 | 0.26995 | 0.059589 | 0.10376 | 0.089354 | 0.052848 | 0.034212 | 0.028725 | 0.063789 | 8.26% | 6.97% | 3.334% | 3.991% | -0.6913% | 3.019% | 14.72% | 6.145% | 8.544% | 9.07% | 4.828% | 2.484% | 1.455% | 3.096%
HV | Domestic Off Peak (related MPAN) | HVDomestic Off Peak (related MPAN) | 0.5539 | 0.93379 | 0.96121 | 1.6289 | 0.62992 | 1.024 | 0.89434 | 0 | 0.31375 | 0.10849 | 0.62993 | 0.73075 | 1.1142 | 1.2043 | 0.61632 | 1.042 | 0.95862 | 1.733 | 0.54058 | 1.1254 | 1.1678 | 0 | 0.33703 | 0.12971 | 0.68571 | 0.76563 | 1.1252 | 1.26 | 0.062418 | 0.10817 | -0.0025887 | 0.10412 | -0.089336 | 0.10132 | 0.27343 | 0 | 0.02328 | 0.021224 | 0.055779 | 0.03489 | 0.011062 | 0.055683 | 11.27% | 11.58% | -0.2693% | 6.392% | -14.18% | 9.895% | 30.57% |  | 7.42% | 19.56% | 8.855% | 4.775% | 0.9929% | 4.624%
HV | Small Non Domestic Unrestricted | HVSmall Non Domestic Unrestricted | 1.3933 | 1.6716 | 1.4942 | 2.1132 | 1.3071 | 1.8348 | 1.8061 | 0.90799 | 1.1942 | 0.96899 | 1.0864 | 1.3675 | 1.9437 | 2.0535 | 1.5121 | 1.8107 | 1.5456 | 2.2144 | 1.2862 | 1.9373 | 2.08 | 0.97108 | 1.2965 | 1.0604 | 1.141 | 1.4015 | 1.9687 | 2.1168 | 0.11881 | 0.13911 | 0.051455 | 0.10126 | -0.020928 | 0.10242 | 0.27384 | 0.063087 | 0.10231 | 0.091404 | 0.054644 | 0.034037 | 0.024981 | 0.063333 | 8.527% | 8.322% | 3.444% | 4.792% | -1.601% | 5.582% | 15.16% | 6.948% | 8.567% | 9.433% | 5.03% | 2.489% | 1.285% | 3.084%
HV | Small Non Domestic Two Rate | HVSmall Non Domestic Two Rate | 1.4161 | 1.6841 | 1.5079 | 2.2056 | 1.3411 | 1.9773 | 1.8189 | 0.93025 | 1.1993 | 0.97627 | 1.0871 | 1.3706 | 1.9674 | 2.0581 | 1.5379 | 1.822 | 1.555 | 2.3031 | 1.3266 | 2.0554 | 2.0907 | 0.99311 | 1.3027 | 1.0671 | 1.1417 | 1.4056 | 1.9954 | 2.1208 | 0.12177 | 0.13789 | 0.047062 | 0.097462 | -0.014438 | 0.078101 | 0.27177 | 0.062856 | 0.10347 | 0.090877 | 0.054646 | 0.034988 | 0.027993 | 0.062726 | 8.599% | 8.188% | 3.121% | 4.419% | -1.077% | 3.95% | 14.94% | 6.757% | 8.628% | 9.309% | 5.027% | 2.553% | 1.423% | 3.048%
HV | Small Non Domestic Off Peak (related MPAN) | HVSmall Non Domestic Off Peak (related MPAN) | 0.53375 | 0.93313 | 1.0136 | 1.3802 | 0.66719 | 1.3159 | 0.76786 | 0 | 0.58327 | 0.19371 | 0.56674 | 0.83532 | 1.1552 | 1.229 | 0.58851 | 1.0914 | 1.0245 | 1.4852 | 0.56871 | 1.4427 | 1.0248 | 0 | 0.54682 | 0.22014 | 0.60603 | 0.84661 | 1.1424 | 1.3001 | 0.054756 | 0.15824 | 0.010897 | 0.10498 | -0.098477 | 0.12682 | 0.2569 | 0 | -0.036443 | 0.026429 | 0.039287 | 0.011289 | -0.012781 | 0.071072 | 10.26% | 16.96% | 1.075% | 7.606% | -14.76% | 9.637% | 33.46% |  | -6.248% | 13.64% | 6.932% | 1.351% | -1.106% | 5.783%
HV | LV Medium Non-Domestic | HVLV Medium Non-Domestic | 1.3933 | 1.6716 | 1.4942 | 2.1132 | 1.3071 | 1.8348 | 1.8061 | 0.90799 | 1.1942 | 0.96899 | 1.0864 | 1.3675 | 1.9437 | 2.0535 | 1.5121 | 1.8107 | 1.5456 | 2.2144 | 1.2862 | 1.9373 | 2.08 | 0.97108 | 1.2965 | 1.0604 | 1.141 | 1.4015 | 1.9687 | 2.1168 | 0.11881 | 0.13911 | 0.051455 | 0.10126 | -0.020928 | 0.10242 | 0.27384 | 0.063087 | 0.10231 | 0.091404 | 0.054644 | 0.034037 | 0.024981 | 0.063333 | 8.527% | 8.322% | 3.444% | 4.792% | -1.601% | 5.582% | 15.16% | 6.948% | 8.567% | 9.433% | 5.03% | 2.489% | 1.285% | 3.084%
HV | LV Sub Medium Non-Domestic | HVLV Sub Medium Non-Domestic | 0 | 0 | 0 | 0 | 0 | 0 | 0 | 0 | 0 | 0 | 0 | 0 | 0 | 0 | 0 | 0 | 0 | 0 | 0 | 0 | 0 | 0 | 0 | 0 | 0 | 0 | 0 | 0 | 0 | 0 | 0 | 0 | 0 | 0 | 0 | 0 | 0 | 0 | 0 | 0 | 0 | 0
HV | HV Medium Non-Domestic | HVHV Medium Non-Domestic | 0 | 0 | 0 | 0 | 0 | 0 | 0 | 0 | 0 | 0 | 0 | 0 | 0 | 0 | 0 | 0 | 0 | 0 | 0 | 0 | 0 | 0 | 0 | 0 | 0 | 0 | 0 | 0 | 0 | 0 | 0 | 0 | 0 | 0 | 0 | 0 | 0 | 0 | 0 | 0 | 0 | 0
HV | LV Network Domestic | HVLV Network Domestic | 1.3933 | 1.6716 | 1.4942 | 2.1132 | 1.3071 | 1.8348 | 1.8061 | 0.90799 | 1.1942 | 0.96899 | 1.0864 | 1.3675 | 1.9437 | 2.0535 | 1.5121 | 1.8107 | 1.5456 | 2.2144 | 1.2862 | 1.9373 | 2.08 | 0.97108 | 1.2965 | 1.0604 | 1.141 | 1.4015 | 1.9687 | 2.1168 | 0.11881 | 0.13911 | 0.051455 | 0.10126 | -0.020928 | 0.10242 | 0.27384 | 0.063087 | 0.10231 | 0.091404 | 0.054644 | 0.034037 | 0.024981 | 0.063333 | 8.527% | 8.322% | 3.444% | 4.792% | -1.601% | 5.582% | 15.16% | 6.948% | 8.567% | 9.433% | 5.03% | 2.489% | 1.285% | 3.084%
HV | LV Network Non-Domestic Non-CT | HVLV Network Non-Domestic Non-CT | 1.3933 | 1.6716 | 1.4942 | 2.1132 | 1.3071 | 1.8348 | 1.8061 | 0.73975 | 1.1942 | 0.96899 | 1.0864 | 1.3675 | 1.9437 | 2.0535 | 1.5121 | 1.8107 | 1.5456 | 2.2144 | 1.2862 | 1.9373 | 2.08 | 0.89312 | 1.2965 | 1.0604 | 1.141 | 1.4015 | 1.9687 | 2.1168 | 0.11881 | 0.13911 | 0.051455 | 0.10126 | -0.020928 | 0.10242 | 0.27384 | 0.15337 | 0.10231 | 0.091404 | 0.054644 | 0.034037 | 0.024981 | 0.063333 | 8.527% | 8.322% | 3.444% | 4.792% | -1.601% | 5.582% | 15.16% | 20.73% | 8.567% | 9.433% | 5.03% | 2.489% | 1.285% | 3.084%
HV | LV HH Metered | HVLV HH Metered | 1.3933 | 1.6716 | 1.4942 | 2.1132 | 1.3071 | 1.8348 | 1.8061 | 0.90799 | 1.1942 | 0.96899 | 1.0864 | 1.3675 | 1.9437 | 2.0535 | 1.5121 | 1.8107 | 1.5456 | 2.2144 | 1.2862 | 1.9373 | 2.08 | 0.97108 | 1.2965 | 1.0604 | 1.141 | 1.4015 | 1.9687 | 2.1168 | 0.11881 | 0.13911 | 0.051455 | 0.10126 | -0.020928 | 0.10242 | 0.27384 | 0.063087 | 0.10231 | 0.091404 | 0.054644 | 0.034037 | 0.024981 | 0.063333 | 8.527% | 8.322% | 3.444% | 4.792% | -1.601% | 5.582% | 15.16% | 6.948% | 8.567% | 9.433% | 5.03% | 2.489% | 1.285% | 3.084%
HV | LV Sub HH Metered | HVLV Sub HH Metered | 0.50966 | 0.61109 | 0.53864 | 1.0299 | 0.47064 | 0.74337 | 0.66857 | 0.35457 | 0.43935 | 0.3262 | 0.38696 | 0.44034 | 0.71827 | 0.93551 | 0.5488 | 0.65656 | 0.55175 | 1.0686 | 0.45792 | 0.77662 | 0.76118 | 0.37688 | 0.47136 | 0.35375 | 0.40108 | 0.44582 | 0.72057 | 0.95645 | 0.039141 | 0.045478 | 0.01311 | 0.038758 | -0.012722 | 0.033246 | 0.092607 | 0.022304 | 0.032002 | 0.027551 | 0.014122 | 0.0054756 | 0.0022973 | 0.020936 | 7.68% | 7.442% | 2.434% | 3.763% | -2.703% | 4.472% | 13.85% | 6.29% | 7.284% | 8.446% | 3.65% | 1.244% | 0.3198% | 2.238%
HV | HV HH Metered | HVHV HH Metered | 0.27111 | 0.32069 | 0.2492 | 0.81967 | 0.28997 | 0.5214 | 0.45271 | 0.2095 | 0.27825 | 0.19283 | 0.20345 | 0.21735 | 0.41771 | 0.57633 | 0.28872 | 0.34017 | 0.25072 | 0.8461 | 0.27903 | 0.54058 | 0.51098 | 0.22114 | 0.29524 | 0.20704 | 0.20691 | 0.21596 | 0.41443 | 0.58352 | 0.017609 | 0.019475 | 0.0015255 | 0.026438 | -0.010941 | 0.019181 | 0.058264 | 0.011641 | 0.01699 | 0.014207 | 0.0034656 | -0.0013964 | -0.0032814 | 0.007191 | 6.495% | 6.073% | 0.6122% | 3.225% | -3.773% | 3.679% | 12.87% | 5.557% | 6.106% | 7.368% | 1.703% | -0.6425% | -0.7856% | 1.248%
HV | NHH UMS category A | HVNHH UMS category A | 1.3933 | 1.6716 | 1.4942 | 2.1132 | 1.3071 | 1.8348 | 1.8061 | 0.90799 | 1.1942 | 0.96899 | 1.0864 | 1.3675 | 1.9437 | 2.0535 | 1.5121 | 1.8107 | 1.5456 | 2.2144 | 1.2862 | 1.9373 | 2.08 | 0.97108 | 1.2965 | 1.0604 | 1.141 | 1.4015 | 1.9687 | 2.1168 | 0.11881 | 0.13911 | 0.051455 | 0.10126 | -0.020928 | 0.10242 | 0.27384 | 0.063087 | 0.10231 | 0.091404 | 0.054644 | 0.034037 | 0.024981 | 0.063333 | 8.527% | 8.322% | 3.444% | 4.792% | -1.601% | 5.582% | 15.16% | 6.948% | 8.567% | 9.433% | 5.03% | 2.489% | 1.285% | 3.084%
HV | NHH UMS category B | HVNHH UMS category B | 1.3933 | 1.6716 | 1.4942 | 2.1132 | 1.3071 | 1.8348 | 1.8061 | 0.90799 | 1.1942 | 0.96899 | 1.0864 | 1.3675 | 1.9437 | 2.0535 | 1.5121 | 1.8107 | 1.5456 | 2.2144 | 1.2862 | 1.9373 | 2.08 | 0.97108 | 1.2965 | 1.0604 | 1.141 | 1.4015 | 1.9687 | 2.1168 | 0.11881 | 0.13911 | 0.051455 | 0.10126 | -0.020928 | 0.10242 | 0.27384 | 0.063087 | 0.10231 | 0.091404 | 0.054644 | 0.034037 | 0.024981 | 0.063333 | 8.527% | 8.322% | 3.444% | 4.792% | -1.601% | 5.582% | 15.16% | 6.948% | 8.567% | 9.433% | 5.03% | 2.489% | 1.285% | 3.084%
HV | NHH UMS category C | HVNHH UMS category C | 1.3933 | 1.6716 | 1.4942 | 2.1132 | 1.3071 | 1.8348 | 1.8061 | 0.90799 | 1.1942 | 0.96899 | 1.0864 | 1.3675 | 1.9437 | 2.0535 | 1.5121 | 1.8107 | 1.5456 | 2.2144 | 1.2862 | 1.9373 | 2.08 | 0.97108 | 1.2965 | 1.0604 | 1.141 | 1.4015 | 1.9687 | 2.1168 | 0.11881 | 0.13911 | 0.051455 | 0.10126 | -0.020928 | 0.10242 | 0.27384 | 0.063087 | 0.10231 | 0.091404 | 0.054644 | 0.034037 | 0.024981 | 0.063333 | 8.527% | 8.322% | 3.444% | 4.792% | -1.601% | 5.582% | 15.16% | 6.948% | 8.567% | 9.433% | 5.03% | 2.489% | 1.285% | 3.084%
HV | NHH UMS category D | HVNHH UMS category D | 1.3933 | 1.6716 | 1.4942 | 2.1132 | 1.3071 | 1.8348 | 1.8061 | 0.90799 | 1.1942 | 0.96899 | 1.0864 | 1.3675 | 1.9437 | 2.0535 | 1.5121 | 1.762 | 1.5456 | 2.2144 | 1.2862 | 1.9373 | 2.08 | 0.97108 | 1.2965 | 1.0604 | 1.141 | 1.4015 | 1.9687 | 2.1168 | 0.11881 | 0.090374 | 0.051455 | 0.10126 | -0.020928 | 0.10242 | 0.27384 | 0.063087 | 0.10231 | 0.091404 | 0.054644 | 0.034037 | 0.024981 | 0.063333 | 8.527% | 5.406% | 3.444% | 4.792% | -1.601% | 5.582% | 15.16% | 6.948% | 8.567% | 9.433% | 5.03% | 2.489% | 1.285% | 3.084%
HV | LV UMS (Pseudo HH Metered) | HVLV UMS (Pseudo HH Metered) | 1.3933 | 1.6716 | 1.4942 | 2.1132 | 1.3071 | 1.8348 | 1.8061 | 0.90799 | 1.1942 | 0.96899 | 1.0864 | 1.3675 | 1.9437 | 2.0535 | 1.5121 | 1.8107 | 1.5456 | 2.2144 | 1.2862 | 1.9373 | 2.08 | 0.97108 | 1.2965 | 1.0604 | 1.141 | 1.4015 | 1.9687 | 2.1168 | 0.11881 | 0.13911 | 0.051455 | 0.10126 | -0.020928 | 0.10242 | 0.27384 | 0.063087 | 0.10231 | 0.091404 | 0.054644 | 0.034037 | 0.024981 | 0.063333 | 8.527% | 8.322% | 3.444% | 4.792% | -1.601% | 5.582% | 15.16% | 6.948% | 8.567% | 9.433% | 5.03% | 2.489% | 1.285% | 3.084%
HV | LV Generation NHH or Aggregate HH | HVLV Generation NHH or Aggregate HH | 0 | 0 | 0 | 0 | 0 | 0 | 0 | 0 | 0 | 0 | 0 | 0 | 0 | 0 | 0 | 0 | 0 | 0 | 0 | 0 | 0 | 0 | 0 | 0 | 0 | 0 | 0 | 0 | 0 | 0 | 0 | 0 | 0 | 0 | 0 | 0 | 0 | 0 | 0 | 0 | 0 | 0
HV | LV Sub Generation NHH | HVLV Sub Generation NHH | 0 | 0 | 0 | 0 | 0 | 0 | 0 | 0 | 0 | 0 | 0 | 0 | 0 | 0 | 0 | 0 | 0 | 0 | 0 | 0 | 0 | 0 | 0 | 0 | 0 | 0 | 0 | 0 | 0 | 0 | 0 | 0 | 0 | 0 | 0 | 0 | 0 | 0 | 0 | 0 | 0 | 0
HV | LV Generation Intermittent | HVLV Generation Intermittent | 0 | 0 | 0 | 0 | 0 | 0 | 0 | 0 | 0 | 0 | 0 | 0 | 0 | 0 | 0 | 0 | 0 | 0 | 0 | 0 | 0 | 0 | 0 | 0 | 0 | 0 | 0 | 0 | 0 | 0 | 0 | 0 | 0 | 0 | 0 | 0 | 0 | 0 | 0 | 0 | 0 | 0
HV | LV Generation Intermittent no RP charge | HVLV Generation Intermittent no RP charge | 0 | 0 | 0 | 0 | 0 | 0 | 0 | 0 | 0 | 0 | 0 | 0 | 0 | 0 | 0 | 0 | 0 | 0 | 0 | 0 | 0 | 0 | 0 | 0 | 0 | 0 | 0 | 0 | 0 | 0 | 0 | 0 | 0 | 0 | 0 | 0 | 0 | 0 | 0 | 0 | 0 | 0
HV | LV Generation Non-Intermittent | HVLV Generation Non-Intermittent | 0 | 0 | 0 | 0 | 0 | 0 | 0 | 0 | 0 | 0 | 0 | 0 | 0 | 0 | 0 | 0 | 0 | 0 | 0 | 0 | 0 | 0 | 0 | 0 | 0 | 0 | 0 | 0 | 0 | 0 | 0 | 0 | 0 | 0 | 0 | 0 | 0 | 0 | 0 | 0 | 0 | 0
HV | LV Generation Non-Intermittent no RP charge | HVLV Generation Non-Intermittent no RP charge | 0 | 0 | 0 | 0 | 0 | 0 | 0 | 0 | 0 | 0 | 0 | 0 | 0 | 0 | 0 | 0 | 0 | 0 | 0 | 0 | 0 | 0 | 0 | 0 | 0 | 0 | 0 | 0 | 0 | 0 | 0 | 0 | 0 | 0 | 0 | 0 | 0 | 0 | 0 | 0 | 0 | 0
HV | LV Sub Generation Intermittent | HVLV Sub Generation Intermittent | 0 | 0 | 0 | 0 | 0 | 0 | 0 | 0 | 0 | 0 | 0 | 0 | 0 | 0 | 0 | 0 | 0 | 0 | 0 | 0 | 0 | 0 | 0 | 0 | 0 | 0 | 0 | 0 | 0 | 0 | 0 | 0 | 0 | 0 | 0 | 0 | 0 | 0 | 0 | 0 | 0 | 0
HV | LV Sub Generation Intermittent no RP charge | HVLV Sub Generation Intermittent no RP charge | 0 | 0 | 0 | 0 | 0 | 0 | 0 | 0 | 0 | 0 | 0 | 0 | 0 | 0 | 0 | 0 | 0 | 0 | 0 | 0 | 0 | 0 | 0 | 0 | 0 | 0 | 0 | 0 | 0 | 0 | 0 | 0 | 0 | 0 | 0 | 0 | 0 | 0 | 0 | 0 | 0 | 0
HV | LV Sub Generation Non-Intermittent | HVLV Sub Generation Non-Intermittent | 0 | 0 | 0 | 0 | 0 | 0 | 0 | 0 | 0 | 0 | 0 | 0 | 0 | 0 | 0 | 0 | 0 | 0 | 0 | 0 | 0 | 0 | 0 | 0 | 0 | 0 | 0 | 0 | 0 | 0 | 0 | 0 | 0 | 0 | 0 | 0 | 0 | 0 | 0 | 0 | 0 | 0
HV | LV Sub Generation Non-Intermittent no RP charge | HVLV Sub Generation Non-Intermittent no RP charge | 0 | 0 | 0 | 0 | 0 | 0 | 0 | 0 | 0 | 0 | 0 | 0 | 0 | 0 | 0 | 0 | 0 | 0 | 0 | 0 | 0 | 0 | 0 | 0 | 0 | 0 | 0 | 0 | 0 | 0 | 0 | 0 | 0 | 0 | 0 | 0 | 0 | 0 | 0 | 0 | 0 | 0
HV | HV Generation Intermittent | HVHV Generation Intermittent | 0 | 0 | 0 | 0 | 0 | 0 | 0 | 0 | 0 | 0 | 0 | 0 | 0 | 0 | 0 | 0 | 0 | 0 | 0 | 0 | 0 | 0 | 0 | 0 | 0 | 0 | 0 | 0 | 0 | 0 | 0 | 0 | 0 | 0 | 0 | 0 | 0 | 0 | 0 | 0 | 0 | 0
HV | HV Generation Intermittent no RP charge | HVHV Generation Intermittent no RP charge | 0 | 0 | 0 | 0 | 0 | 0 | 0 | 0 | 0 | 0 | 0 | 0 | 0 | 0 | 0 | 0 | 0 | 0 | 0 | 0 | 0 | 0 | 0 | 0 | 0 | 0 | 0 | 0 | 0 | 0 | 0 | 0 | 0 | 0 | 0 | 0 | 0 | 0 | 0 | 0 | 0 | 0
HV | HV Generation Non-Intermittent | HVHV Generation Non-Intermittent | 0 | 0 | 0 | 0 | 0 | 0 | 0 | 0 | 0 | 0 | 0 | 0 | 0 | 0 | 0 | 0 | 0 | 0 | 0 | 0 | 0 | 0 | 0 | 0 | 0 | 0 | 0 | 0 | 0 | 0 | 0 | 0 | 0 | 0 | 0 | 0 | 0 | 0 | 0 | 0 | 0 | 0
HV | HV Generation Non-Intermittent no RP charge | HVHV Generation Non-Intermittent no RP charge | 0 | 0 | 0 | 0 | 0 | 0 | 0 | 0 | 0 | 0 | 0 | 0 | 0 | 0 | 0 | 0 | 0 | 0 | 0 | 0 | 0 | 0 | 0 | 0 | 0 | 0 | 0 | 0 | 0 | 0 | 0 | 0 | 0 | 0 | 0 | 0 | 0 | 0 | 0 | 0 | 0 | 0
0000 | Domestic Unrestricted | 0000Domestic Unrestricted | 2.2484 | 2.557 | 2.3162 | 3.3005 | 2.1644 | 2.7913 | 2.9821 | 1.8382 | 2.1351 | 1.8311 | 2.0469 | 2.5378 | 2.9774 | 3.0839 | 2.4476 | 2.7761 | 2.4097 | 3.5216 | 2.1439 | 2.967 | 3.4493 | 1.9745 | 2.3311 | 2.0091 | 2.1636 | 2.6194 | 3.0299 | 3.1947 | 0.19921 | 0.21913 | 0.093563 | 0.22107 | -0.020562 | 0.1757 | 0.46717 | 0.13637 | 0.196 | 0.17797 | 0.11677 | 0.08159 | 0.052471 | 0.11084 | 8.86% | 8.57% | 4.04% | 6.698% | -0.95% | 6.295% | 15.67% | 7.419% | 9.18% | 9.719% | 5.705% | 3.215% | 1.762% | 3.594%
0000 | Domestic Two Rate | 0000Domestic Two Rate | 1.8499 | 2.0888 | 1.8862 | 3.0912 | 1.8104 | 2.3863 | 2.3753 | 1.4491 | 2.1443 | 1.8617 | 2.0296 | 2.0958 | 2.5102 | 2.5319 | 2.035 | 2.2776 | 1.9788 | 3.3195 | 1.802 | 2.5976 | 2.8022 | 1.7281 | 2.3699 | 2.0358 | 2.1135 | 2.144 | 2.5377 | 2.6635 | 0.18518 | 0.18876 | 0.092611 | 0.2283 | -0.008442 | 0.21129 | 0.42695 | 0.27902 | 0.22563 | 0.17416 | 0.083892 | 0.048203 | 0.027512 | 0.13161 | 10.01% | 9.037% | 4.91% | 7.386% | -0.4663% | 8.855% | 17.97% | 19.25% | 10.52% | 9.355% | 4.133% | 2.3% | 1.096% | 5.198%
0000 | Domestic Off Peak (related MPAN) | 0000Domestic Off Peak (related MPAN) | 0.727 | 1.099 | 1.198 | 1.936 | 0.815 | 1.098 | 1.158 | 0 | 0.554 | 0.20501 | 1.168 | 1.112 | 1.417 | 1.48 | 0.822 | 1.25 | 1.213 | 2.127 | 0.701 | 1.275 | 1.555 | 0 | 0.60595 | 0.24576 | 1.263 | 1.163 | 1.426 | 1.58 | 0.095 | 0.151 | 0.015 | 0.191 | -0.114 | 0.177 | 0.397 | 0 | 0.051953 | 0.040748 | 0.095 | 0.051 | 0.009 | 0.1 | 13.07% | 13.74% | 1.252% | 9.866% | -13.99% | 16.12% | 34.28% |  | 9.378% | 19.88% | 8.134% | 4.586% | 0.6351% | 6.757%
0000 | Small Non Domestic Unrestricted | 0000Small Non Domestic Unrestricted | 2.1519 | 2.346 | 2.1766 | 3.3005 | 1.9052 | 2.5998 | 2.9821 | 1.3034 | 1.6086 | 1.6248 | 2.0469 | 2.1567 | 2.7442 | 2.6922 | 2.3571 | 2.5703 | 2.29 | 3.5216 | 1.8772 | 2.7164 | 3.4493 | 1.331 | 1.8301 | 1.7976 | 2.1636 | 2.2501 | 2.8474 | 2.7078 | 0.20527 | 0.22424 | 0.11341 | 0.22107 | -0.027993 | 0.11657 | 0.46717 | 0.027578 | 0.22153 | 0.17271 | 0.11677 | 0.093321 | 0.10321 | 0.015571 | 9.539% | 9.558% | 5.21% | 6.698% | -1.469% | 4.484% | 15.67% | 2.116% | 13.77% | 10.63% | 5.705% | 4.327% | 3.761% | 0.5784%
0000 | Small Non Domestic Two Rate | 0000Small Non Domestic Two Rate | 1.7749 | 1.9781 | 1.8239 | 2.9324 | 1.809 | 2.2119 | 2.601 | 1.1841 | 1.5421 | 1.4313 | 1.8452 | 1.9591 | 2.4252 | 2.4817 | 1.9808 | 2.1887 | 1.9063 | 3.1526 | 1.9268 | 2.3493 | 3.0562 | 1.2886 | 1.8082 | 1.5415 | 1.9894 | 2.0405 | 2.5047 | 2.5791 | 0.20586 | 0.2106 | 0.082451 | 0.22018 | 0.11778 | 0.13743 | 0.45521 | 0.10448 | 0.26613 | 0.11022 | 0.14422 | 0.081331 | 0.079491 | 0.097332 | 11.6% | 10.65% | 4.521% | 7.508% | 6.511% | 6.213% | 17.5% | 8.823% | 17.26% | 7.701% | 7.816% | 4.151% | 3.278% | 3.922%
0000 | Small Non Domestic Off Peak (related MPAN) | 0000Small Non Domestic Off Peak (related MPAN) | 0.669 | 1.096 | 1.226 | 1.835 | 0.9 | 1.472 | 1.098 | 0 | 0.75 | 0.284 | 0.962 | 1.194 | 1.424 | 1.482 | 0.758 | 1.311 | 1.256 | 2.033 | 0.826 | 1.649 | 1.498 | 0 | 0.759 | 0.318 | 1.056 | 1.229 | 1.434 | 1.581 | 0.089 | 0.215 | 0.03 | 0.198 | -0.074 | 0.177 | 0.4 | 0 | 0.009 | 0.034 | 0.094 | 0.035 | 0.01 | 0.099 | 13.3% | 19.62% | 2.447% | 10.79% | -8.222% | 12.02% | 36.43% |  | 1.2% | 11.97% | 9.771% | 2.931% | 0.7022% | 6.68%
0000 | LV Medium Non-Domestic | 0000LV Medium Non-Domestic | 1.9437 | 2.1842 | 1.9404 | 2.957 | 1.7561 | 2.2932 | 2.6723 | 1.2609 | 1.6805 | 1.5788 | 1.8982 | 2.0525 | 2.4512 | 2.5101 | 2.0666 | 2.3176 | 2.0019 | 3.2978 | 1.6638 | 2.4657 | 3.1307 | 1.5478 | 1.9812 | 1.9065 | 2.018 | 2.1432 | 2.5383 | 2.6611 | 0.12287 | 0.13341 | 0.061504 | 0.3408 | -0.092346 | 0.17251 | 0.45843 | 0.28683 | 0.30061 | 0.32775 | 0.11976 | 0.09071 | 0.087072 | 0.15099 | 6.321% | 6.108% | 3.17% | 11.53% | -5.259% | 7.522% | 17.15% | 22.75% | 17.89% | 20.76% | 6.309% | 4.419% | 3.552% | 6.015%
0000 | LV Sub Medium Non-Domestic | 0000LV Sub Medium Non-Domestic | 1.4035 | 1.5207 | 1.3816 | 2.3004 | 1.3587 | 1.7544 | 1.9166 | 1.1321 | 1.3988 | 1.2142 | 1.371 | 1.6387 | 1.7834 | 2.0272 | 1.5278 | 1.651 | 1.4374 | 2.4544 | 1.3458 | 1.8648 | 2.2168 | 1.3826 | 1.5272 | 1.3322 | 1.4493 | 1.6913 | 1.8148 | 2.1 | 0.12435 | 0.13032 | 0.055808 | 0.15408 | -0.012908 | 0.11043 | 0.30024 | 0.25041 | 0.12841 | 0.11801 | 0.078214 | 0.052682 | 0.031429 | 0.07286 | 8.86% | 8.57% | 4.04% | 6.698% | -0.95% | 6.295% | 15.67% | 22.12% | 9.18% | 9.719% | 5.705% | 3.215% | 1.762% | 3.594%
0000 | HV Medium Non-Domestic | 0000HV Medium Non-Domestic | 1.176 | 1.2402 | 1.101 | 2.1047 | 1.1857 | 1.543 | 1.7133 | 1.1538 | 1.2418 | 1.0879 | 1.1946 | 1.4223 | 1.491 | 1.6909 | 1.2802 | 1.3464 | 1.1455 | 2.2457 | 1.1744 | 1.6401 | 1.9817 | 1.2394 | 1.3557 | 1.1937 | 1.2628 | 1.4681 | 1.5172 | 1.7517 | 0.1042 | 0.10628 | 0.044475 | 0.14098 | -0.011264 | 0.097127 | 0.26839 | 0.085601 | 0.11399 | 0.10574 | 0.06815 | 0.045727 | 0.026275 | 0.060775 | 8.86% | 8.57% | 4.04% | 6.698% | -0.95% | 6.295% | 15.67% | 7.419% | 9.18% | 9.719% | 5.705% | 3.215% | 1.762% | 3.594%
0000 | LV Network Domestic | 0000LV Network Domestic | 2.2484 | 2.557 | 2.3162 | 3.3005 | 2.1644 | 2.7913 | 2.9821 | 1.8382 | 2.1351 | 1.8311 | 2.0469 | 2.5378 | 2.9774 | 3.0839 | 2.4476 | 2.7761 | 2.4097 | 3.5216 | 1.9827 | 2.967 | 3.4493 | 1.9745 | 2.3311 | 2.0091 | 2.1636 | 2.4273 | 2.9461 | 3.1818 | 0.19921 | 0.21913 | 0.093563 | 0.22107 | -0.1817 | 0.1757 | 0.46717 | 0.13637 | 0.196 | 0.17797 | 0.11677 | -0.11057 | -0.031385 | 0.097946 | 8.86% | 8.57% | 4.04% | 6.698% | -8.395% | 6.295% | 15.67% | 7.419% | 9.18% | 9.719% | 5.705% | -4.357% | -1.054% | 3.176%
0000 | LV Network Non-Domestic Non-CT | 0000LV Network Non-Domestic Non-CT | 1.9498 | 2.4193 | 2.1881 | 3.0461 | 1.8412 | 2.4209 | 2.9299 | 0.73975 | 1.5946 | 1.4273 | 1.8269 | 1.8633 | 2.4835 | 2.5081 | 2.1249 | 2.3265 | 2.0281 | 3.3555 | 1.8172 | 2.559 | 3.1818 | 0.89312 | 1.6743 | 1.5571 | 2.0018 | 1.9539 | 2.5878 | 2.5233 | 0.17508 | -0.092832 | -0.15994 | 0.30936 | -0.023956 | 0.13805 | 0.25184 | 0.15337 | 0.079671 | 0.12987 | 0.17496 | 0.09057 | 0.10436 | 0.015174 | 8.979% | -3.837% | -7.31% | 10.16% | -1.301% | 5.702% | 8.595% | 20.73% | 4.996% | 9.1% | 9.577% | 4.861% | 4.202% | 0.605%
0000 | LV HH Metered | 0000LV HH Metered | 2.2484 | 2.2174 | 1.9294 | 3.3005 | 1.9298 | 2.4314 | 2.9058 | 1.8382 | 1.9342 | 1.8311 | 2.0469 | 2.417 | 2.7629 | 2.7444 | 2.4011 | 2.4264 | 2.0897 | 3.5216 | 1.9082 | 2.6079 | 3.3915 | 1.9565 | 2.066 | 2.0091 | 2.1636 | 2.5586 | 2.8665 | 2.9212 | 0.15264 | 0.20901 | 0.16024 | 0.22107 | -0.021617 | 0.17649 | 0.48567 | 0.11832 | 0.13184 | 0.17797 | 0.11677 | 0.14161 | 0.10351 | 0.17677 | 6.789% | 9.426% | 8.305% | 6.698% | -1.12% | 7.259% | 16.71% | 6.437% | 6.816% | 9.719% | 5.705% | 5.859% | 3.747% | 6.441%
0000 | LV Sub HH Metered | 0000LV Sub HH Metered | 1.4035 | 1.5207 | 1.3816 | 2.3004 | 1.3587 | 1.7544 | 1.9166 | 1.2951 | 1.3988 | 1.2142 | 1.371 | 1.6387 | 1.7834 | 2.0272 | 1.5278 | 1.651 | 1.4374 | 2.4544 | 1.3458 | 1.8648 | 2.2168 | 1.3912 | 1.5272 | 1.3322 | 1.4493 | 1.6913 | 1.8148 | 2.1 | 0.12435 | 0.13032 | 0.055808 | 0.15408 | -0.012908 | 0.11043 | 0.30024 | 0.096085 | 0.12841 | 0.11801 | 0.078214 | 0.052682 | 0.031429 | 0.07286 | 8.86% | 8.57% | 4.04% | 6.698% | -0.95% | 6.295% | 15.67% | 7.419% | 9.18% | 9.719% | 5.705% | 3.215% | 1.762% | 3.594%
0000 | HV HH Metered | 0000HV HH Metered | 1.176 | 1.2402 | 1.101 | 2.1047 | 1.1857 | 1.543 | 1.7133 | 1.1538 | 1.2418 | 1.0879 | 1.1946 | 1.4223 | 1.491 | 1.6909 | 1.2802 | 1.3464 | 1.1455 | 2.2457 | 1.1744 | 1.6401 | 1.9817 | 1.2394 | 1.3557 | 1.1937 | 1.2628 | 1.4681 | 1.5172 | 1.7517 | 0.1042 | 0.10628 | 0.044475 | 0.14098 | -0.011264 | 0.097127 | 0.26839 | 0.085601 | 0.11399 | 0.10574 | 0.06815 | 0.045727 | 0.026275 | 0.060775 | 8.86% | 8.57% | 4.04% | 6.698% | -0.95% | 6.295% | 15.67% | 7.419% | 9.18% | 9.719% | 5.705% | 3.215% | 1.762% | 3.594%
0000 | NHH UMS category A | 0000NHH UMS category A | 2.2484 | 1.877 | 1.565 | 3.3005 | 1.92 | 2.148 | 2.336 | 1.8382 | 2.1351 | 1.778 | 2.0469 | 2.473 | 2.977 | 3.031 | 2.4476 | 1.972 | 1.602 | 3.5216 | 2.1439 | 2.287 | 2.706 | 1.9745 | 2.278 | 2.0091 | 2.1636 | 2.6194 | 3.0299 | 3.1947 | 0.19921 | 0.095 | 0.037 | 0.22107 | 0.22388 | 0.139 | 0.37 | 0.13637 | 0.1429 | 0.23107 | 0.11677 | 0.14643 | 0.052921 | 0.16373 | 8.86% | 5.061% | 2.364% | 6.698% | 11.66% | 6.471% | 15.84% | 7.419% | 6.693% | 13% | 5.705% | 5.921% | 1.778% | 5.402%
0000 | NHH UMS category B | 0000NHH UMS category B | 2.2484 | 2.176 | 1.663 | 3.3005 | 2.095 | 2.372 | 2.661 | 1.698 | 2.1351 | 1.8311 | 2.0469 | 2.5378 | 2.9774 | 3.0839 | 2.4476 | 2.283 | 1.707 | 3.5216 | 2.1439 | 2.539 | 2.973 | 1.9745 | 2.3311 | 2.0091 | 2.1636 | 2.6194 | 3.0299 | 3.1947 | 0.19921 | 0.107 | 0.044 | 0.22107 | 0.048884 | 0.167 | 0.312 | 0.27652 | 0.196 | 0.17797 | 0.11677 | 0.08159 | 0.052471 | 0.11084 | 8.86% | 4.917% | 2.646% | 6.698% | 2.333% | 7.04% | 11.72% | 16.29% | 9.18% | 9.719% | 5.705% | 3.215% | 1.762% | 3.594%
0000 | NHH UMS category C | 0000NHH UMS category C | 2.2484 | 2.557 | 2.236 | 3.3005 | 2.1644 | 2.7913 | 2.9821 | 1.8382 | 2.1351 | 1.8311 | 2.0469 | 2.5378 | 2.9774 | 3.0839 | 2.4476 | 2.7761 | 2.313 | 3.5216 | 2.1439 | 2.967 | 3.4493 | 1.9745 | 2.3311 | 2.0091 | 2.1636 | 2.6194 | 3.0299 | 3.1947 | 0.19921 | 0.21913 | 0.077 | 0.22107 | -0.020562 | 0.1757 | 0.46717 | 0.13637 | 0.196 | 0.17797 | 0.11677 | 0.08159 | 0.052471 | 0.11084 | 8.86% | 8.57% | 3.444% | 6.698% | -0.95% | 6.295% | 15.67% | 7.419% | 9.18% | 9.719% | 5.705% | 3.215% | 1.762% | 3.594%
0000 | NHH UMS category D | 0000NHH UMS category D | 2.2484 | 1.679 | 1.514 | 3.3005 | 1.804 | 1.986 | 2.105 | 1.8382 | 1.672 | 1.238 | 1.884 | 2.162 | 2.617 | 2.775 | 2.4476 | 1.762 | 1.547 | 3.5216 | 2.1439 | 2.104 | 2.52 | 1.9745 | 1.83 | 1.461 | 2.097 | 2.348 | 2.823 | 3 | 0.19921 | 0.083 | 0.033 | 0.22107 | 0.33988 | 0.118 | 0.415 | 0.13637 | 0.158 | 0.223 | 0.213 | 0.186 | 0.206 | 0.225 | 8.86% | 4.943% | 2.18% | 6.698% | 18.84% | 5.942% | 19.71% | 7.419% | 9.45% | 18.01% | 11.31% | 8.603% | 7.872% | 8.108%
0000 | LV UMS (Pseudo HH Metered) | 0000LV UMS (Pseudo HH Metered) | 2.2484 | 2.1461 | 1.645 | 3.3005 | 2.1077 | 2.3965 | 2.6742 | 1.6887 | 2.1351 | 1.8311 | 2.0469 | 2.5378 | 2.9774 | 3.0839 | 2.4476 | 2.2553 | 1.6846 | 3.5216 | 2.1439 | 2.5642 | 3.0038 | 1.9745 | 2.3311 | 2.0091 | 2.1636 | 2.6194 | 3.0299 | 3.1947 | 0.19921 | 0.10915 | 0.039572 | 0.22107 | 0.036228 | 0.16773 | 0.3296 | 0.28585 | 0.196 | 0.17797 | 0.11677 | 0.08159 | 0.052471 | 0.11084 | 8.86% | 5.086% | 2.406% | 6.698% | 1.719% | 6.999% | 12.33% | 16.93% | 9.18% | 9.719% | 5.705% | 3.215% | 1.762% | 3.594%
0000 | LV Generation NHH or Aggregate HH | 0000LV Generation NHH or Aggregate HH | -0.922 | -0.701 | -0.498 | -1.215 | -0.808 | -0.762 | -1.192 | -1.111 | -0.888 | -0.885 | -0.633 | -0.596 | -0.696 | -0.831 | -0.976 | -0.671 | -0.511 | -1.211 | -0.808 | -0.753 | -1.228 | -1.167 | -0.944 | -0.942 | -0.625 | -0.596 | -0.693 | -0.832 | -0.054 | 0.03 | -0.013 | 0.004 | 0 | 0.009 | -0.036 | -0.056 | -0.056 | -0.057 | 0.008 | 0 | 0.003 | -0.001 | 5.857% | -4.28% | 2.61% | -0.3292% | 0% | -1.181% | 3.02% | 5.041% | 6.306% | 6.441% | -1.264% | 0% | -0.431% | 0.1203%
0000 | LV Sub Generation NHH | 0000LV Sub Generation NHH | -0.74 | -0.593 | -0.436 | -1.06 | -0.708 | -0.673 | -1.075 | -0.987 | -0.793 | -0.787 | -0.557 | -0.508 | -0.629 | -0.757 | -0.781 | -0.595 | -0.454 | -1.078 | -0.714 | -0.658 | -1.098 | -1.038 | -0.841 | -0.838 | -0.548 | -0.503 | -0.625 | -0.758 | -0.041 | -0.002 | -0.018 | -0.018 | -0.006 | 0.015 | -0.023 | -0.051 | -0.048 | -0.051 | 0.009 | 0.005 | 0.004 | -0.001 | 5.541% | 0.3373% | 4.128% | 1.698% | 0.8475% | -2.229% | 2.14% | 5.167% | 6.053% | 6.48% | -1.616% | -0.9843% | -0.6359% | 0.1321%
0000 | LV Generation Intermittent | 0000LV Generation Intermittent | -0.91061 | -0.69286 | -0.48843 | -1.2144 | -0.75816 | -0.74849 | -1.1697 | -1.0574 | -0.87262 | -0.86544 | -0.6204 | -0.58168 | -0.68404 | -0.80582 | -0.96496 | -0.66538 | -0.49996 | -1.1939 | -0.78695 | -0.74117 | -1.2083 | -1.0966 | -0.92936 | -0.89697 | -0.61241 | -0.57175 | -0.67869 | -0.80946 | -0.054349 | 0.027474 | -0.011525 | 0.020446 | -0.028799 | 0.007327 | -0.038614 | -0.039211 | -0.056736 | -0.031533 | 0.0079879 | 0.0099291 | 0.0053494 | -0.003643 | 5.968% | -3.965% | 2.36% | -1.684% | 3.799% | -0.9789% | 3.301% | 3.708% | 6.502% | 3.644% | -1.288% | -1.707% | -0.782% | 0.4521%
0000 | LV Generation Non-Intermittent | 0000LV Generation Non-Intermittent | -0.88958 | -0.70588 | -0.48725 | -1.2816 | -0.81181 | -0.75821 | -1.227 | -1.0569 | -0.84233 | -1.2142 | -0.66581 | -0.61144 | -0.70894 | -0.75303 | -0.9168 | -0.67897 | -0.50529 | -1.2334 | -0.87345 | -0.85634 | -1.242 | -1.1582 | -0.96897 | -1.3322 | -0.65388 | -0.59906 | -0.68639 | -0.7637 | -0.027221 | 0.026904 | -0.018034 | 0.048173 | -0.061632 | -0.098131 | -0.015049 | -0.10132 | -0.12664 | -0.11801 | 0.011934 | 0.012374 | 0.022551 | -0.010669 | 3.06% | -3.812% | 3.701% | -3.759% | 7.592% | 12.94% | 1.227% | 9.587% | 15.03% | 9.719% | -1.792% | -2.024% | -3.181% | 1.417%
0000 | LV Sub Generation Intermittent | 0000LV Sub Generation Intermittent | -0.73202 | -0.58941 | -0.4341 | -1.0595 | -0.66266 | -0.62406 | -1.0715 | -0.97916 | -0.79235 | -0.41326 | -0.53782 | -0.49352 | -0.61323 | -0.757 | -0.77516 | -0.59023 | -0.4518 | -1.078 | -0.69496 | -0.62109 | -1.0959 | -1.0294 | -0.84032 | -0.63611 | -0.5384 | -0.48957 | -0.60927 | -0.75718 | -0.043131 | -0.00081429 | -0.017696 | -0.018507 | -0.032296 | 0.0029619 | -0.024385 | -0.050272 | -0.047968 | -0.22285 | -0.00058103 | 0.0039498 | 0.0039517 | -0.00017786 | 5.892% | 0.1382% | 4.077% | 1.747% | 4.874% | -0.4746% | 2.276% | 5.134% | 6.054% | 53.93% | 0.108% | -0.8003% | -0.6444% | 0.02349%
0000 | LV Sub Generation Non-Intermittent | 0000LV Sub Generation Non-Intermittent | -0.6964 | -0.59651 | -0.44145 | -1.1168 | -0.71128 | -0.7088 | -1.0701 | -0.93847 | -0.7505 | -1.0879 | -0.56708 | -0.50616 | -0.63813 | -0.68916 | -0.80578 | -0.59523 | -0.44792 | -1.0982 | -0.77242 | -0.67238 | -1.081 | -1.0301 | -0.86089 | -1.1937 | -0.51387 | -0.49805 | -0.6306 | -0.68561 | -0.10937 | 0.0012792 | -0.0064744 | 0.018596 | -0.06114 | 0.036416 | -0.010967 | -0.091635 | -0.11039 | -0.10574 | 0.053207 | 0.0081035 | 0.0075303 | 0.0035504 | 15.71% | -0.2145% | 1.467% | -1.665% | 8.596% | -5.138% | 1.025% | 9.764% | 14.71% | 9.719% | -9.383% | -1.601% | -1.18% | -0.5152%
0000 | HV Generation Intermittent | 0000HV Generation Intermittent | -0.53103 | -0.39107 | -0.30571 | -0.49099 | -0.45305 | -0.39525 | -0.68473 | -0.57511 | -0.53217 | -0.5568 | -0.33233 | -0.24316 | -0.38985 | -0.50966 | -0.56189 | -0.37299 | -0.3014 | -0.46753 | -0.43285 | -0.38586 | -0.70548 | -0.58853 | -0.56799 | -0.59473 | -0.3316 | -0.24784 | -0.3835 | -0.50706 | -0.030862 | 0.018078 | 0.0043061 | 0.023467 | 0.020192 | 0.0093934 | -0.020749 | -0.013418 | -0.035816 | -0.037927 | 0.00073495 | -0.0046808 | 0.0063494 | 0.0026016 | 5.812% | -4.623% | -1.409% | -4.78% | -4.457% | -2.377% | 3.03% | 2.333% | 6.73% | 6.812% | -0.2211% | 1.925% | -1.629% | -0.5105%
0000 | HV Generation Non-Intermittent | 0000HV Generation Non-Intermittent | -0.56715 | -0.42524 | -0.40151 | -0.54056 | -0.5099 | -0.40596 | -0.69592 | -0.78424 | -0.64408 | -0.65852 | -0.37322 | -0.26412 | -0.46922 | -0.6899 | -0.65873 | -0.41523 | -0.40692 | -0.61317 | -0.46264 | -0.40089 | -0.82423 | -0.7745 | -0.69586 | -0.68246 | -0.37556 | -0.26957 | -0.49062 | -0.75022 | -0.091581 | 0.010017 | -0.0054032 | -0.072607 | 0.047258 | 0.0050773 | -0.12831 | 0.0097397 | -0.05178 | -0.023939 | -0.002336 | -0.0054571 | -0.021401 | -0.060327 | 16.15% | -2.356% | 1.346% | 13.43% | -9.268% | -1.251% | 18.44% | -1.242% | 8.039% | 3.635% | 0.6259% | 2.066% | 4.561% | 8.744%
132kV | Domestic Unrestricted | 132kVDomestic Unrestricted | 1.9652 | 2.4408 | 2.2194 | 3.3005 | 1.9372 | 2.7913 | 2.7604 | 1.6451 | 1.8688 | 1.581 | 1.6675 | 2.0991 | 2.7579 | 2.8658 | 2.1393 | 2.6499 | 2.3091 | 3.5216 | 1.9188 | 2.967 | 3.1928 | 1.7671 | 2.0404 | 1.7347 | 1.7627 | 2.1666 | 2.8065 | 2.9688 | 0.17412 | 0.20917 | 0.089654 | 0.22107 | -0.018404 | 0.1757 | 0.43243 | 0.12205 | 0.17156 | 0.15366 | 0.095128 | 0.067485 | 0.048602 | 0.103 | 8.86% | 8.57% | 4.04% | 6.698% | -0.95% | 6.295% | 15.67% | 7.419% | 9.18% | 9.719% | 5.705% | 3.215% | 1.762% | 3.594%
132kV | Domestic Two Rate | 132kVDomestic Two Rate | 1.8499 | 2.0888 | 1.8862 | 3.0912 | 1.8104 | 2.3863 | 2.3753 | 1.4491 | 1.9003 | 1.6074 | 1.6802 | 2.0958 | 2.5102 | 2.5319 | 2.035 | 2.2776 | 1.9788 | 3.3195 | 1.802 | 2.5976 | 2.8022 | 1.7281 | 2.0744 | 1.7578 | 1.7726 | 2.144 | 2.5377 | 2.6635 | 0.18518 | 0.18876 | 0.092611 | 0.2283 | -0.008442 | 0.21129 | 0.42695 | 0.27902 | 0.17401 | 0.15038 | 0.092435 | 0.048203 | 0.027512 | 0.13161 | 10.01% | 9.037% | 4.91% | 7.386% | -0.4663% | 8.855% | 17.97% | 19.25% | 9.157% | 9.355% | 5.501% | 2.3% | 1.096% | 5.198%
132kV | Domestic Off Peak (related MPAN) | 132kVDomestic Off Peak (related MPAN) | 0.727 | 1.099 | 1.198 | 1.936 | 0.815 | 1.098 | 1.158 | 0 | 0.49097 | 0.17701 | 0.96692 | 1.112 | 1.417 | 1.48 | 0.822 | 1.25 | 1.213 | 2.127 | 0.701 | 1.275 | 1.555 | 0 | 0.53038 | 0.21219 | 1.0593 | 1.163 | 1.426 | 1.58 | 0.095 | 0.151 | 0.015 | 0.191 | -0.114 | 0.177 | 0.397 | 0 | 0.039408 | 0.035183 | 0.092381 | 0.051 | 0.009 | 0.1 | 13.07% | 13.74% | 1.252% | 9.866% | -13.99% | 16.12% | 34.28% |  | 8.027% | 19.88% | 9.554% | 4.586% | 0.6351% | 6.757%
132kV | Small Non Domestic Unrestricted | 132kVSmall Non Domestic Unrestricted | 1.9652 | 2.346 | 2.1766 | 3.3005 | 1.9052 | 2.5998 | 2.7604 | 1.3034 | 1.6086 | 1.581 | 1.6675 | 2.0991 | 2.7442 | 2.6922 | 2.1393 | 2.5703 | 2.29 | 3.5216 | 1.8772 | 2.7164 | 3.1928 | 1.331 | 1.8301 | 1.7347 | 1.7627 | 2.1666 | 2.8065 | 2.7078 | 0.17412 | 0.22424 | 0.11341 | 0.22107 | -0.027993 | 0.11657 | 0.43243 | 0.027578 | 0.22153 | 0.15366 | 0.095128 | 0.067485 | 0.062305 | 0.015571 | 8.86% | 9.558% | 5.21% | 6.698% | -1.469% | 4.484% | 15.67% | 2.116% | 13.77% | 9.719% | 5.705% | 3.215% | 2.27% | 0.5784%
132kV | Small Non Domestic Two Rate | 132kVSmall Non Domestic Two Rate | 1.7749 | 1.9781 | 1.8239 | 2.9324 | 1.809 | 2.2119 | 2.601 | 1.1841 | 1.5421 | 1.4313 | 1.6686 | 1.9591 | 2.4252 | 2.4817 | 1.9808 | 2.1887 | 1.9063 | 3.1526 | 1.9268 | 2.3493 | 3.0562 | 1.2886 | 1.8082 | 1.5415 | 1.7638 | 2.0405 | 2.5047 | 2.5791 | 0.20586 | 0.2106 | 0.082451 | 0.22018 | 0.11778 | 0.13743 | 0.45521 | 0.10448 | 0.26613 | 0.11022 | 0.095138 | 0.081331 | 0.079491 | 0.097332 | 11.6% | 10.65% | 4.521% | 7.508% | 6.511% | 6.213% | 17.5% | 8.823% | 17.26% | 7.701% | 5.702% | 4.151% | 3.278% | 3.922%
132kV | Small Non Domestic Off Peak (related MPAN) | 132kVSmall Non Domestic Off Peak (related MPAN) | 0.669 | 1.096 | 1.226 | 1.835 | 0.9 | 1.472 | 1.098 | 0 | 0.75 | 0.284 | 0.86993 | 1.194 | 1.424 | 1.482 | 0.758 | 1.311 | 1.256 | 2.033 | 0.826 | 1.649 | 1.498 | 0 | 0.759 | 0.318 | 0.93621 | 1.229 | 1.434 | 1.581 | 0.089 | 0.215 | 0.03 | 0.198 | -0.074 | 0.177 | 0.4 | 0 | 0.009 | 0.034 | 0.06628 | 0.035 | 0.01 | 0.099 | 13.3% | 19.62% | 2.447% | 10.79% | -8.222% | 12.02% | 36.43% |  | 1.2% | 11.97% | 7.619% | 2.931% | 0.7022% | 6.68%
132kV | LV Medium Non-Domestic | 132kVLV Medium Non-Domestic | 1.9437 | 2.1842 | 1.9404 | 2.957 | 1.7561 | 2.2932 | 2.6723 | 1.2609 | 1.6805 | 1.5788 | 1.6675 | 2.0525 | 2.4512 | 2.5101 | 2.0666 | 2.3176 | 2.0019 | 3.2978 | 1.6638 | 2.4657 | 3.1307 | 1.5478 | 1.9812 | 1.7347 | 1.7627 | 2.1432 | 2.5383 | 2.6611 | 0.12287 | 0.13341 | 0.061504 | 0.3408 | -0.092346 | 0.17251 | 0.45843 | 0.28683 | 0.30061 | 0.15589 | 0.095128 | 0.09071 | 0.087072 | 0.15099 | 6.321% | 6.108% | 3.17% | 11.53% | -5.259% | 7.522% | 17.15% | 22.75% | 17.89% | 9.874% | 5.705% | 4.419% | 3.552% | 6.015%
132kV | LV Sub Medium Non-Domestic | 132kVLV Sub Medium Non-Domestic | 1.1203 | 1.4045 | 1.2848 | 2.3004 | 1.1315 | 1.7544 | 1.6948 | 1.1021 | 1.1325 | 0.96413 | 0.99172 | 1.1999 | 1.5638 | 1.8091 | 1.2195 | 1.5249 | 1.3367 | 2.4544 | 1.1208 | 1.8648 | 1.9603 | 1.1838 | 1.2365 | 1.0578 | 1.0483 | 1.2385 | 1.5914 | 1.8741 | 0.099258 | 0.12037 | 0.0519 | 0.15408 | -0.010749 | 0.11043 | 0.2655 | 0.081762 | 0.10396 | 0.093705 | 0.056575 | 0.038577 | 0.02756 | 0.065021 | 8.86% | 8.57% | 4.04% | 6.698% | -0.95% | 6.295% | 15.67% | 7.419% | 9.18% | 9.719% | 5.705% | 3.215% | 1.762% | 3.594%
132kV | HV Medium Non-Domestic | 132kVHV Medium Non-Domestic | 0.89285 | 1.124 | 1.0042 | 2.1047 | 0.95847 | 1.543 | 1.4915 | 0.96076 | 0.97546 | 0.83786 | 0.81531 | 0.98359 | 1.2714 | 1.4728 | 0.97196 | 1.2203 | 1.0448 | 2.2457 | 0.94936 | 1.6401 | 1.7252 | 1.032 | 1.065 | 0.91929 | 0.86182 | 1.0152 | 1.2938 | 1.5258 | 0.079108 | 0.096323 | 0.040567 | 0.14098 | -0.0091054 | 0.097127 | 0.23365 | 0.071278 | 0.089548 | 0.081433 | 0.046511 | 0.031622 | 0.022406 | 0.052936 | 8.86% | 8.57% | 4.04% | 6.698% | -0.95% | 6.295% | 15.67% | 7.419% | 9.18% | 9.719% | 5.705% | 3.215% | 1.762% | 3.594%
132kV | LV Network Domestic | 132kVLV Network Domestic | 1.9652 | 2.4408 | 2.2194 | 3.3005 | 1.9372 | 2.7913 | 2.7604 | 1.6451 | 1.8688 | 1.581 | 1.6675 | 2.0991 | 2.7579 | 2.8658 | 2.1393 | 2.6499 | 2.3091 | 3.5216 | 1.9188 | 2.967 | 3.1928 | 1.7671 | 2.0404 | 1.7347 | 1.7627 | 2.1666 | 2.8065 | 2.9688 | 0.17412 | 0.20917 | 0.089654 | 0.22107 | -0.018404 | 0.1757 | 0.43243 | 0.12205 | 0.17156 | 0.15366 | 0.095128 | 0.067485 | 0.048602 | 0.103 | 8.86% | 8.57% | 4.04% | 6.698% | -0.95% | 6.295% | 15.67% | 7.419% | 9.18% | 9.719% | 5.705% | 3.215% | 1.762% | 3.594%
132kV | LV Network Non-Domestic Non-CT | 132kVLV Network Non-Domestic Non-CT | 1.9498 | 2.4193 | 2.1881 | 3.0461 | 1.8412 | 2.4209 | 2.7604 | 0.73975 | 1.5946 | 1.4273 | 1.6675 | 1.8633 | 2.4835 | 2.5081 | 2.1249 | 2.3265 | 2.0281 | 3.3555 | 1.8172 | 2.559 | 3.1818 | 0.89312 | 1.6743 | 1.5571 | 1.7627 | 1.9539 | 2.5878 | 2.5233 | 0.17508 | -0.092832 | -0.15994 | 0.30936 | -0.023956 | 0.13805 | 0.42139 | 0.15337 | 0.079671 | 0.12987 | 0.095128 | 0.09057 | 0.10436 | 0.015174 | 8.979% | -3.837% | -7.31% | 10.16% | -1.301% | 5.702% | 15.27% | 20.73% | 4.996% | 9.1% | 5.705% | 4.861% | 4.202% | 0.605%
132kV | LV HH Metered | 132kVLV HH Metered | 1.9652 | 2.2174 | 1.9294 | 3.3005 | 1.9298 | 2.4314 | 2.7604 | 1.6451 | 1.8688 | 1.581 | 1.6675 | 2.0991 | 2.7579 | 2.7444 | 2.1393 | 2.4264 | 2.0897 | 3.5216 | 1.9082 | 2.6079 | 3.1928 | 1.7671 | 2.0404 | 1.7347 | 1.7627 | 2.1666 | 2.8065 | 2.9212 | 0.17412 | 0.20901 | 0.16024 | 0.22107 | -0.021617 | 0.17649 | 0.43243 | 0.12205 | 0.17156 | 0.15366 | 0.095128 | 0.067485 | 0.048602 | 0.17677 | 8.86% | 9.426% | 8.305% | 6.698% | -1.12% | 7.259% | 15.67% | 7.419% | 9.18% | 9.719% | 5.705% | 3.215% | 1.762% | 6.441%
132kV | LV Sub HH Metered | 132kVLV Sub HH Metered | 1.1203 | 1.4045 | 1.2848 | 2.3004 | 1.1315 | 1.7544 | 1.6948 | 1.1021 | 1.1325 | 0.96413 | 0.99172 | 1.1999 | 1.5638 | 1.8091 | 1.2195 | 1.5249 | 1.3367 | 2.4544 | 1.1208 | 1.8648 | 1.9603 | 1.1838 | 1.2365 | 1.0578 | 1.0483 | 1.2385 | 1.5914 | 1.8741 | 0.099258 | 0.12037 | 0.0519 | 0.15408 | -0.010749 | 0.11043 | 0.2655 | 0.081762 | 0.10396 | 0.093705 | 0.056575 | 0.038577 | 0.02756 | 0.065021 | 8.86% | 8.57% | 4.04% | 6.698% | -0.95% | 6.295% | 15.67% | 7.419% | 9.18% | 9.719% | 5.705% | 3.215% | 1.762% | 3.594%
132kV | HV HH Metered | 132kVHV HH Metered | 0.89285 | 1.124 | 1.0042 | 2.1047 | 0.95847 | 1.543 | 1.4915 | 0.96076 | 0.97546 | 0.83786 | 0.81531 | 0.98359 | 1.2714 | 1.4728 | 0.97196 | 1.2203 | 1.0448 | 2.2457 | 0.94936 | 1.6401 | 1.7252 | 1.032 | 1.065 | 0.91929 | 0.86182 | 1.0152 | 1.2938 | 1.5258 | 0.079108 | 0.096323 | 0.040567 | 0.14098 | -0.0091054 | 0.097127 | 0.23365 | 0.071278 | 0.089548 | 0.081433 | 0.046511 | 0.031622 | 0.022406 | 0.052936 | 8.86% | 8.57% | 4.04% | 6.698% | -0.95% | 6.295% | 15.67% | 7.419% | 9.18% | 9.719% | 5.705% | 3.215% | 1.762% | 3.594%
132kV | NHH UMS category A | 132kVNHH UMS category A | 1.9652 | 1.877 | 1.565 | 3.3005 | 1.92 | 2.148 | 2.336 | 1.6451 | 1.8688 | 1.581 | 1.6675 | 2.0991 | 2.7579 | 2.8658 | 2.1393 | 1.972 | 1.602 | 3.5216 | 1.9188 | 2.287 | 2.706 | 1.7671 | 2.0404 | 1.7347 | 1.7627 | 2.1666 | 2.8065 | 2.9688 | 0.17412 | 0.095 | 0.037 | 0.22107 | -0.0011642 | 0.139 | 0.37 | 0.12205 | 0.17156 | 0.15366 | 0.095128 | 0.067485 | 0.048602 | 0.103 | 8.86% | 5.061% | 2.364% | 6.698% | -0.06064% | 6.471% | 15.84% | 7.419% | 9.18% | 9.719% | 5.705% | 3.215% | 1.762% | 3.594%
132kV | NHH UMS category B | 132kVNHH UMS category B | 1.9652 | 2.176 | 1.663 | 3.3005 | 1.9372 | 2.372 | 2.661 | 1.6451 | 1.8688 | 1.581 | 1.6675 | 2.0991 | 2.7579 | 2.8658 | 2.1393 | 2.283 | 1.707 | 3.5216 | 1.9188 | 2.539 | 2.973 | 1.7671 | 2.0404 | 1.7347 | 1.7627 | 2.1666 | 2.8065 | 2.9688 | 0.17412 | 0.107 | 0.044 | 0.22107 | -0.018404 | 0.167 | 0.312 | 0.12205 | 0.17156 | 0.15366 | 0.095128 | 0.067485 | 0.048602 | 0.103 | 8.86% | 4.917% | 2.646% | 6.698% | -0.95% | 7.04% | 11.72% | 7.419% | 9.18% | 9.719% | 5.705% | 3.215% | 1.762% | 3.594%
132kV | NHH UMS category C | 132kVNHH UMS category C | 1.9652 | 2.4408 | 2.2194 | 3.3005 | 1.9372 | 2.7913 | 2.7604 | 1.6451 | 1.8688 | 1.581 | 1.6675 | 2.0991 | 2.7579 | 2.8658 | 2.1393 | 2.6499 | 2.3091 | 3.5216 | 1.9188 | 2.967 | 3.1928 | 1.7671 | 2.0404 | 1.7347 | 1.7627 | 2.1666 | 2.8065 | 2.9688 | 0.17412 | 0.20917 | 0.089654 | 0.22107 | -0.018404 | 0.1757 | 0.43243 | 0.12205 | 0.17156 | 0.15366 | 0.095128 | 0.067485 | 0.048602 | 0.103 | 8.86% | 8.57% | 4.04% | 6.698% | -0.95% | 6.295% | 15.67% | 7.419% | 9.18% | 9.719% | 5.705% | 3.215% | 1.762% | 3.594%
132kV | NHH UMS category D | 132kVNHH UMS category D | 1.9652 | 1.679 | 1.514 | 3.3005 | 1.804 | 1.986 | 2.105 | 1.6451 | 1.672 | 1.238 | 1.6675 | 2.0991 | 2.617 | 2.775 | 2.1393 | 1.762 | 1.547 | 3.5216 | 1.9188 | 2.104 | 2.52 | 1.7671 | 1.83 | 1.461 | 1.7627 | 2.1666 | 2.8065 | 2.9688 | 0.17412 | 0.083 | 0.033 | 0.22107 | 0.11484 | 0.118 | 0.415 | 0.12205 | 0.158 | 0.223 | 0.095128 | 0.067485 | 0.1895 | 0.19379 | 8.86% | 4.943% | 2.18% | 6.698% | 6.366% | 5.942% | 19.71% | 7.419% | 9.45% | 18.01% | 5.705% | 3.215% | 7.241% | 6.984%
132kV | LV UMS (Pseudo HH Metered) | 132kVLV UMS (Pseudo HH Metered) | 1.9652 | 2.1461 | 1.645 | 3.3005 | 1.9372 | 2.3965 | 2.6742 | 1.6451 | 1.8688 | 1.581 | 1.6675 | 2.0991 | 2.7579 | 2.8658 | 2.1393 | 2.2553 | 1.6846 | 3.5216 | 1.9188 | 2.5642 | 3.0038 | 1.7671 | 2.0404 | 1.7347 | 1.7627 | 2.1666 | 2.8065 | 2.9688 | 0.17412 | 0.10915 | 0.039572 | 0.22107 | -0.018404 | 0.16773 | 0.3296 | 0.12205 | 0.17156 | 0.15366 | 0.095128 | 0.067485 | 0.048602 | 0.103 | 8.86% | 5.086% | 2.406% | 6.698% | -0.95% | 6.999% | 12.33% | 7.419% | 9.18% | 9.719% | 5.705% | 3.215% | 1.762% | 3.594%
132kV | LV Generation NHH or Aggregate HH | 132kVLV Generation NHH or Aggregate HH | -0.922 | -0.701 | -0.498 | -1.215 | -0.808 | -0.762 | -1.192 | -1.1021 | -0.888 | -0.885 | -0.633 | -0.596 | -0.696 | -0.831 | -0.976 | -0.671 | -0.511 | -1.211 | -0.808 | -0.753 | -1.228 | -1.167 | -0.944 | -0.942 | -0.625 | -0.596 | -0.693 | -0.832 | -0.054 | 0.03 | -0.013 | 0.004 | 0 | 0.009 | -0.036 | -0.064923 | -0.056 | -0.057 | 0.008 | 0 | 0.003 | -0.001 | 5.857% | -4.28% | 2.61% | -0.3292% | 0% | -1.181% | 3.02% | 5.891% | 6.306% | 6.441% | -1.264% | 0% | -0.431% | 0.1203%
132kV | LV Sub Generation NHH | 132kVLV Sub Generation NHH | -0.74 | -0.593 | -0.436 | -1.06 | -0.708 | -0.673 | -1.075 | -0.96076 | -0.793 | -0.787 | -0.557 | -0.508 | -0.629 | -0.757 | -0.781 | -0.595 | -0.454 | -1.078 | -0.714 | -0.658 | -1.098 | -1.032 | -0.841 | -0.838 | -0.548 | -0.503 | -0.625 | -0.758 | -0.041 | -0.002 | -0.018 | -0.018 | -0.006 | 0.015 | -0.023 | -0.071278 | -0.048 | -0.051 | 0.009 | 0.005 | 0.004 | -0.001 | 5.541% | 0.3373% | 4.128% | 1.698% | 0.8475% | -2.229% | 2.14% | 7.419% | 6.053% | 6.48% | -1.616% | -0.9843% | -0.6359% | 0.1321%
132kV | LV Generation Intermittent | 132kVLV Generation Intermittent | -0.91061 | -0.69286 | -0.48843 | -1.2144 | -0.75816 | -0.74849 | -1.1697 | -1.0574 | -0.87262 | -0.86544 | -0.6204 | -0.58168 | -0.68404 | -0.80582 | -0.96496 | -0.66538 | -0.49996 | -1.1939 | -0.78695 | -0.74117 | -1.2083 | -1.0966 | -0.92936 | -0.89697 | -0.61241 | -0.57175 | -0.67869 | -0.80946 | -0.054349 | 0.027474 | -0.011525 | 0.020446 | -0.028799 | 0.007327 | -0.038614 | -0.039211 | -0.056736 | -0.031533 | 0.0079879 | 0.0099291 | 0.0053494 | -0.003643 | 5.968% | -3.965% | 2.36% | -1.684% | 3.799% | -0.9789% | 3.301% | 3.708% | 6.502% | 3.644% | -1.288% | -1.707% | -0.782% | 0.4521%
132kV | LV Generation Non-Intermittent | 132kVLV Generation Non-Intermittent | -0.88958 | -0.70588 | -0.48725 | -1.2816 | -0.81181 | -0.75821 | -1.227 | -1.0569 | -0.84233 | -0.96413 | -0.66581 | -0.61144 | -0.70894 | -0.75303 | -0.9168 | -0.67897 | -0.50529 | -1.2334 | -0.87345 | -0.85634 | -1.242 | -1.1582 | -0.96897 | -1.0578 | -0.65388 | -0.59906 | -0.68639 | -0.7637 | -0.027221 | 0.026904 | -0.018034 | 0.048173 | -0.061632 | -0.098131 | -0.015049 | -0.10132 | -0.12664 | -0.093705 | 0.011934 | 0.012374 | 0.022551 | -0.010669 | 3.06% | -3.812% | 3.701% | -3.759% | 7.592% | 12.94% | 1.227% | 9.587% | 15.03% | 9.719% | -1.792% | -2.024% | -3.181% | 1.417%
132kV | LV Sub Generation Intermittent | 132kVLV Sub Generation Intermittent | -0.73202 | -0.58941 | -0.4341 | -1.0595 | -0.66266 | -0.62406 | -1.0715 | -0.96076 | -0.79235 | -0.41326 | -0.53782 | -0.49352 | -0.61323 | -0.757 | -0.77516 | -0.59023 | -0.4518 | -1.078 | -0.69496 | -0.62109 | -1.0959 | -1.0294 | -0.84032 | -0.63611 | -0.5384 | -0.48957 | -0.60927 | -0.75718 | -0.043131 | -0.00081429 | -0.017696 | -0.018507 | -0.032296 | 0.0029619 | -0.024385 | -0.068674 | -0.047968 | -0.22285 | -0.00058103 | 0.0039498 | 0.0039517 | -0.00017786 | 5.892% | 0.1382% | 4.077% | 1.747% | 4.874% | -0.4746% | 2.276% | 7.148% | 6.054% | 53.93% | 0.108% | -0.8003% | -0.6444% | 0.02349%
132kV | LV Sub Generation Non-Intermittent | 132kVLV Sub Generation Non-Intermittent | -0.6964 | -0.59651 | -0.44145 | -1.1168 | -0.71128 | -0.7088 | -1.0701 | -0.93847 | -0.7505 | -0.83786 | -0.56708 | -0.50616 | -0.63813 | -0.68916 | -0.80578 | -0.59523 | -0.44792 | -1.0982 | -0.77242 | -0.67238 | -1.081 | -1.0301 | -0.86089 | -0.91929 | -0.51387 | -0.49805 | -0.6306 | -0.68561 | -0.10937 | 0.0012792 | -0.0064744 | 0.018596 | -0.06114 | 0.036416 | -0.010967 | -0.091635 | -0.11039 | -0.081433 | 0.053207 | 0.0081035 | 0.0075303 | 0.0035504 | 15.71% | -0.2145% | 1.467% | -1.665% | 8.596% | -5.138% | 1.025% | 9.764% | 14.71% | 9.719% | -9.383% | -1.601% | -1.18% | -0.5152%
132kV | HV Generation Intermittent | 132kVHV Generation Intermittent | -0.44345 | -0.39107 | -0.30571 | -0.49099 | -0.43821 | -0.39525 | -0.68473 | -0.57511 | -0.45168 | -0.51544 | -0.33233 | -0.24316 | -0.38985 | -0.5061 | -0.48274 | -0.37299 | -0.3014 | -0.46753 | -0.43285 | -0.38586 | -0.70548 | -0.58853 | -0.49315 | -0.56554 | -0.3316 | -0.24784 | -0.3835 | -0.50706 | -0.03929 | 0.018078 | 0.0043061 | 0.023467 | 0.0053564 | 0.0093934 | -0.020749 | -0.013418 | -0.041465 | -0.050097 | 0.00073495 | -0.0046808 | 0.0063494 | -0.00096674 | 8.86% | -4.623% | -1.409% | -4.78% | -1.222% | -2.377% | 3.03% | 2.333% | 9.18% | 9.719% | -0.2211% | 1.925% | -1.629% | 0.191%
132kV | HV Generation Non-Intermittent | 132kVHV Generation Non-Intermittent | -0.44345 | -0.42524 | -0.40151 | -0.54056 | -0.43821 | -0.40596 | -0.69592 | -0.65247 | -0.45168 | -0.51544 | -0.37322 | -0.26412 | -0.46922 | -0.5061 | -0.48274 | -0.41523 | -0.40692 | -0.61317 | -0.43405 | -0.40089 | -0.82355 | -0.70088 | -0.49315 | -0.56554 | -0.37556 | -0.26957 | -0.49062 | -0.52429 | -0.03929 | 0.010017 | -0.0054032 | -0.072607 | 0.004163 | 0.0050773 | -0.12763 | -0.048406 | -0.041465 | -0.050097 | -0.002336 | -0.0054571 | -0.021401 | -0.01819 | 8.86% | -2.356% | 1.346% | 13.43% | -0.95% | -1.251% | 18.34% | 7.419% | 9.18% | 9.719% | 0.6259% | 2.066% | 4.561% | 3.594%
132kV/EHV | Domestic Unrestricted | 132kV/EHVDomestic Unrestricted | 1.821 | 2.2768 | 2.0669 | 3.2624 | 1.8162 | 2.732 | 2.482 | 1.5068 | 1.6977 | 1.4242 | 1.4678 | 1.8066 | 2.5939 | 2.6296 | 1.9824 | 2.472 | 2.1504 | 3.4809 | 1.7989 | 2.9039 | 2.8709 | 1.6186 | 1.8535 | 1.5626 | 1.5515 | 1.8647 | 2.6396 | 2.7241 | 0.16135 | 0.19512 | 0.083492 | 0.21852 | -0.017254 | 0.17197 | 0.38882 | 0.11179 | 0.15585 | 0.13842 | 0.083733 | 0.058081 | 0.045712 | 0.094512 | 8.86% | 8.57% | 4.04% | 6.698% | -0.95% | 6.295% | 15.67% | 7.419% | 9.18% | 9.719% | 5.705% | 3.215% | 1.762% | 3.594%
132kV/EHV | Domestic Two Rate | 132kV/EHVDomestic Two Rate | 1.842 | 2.0888 | 1.8862 | 3.0912 | 1.8104 | 2.3863 | 2.3753 | 1.4491 | 1.7263 | 1.4479 | 1.4789 | 1.8195 | 2.5102 | 2.5319 | 2.0003 | 2.2776 | 1.9788 | 3.3195 | 1.802 | 2.5976 | 2.8022 | 1.7156 | 1.8844 | 1.5834 | 1.5603 | 1.8779 | 2.5377 | 2.6635 | 0.15828 | 0.18876 | 0.092611 | 0.2283 | -0.008442 | 0.21129 | 0.42695 | 0.26652 | 0.15807 | 0.13546 | 0.081362 | 0.058404 | 0.027512 | 0.13161 | 8.593% | 9.037% | 4.91% | 7.386% | -0.4663% | 8.855% | 17.97% | 18.39% | 9.157% | 9.355% | 5.501% | 3.21% | 1.096% | 5.198%
132kV/EHV | Domestic Off Peak (related MPAN) | 132kV/EHVDomestic Off Peak (related MPAN) | 0.72393 | 1.099 | 1.198 | 1.936 | 0.815 | 1.098 | 1.158 | 0 | 0.44601 | 0.15945 | 0.85109 | 0.9654 | 1.417 | 1.48 | 0.80798 | 1.25 | 1.213 | 2.127 | 0.701 | 1.275 | 1.555 | 0 | 0.48181 | 0.19114 | 0.9324 | 1.0187 | 1.426 | 1.58 | 0.084051 | 0.151 | 0.015 | 0.191 | -0.114 | 0.177 | 0.397 | 0 | 0.035799 | 0.031693 | 0.081315 | 0.053257 | 0.009 | 0.1 | 11.61% | 13.74% | 1.252% | 9.866% | -13.99% | 16.12% | 34.28% |  | 8.027% | 19.88% | 9.554% | 5.517% | 0.6351% | 6.757%
132kV/EHV | Small Non Domestic Unrestricted | 132kV/EHVSmall Non Domestic Unrestricted | 1.821 | 2.2768 | 2.0669 | 3.2624 | 1.8162 | 2.5998 | 2.482 | 1.3034 | 1.6086 | 1.4242 | 1.4678 | 1.8066 | 2.5939 | 2.6296 | 1.9824 | 2.472 | 2.1504 | 3.4809 | 1.7989 | 2.7164 | 2.8709 | 1.331 | 1.8301 | 1.5626 | 1.5515 | 1.8647 | 2.6396 | 2.7078 | 0.16135 | 0.19512 | 0.083492 | 0.21852 | -0.017254 | 0.11657 | 0.38882 | 0.027578 | 0.22153 | 0.13842 | 0.083733 | 0.058081 | 0.045712 | 0.078216 | 8.86% | 8.57% | 4.04% | 6.698% | -0.95% | 4.484% | 15.67% | 2.116% | 13.77% | 9.719% | 5.705% | 3.215% | 1.762% | 2.974%
132kV/EHV | Small Non Domestic Two Rate | 132kV/EHVSmall Non Domestic Two Rate | 1.7749 | 1.9781 | 1.8239 | 2.9324 | 1.809 | 2.2119 | 2.4997 | 1.1841 | 1.5421 | 1.4313 | 1.4687 | 1.8107 | 2.4252 | 2.4817 | 1.9808 | 2.1887 | 1.9063 | 3.1526 | 1.8555 | 2.3493 | 2.8857 | 1.2886 | 1.8082 | 1.5415 | 1.5525 | 1.8701 | 2.5047 | 2.5791 | 0.20586 | 0.2106 | 0.082451 | 0.22018 | 0.04644 | 0.13743 | 0.38605 | 0.10448 | 0.26613 | 0.11022 | 0.083742 | 0.059375 | 0.079491 | 0.097332 | 11.6% | 10.65% | 4.521% | 7.508% | 2.567% | 6.213% | 15.44% | 8.823% | 17.26% | 7.701% | 5.702% | 3.279% | 3.278% | 3.922%
132kV/EHV | Small Non Domestic Off Peak (related MPAN) | 132kV/EHVSmall Non Domestic Off Peak (related MPAN) | 0.669 | 1.096 | 1.226 | 1.835 | 0.9 | 1.472 | 1.0552 | 0 | 0.75 | 0.284 | 0.76572 | 1.1036 | 1.424 | 1.482 | 0.758 | 1.311 | 1.256 | 2.033 | 0.79542 | 1.649 | 1.4144 | 0 | 0.759 | 0.318 | 0.82406 | 1.1264 | 1.434 | 1.581 | 0.089 | 0.215 | 0.03 | 0.198 | -0.10458 | 0.177 | 0.35921 | 0 | 0.009 | 0.034 | 0.05834 | 0.022835 | 0.01 | 0.099 | 13.3% | 19.62% | 2.447% | 10.79% | -11.62% | 12.02% | 34.04% |  | 1.2% | 11.97% | 7.619% | 2.069% | 0.7022% | 6.68%
132kV/EHV | LV Medium Non-Domestic | 132kV/EHVLV Medium Non-Domestic | 1.821 | 2.1842 | 1.9404 | 2.957 | 1.7561 | 2.2932 | 2.482 | 1.2609 | 1.6805 | 1.4242 | 1.4678 | 1.8066 | 2.4512 | 2.5101 | 1.9824 | 2.3176 | 2.0019 | 3.2978 | 1.6638 | 2.4657 | 2.8709 | 1.5478 | 1.8535 | 1.5626 | 1.5515 | 1.8647 | 2.5383 | 2.6611 | 0.16135 | 0.13341 | 0.061504 | 0.3408 | -0.092346 | 0.17251 | 0.38882 | 0.28683 | 0.17298 | 0.13842 | 0.083733 | 0.058081 | 0.087072 | 0.15099 | 8.86% | 6.108% | 3.17% | 11.53% | -5.259% | 7.522% | 15.67% | 22.75% | 10.29% | 9.719% | 5.705% | 3.215% | 3.552% | 6.015%
132kV/EHV | LV Sub Medium Non-Domestic | 132kV/EHVLV Sub Medium Non-Domestic | 0.97607 | 1.2406 | 1.1323 | 2.2622 | 1.0104 | 1.695 | 1.4165 | 0.96381 | 0.96138 | 0.80728 | 0.79197 | 0.90742 | 1.3998 | 1.5729 | 1.0626 | 1.3469 | 1.178 | 2.4138 | 1.0008 | 1.8017 | 1.6384 | 1.0353 | 1.0496 | 0.88574 | 0.83715 | 0.9366 | 1.4245 | 1.6294 | 0.086481 | 0.10632 | 0.045738 | 0.15153 | -0.0095991 | 0.1067 | 0.2219 | 0.071504 | 0.088255 | 0.078461 | 0.04518 | 0.029173 | 0.024669 | 0.056532 | 8.86% | 8.57% | 4.04% | 6.698% | -0.95% | 6.295% | 15.67% | 7.419% | 9.18% | 9.719% | 5.705% | 3.215% | 1.762% | 3.594%
132kV/EHV | HV Medium Non-Domestic | 132kV/EHVHV Medium Non-Domestic | 0.74865 | 0.96002 | 0.8517 | 2.0666 | 0.8374 | 1.4837 | 1.2132 | 0.82249 | 0.80433 | 0.68101 | 0.61556 | 0.69108 | 1.1074 | 1.2366 | 0.81498 | 1.0423 | 0.8861 | 2.205 | 0.82945 | 1.5771 | 1.4032 | 0.88351 | 0.87817 | 0.7472 | 0.65067 | 0.7133 | 1.1269 | 1.2811 | 0.066332 | 0.082273 | 0.034405 | 0.13842 | -0.0079553 | 0.093393 | 0.19005 | 0.06102 | 0.073838 | 0.066189 | 0.035116 | 0.022218 | 0.019515 | 0.044447 | 8.86% | 8.57% | 4.04% | 6.698% | -0.95% | 6.295% | 15.67% | 7.419% | 9.18% | 9.719% | 5.705% | 3.215% | 1.762% | 3.594%
132kV/EHV | LV Network Domestic | 132kV/EHVLV Network Domestic | 1.821 | 2.2768 | 2.0669 | 3.2624 | 1.8162 | 2.732 | 2.482 | 1.5068 | 1.6977 | 1.4242 | 1.4678 | 1.8066 | 2.5939 | 2.6296 | 1.9824 | 2.472 | 2.1504 | 3.4809 | 1.7989 | 2.9039 | 2.8709 | 1.6186 | 1.8535 | 1.5626 | 1.5515 | 1.8647 | 2.6396 | 2.7241 | 0.16135 | 0.19512 | 0.083492 | 0.21852 | -0.017254 | 0.17197 | 0.38882 | 0.11179 | 0.15585 | 0.13842 | 0.083733 | 0.058081 | 0.045712 | 0.094512 | 8.86% | 8.57% | 4.04% | 6.698% | -0.95% | 6.295% | 15.67% | 7.419% | 9.18% | 9.719% | 5.705% | 3.215% | 1.762% | 3.594%
132kV/EHV | LV Network Non-Domestic Non-CT | 132kV/EHVLV Network Non-Domestic Non-CT | 1.821 | 2.2768 | 2.0669 | 3.0461 | 1.8162 | 2.4209 | 2.482 | 0.73975 | 1.5946 | 1.4242 | 1.4678 | 1.8066 | 2.4835 | 2.5081 | 1.9824 | 2.3265 | 2.0281 | 3.3555 | 1.7989 | 2.559 | 2.8709 | 0.89312 | 1.6743 | 1.5571 | 1.5515 | 1.8647 | 2.5878 | 2.5233 | 0.16135 | 0.04965 | -0.038747 | 0.30936 | -0.017254 | 0.13805 | 0.38882 | 0.15337 | 0.079671 | 0.13296 | 0.083733 | 0.058081 | 0.10436 | 0.015174 | 8.86% | 2.181% | -1.875% | 10.16% | -0.95% | 5.702% | 15.67% | 20.73% | 4.996% | 9.336% | 5.705% | 3.215% | 4.202% | 0.605%
132kV/EHV | LV HH Metered | 132kV/EHVLV HH Metered | 1.821 | 2.2174 | 1.9294 | 3.2624 | 1.8162 | 2.4314 | 2.482 | 1.5068 | 1.6977 | 1.4242 | 1.4678 | 1.8066 | 2.5939 | 2.6296 | 1.9824 | 2.4264 | 2.0897 | 3.4809 | 1.7989 | 2.6079 | 2.8709 | 1.6186 | 1.8535 | 1.5626 | 1.5515 | 1.8647 | 2.6396 | 2.7241 | 0.16135 | 0.20901 | 0.16024 | 0.21852 | -0.017254 | 0.17649 | 0.38882 | 0.11179 | 0.15585 | 0.13842 | 0.083733 | 0.058081 | 0.045712 | 0.094512 | 8.86% | 9.426% | 8.305% | 6.698% | -0.95% | 7.259% | 15.67% | 7.419% | 9.18% | 9.719% | 5.705% | 3.215% | 1.762% | 3.594%
132kV/EHV | LV Sub HH Metered | 132kV/EHVLV Sub HH Metered | 0.97607 | 1.2406 | 1.1323 | 2.2622 | 1.0104 | 1.695 | 1.4165 | 0.96381 | 0.96138 | 0.80728 | 0.79197 | 0.90742 | 1.3998 | 1.5729 | 1.0626 | 1.3469 | 1.178 | 2.4138 | 1.0008 | 1.8017 | 1.6384 | 1.0353 | 1.0496 | 0.88574 | 0.83715 | 0.9366 | 1.4245 | 1.6294 | 0.086481 | 0.10632 | 0.045738 | 0.15153 | -0.0095991 | 0.1067 | 0.2219 | 0.071504 | 0.088255 | 0.078461 | 0.04518 | 0.029173 | 0.024669 | 0.056532 | 8.86% | 8.57% | 4.04% | 6.698% | -0.95% | 6.295% | 15.67% | 7.419% | 9.18% | 9.719% | 5.705% | 3.215% | 1.762% | 3.594%
132kV/EHV | HV HH Metered | 132kV/EHVHV HH Metered | 0.74865 | 0.96002 | 0.8517 | 2.0666 | 0.8374 | 1.4837 | 1.2132 | 0.82249 | 0.80433 | 0.68101 | 0.61556 | 0.69108 | 1.1074 | 1.2366 | 0.81498 | 1.0423 | 0.8861 | 2.205 | 0.82945 | 1.5771 | 1.4032 | 0.88351 | 0.87817 | 0.7472 | 0.65067 | 0.7133 | 1.1269 | 1.2811 | 0.066332 | 0.082273 | 0.034405 | 0.13842 | -0.0079553 | 0.093393 | 0.19005 | 0.06102 | 0.073838 | 0.066189 | 0.035116 | 0.022218 | 0.019515 | 0.044447 | 8.86% | 8.57% | 4.04% | 6.698% | -0.95% | 6.295% | 15.67% | 7.419% | 9.18% | 9.719% | 5.705% | 3.215% | 1.762% | 3.594%
132kV/EHV | NHH UMS category A | 132kV/EHVNHH UMS category A | 1.821 | 1.877 | 1.565 | 3.2624 | 1.8162 | 2.148 | 2.336 | 1.5068 | 1.6977 | 1.4242 | 1.4678 | 1.8066 | 2.5939 | 2.6296 | 1.9824 | 1.972 | 1.602 | 3.4809 | 1.7989 | 2.287 | 2.706 | 1.6186 | 1.8535 | 1.5626 | 1.5515 | 1.8647 | 2.6396 | 2.7241 | 0.16135 | 0.095 | 0.037 | 0.21852 | -0.017254 | 0.139 | 0.37 | 0.11179 | 0.15585 | 0.13842 | 0.083733 | 0.058081 | 0.045712 | 0.094512 | 8.86% | 5.061% | 2.364% | 6.698% | -0.95% | 6.471% | 15.84% | 7.419% | 9.18% | 9.719% | 5.705% | 3.215% | 1.762% | 3.594%
132kV/EHV | NHH UMS category B | 132kV/EHVNHH UMS category B | 1.821 | 2.176 | 1.663 | 3.2624 | 1.8162 | 2.372 | 2.482 | 1.5068 | 1.6977 | 1.4242 | 1.4678 | 1.8066 | 2.5939 | 2.6296 | 1.9824 | 2.283 | 1.707 | 3.4809 | 1.7989 | 2.539 | 2.8709 | 1.6186 | 1.8535 | 1.5626 | 1.5515 | 1.8647 | 2.6396 | 2.7241 | 0.16135 | 0.107 | 0.044 | 0.21852 | -0.017254 | 0.167 | 0.38882 | 0.11179 | 0.15585 | 0.13842 | 0.083733 | 0.058081 | 0.045712 | 0.094512 | 8.86% | 4.917% | 2.646% | 6.698% | -0.95% | 7.04% | 15.67% | 7.419% | 9.18% | 9.719% | 5.705% | 3.215% | 1.762% | 3.594%
132kV/EHV | NHH UMS category C | 132kV/EHVNHH UMS category C | 1.821 | 2.2768 | 2.0669 | 3.2624 | 1.8162 | 2.732 | 2.482 | 1.5068 | 1.6977 | 1.4242 | 1.4678 | 1.8066 | 2.5939 | 2.6296 | 1.9824 | 2.472 | 2.1504 | 3.4809 | 1.7989 | 2.9039 | 2.8709 | 1.6186 | 1.8535 | 1.5626 | 1.5515 | 1.8647 | 2.6396 | 2.7241 | 0.16135 | 0.19512 | 0.083492 | 0.21852 | -0.017254 | 0.17197 | 0.38882 | 0.11179 | 0.15585 | 0.13842 | 0.083733 | 0.058081 | 0.045712 | 0.094512 | 8.86% | 8.57% | 4.04% | 6.698% | -0.95% | 6.295% | 15.67% | 7.419% | 9.18% | 9.719% | 5.705% | 3.215% | 1.762% | 3.594%
132kV/EHV | NHH UMS category D | 132kV/EHVNHH UMS category D | 1.821 | 1.679 | 1.514 | 3.2624 | 1.804 | 1.986 | 2.105 | 1.5068 | 1.672 | 1.238 | 1.4678 | 1.8066 | 2.5939 | 2.6296 | 1.9824 | 1.762 | 1.547 | 3.4809 | 1.7989 | 2.104 | 2.52 | 1.6186 | 1.83 | 1.461 | 1.5515 | 1.8647 | 2.6396 | 2.7241 | 0.16135 | 0.083 | 0.033 | 0.21852 | -0.0050812 | 0.118 | 0.415 | 0.11179 | 0.158 | 0.223 | 0.083733 | 0.058081 | 0.045712 | 0.094512 | 8.86% | 4.943% | 2.18% | 6.698% | -0.2817% | 5.942% | 19.71% | 7.419% | 9.45% | 18.01% | 5.705% | 3.215% | 1.762% | 3.594%
132kV/EHV | LV UMS (Pseudo HH Metered) | 132kV/EHVLV UMS (Pseudo HH Metered) | 1.821 | 2.1461 | 1.645 | 3.2624 | 1.8162 | 2.3965 | 2.482 | 1.5068 | 1.6977 | 1.4242 | 1.4678 | 1.8066 | 2.5939 | 2.6296 | 1.9824 | 2.2553 | 1.6846 | 3.4809 | 1.7989 | 2.5642 | 2.8709 | 1.6186 | 1.8535 | 1.5626 | 1.5515 | 1.8647 | 2.6396 | 2.7241 | 0.16135 | 0.10915 | 0.039572 | 0.21852 | -0.017254 | 0.16773 | 0.38882 | 0.11179 | 0.15585 | 0.13842 | 0.083733 | 0.058081 | 0.045712 | 0.094512 | 8.86% | 5.086% | 2.406% | 6.698% | -0.95% | 6.999% | 15.67% | 7.419% | 9.18% | 9.719% | 5.705% | 3.215% | 1.762% | 3.594%
132kV/EHV | LV Generation NHH or Aggregate HH | 132kV/EHVLV Generation NHH or Aggregate HH | -0.922 | -0.701 | -0.498 | -1.215 | -0.808 | -0.762 | -1.192 | -0.96381 | -0.888 | -0.80728 | -0.633 | -0.596 | -0.696 | -0.831 | -0.976 | -0.671 | -0.511 | -1.211 | -0.808 | -0.753 | -1.228 | -1.0353 | -0.944 | -0.88574 | -0.625 | -0.596 | -0.693 | -0.832 | -0.054 | 0.03 | -0.013 | 0.004 | 0 | 0.009 | -0.036 | -0.071504 | -0.056 | -0.078461 | 0.008 | 0 | 0.003 | -0.001 | 5.857% | -4.28% | 2.61% | -0.3292% | 0% | -1.181% | 3.02% | 7.419% | 6.306% | 9.719% | -1.264% | 0% | -0.431% | 0.1203%
132kV/EHV | LV Sub Generation NHH | 132kV/EHVLV Sub Generation NHH | -0.74 | -0.593 | -0.436 | -1.06 | -0.708 | -0.673 | -1.075 | -0.82249 | -0.793 | -0.68101 | -0.557 | -0.508 | -0.629 | -0.757 | -0.781 | -0.595 | -0.454 | -1.078 | -0.714 | -0.658 | -1.098 | -0.88351 | -0.841 | -0.7472 | -0.548 | -0.503 | -0.625 | -0.758 | -0.041 | -0.002 | -0.018 | -0.018 | -0.006 | 0.015 | -0.023 | -0.06102 | -0.048 | -0.066189 | 0.009 | 0.005 | 0.004 | -0.001 | 5.541% | 0.3373% | 4.128% | 1.698% | 0.8475% | -2.229% | 2.14% | 7.419% | 6.053% | 9.719% | -1.616% | -0.9843% | -0.6359% | 0.1321%
132kV/EHV | LV Generation Intermittent | 132kV/EHVLV Generation Intermittent | -0.91061 | -0.69286 | -0.48843 | -1.2144 | -0.75816 | -0.74849 | -1.1697 | -0.96381 | -0.87262 | -0.80728 | -0.6204 | -0.58168 | -0.68404 | -0.80582 | -0.96496 | -0.66538 | -0.49996 | -1.1939 | -0.78695 | -0.74117 | -1.2083 | -1.0353 | -0.92936 | -0.88574 | -0.61241 | -0.57175 | -0.67869 | -0.80946 | -0.054349 | 0.027474 | -0.011525 | 0.020446 | -0.028799 | 0.007327 | -0.038614 | -0.071504 | -0.056736 | -0.078461 | 0.0079879 | 0.0099291 | 0.0053494 | -0.003643 | 5.968% | -3.965% | 2.36% | -1.684% | 3.799% | -0.9789% | 3.301% | 7.419% | 6.502% | 9.719% | -1.288% | -1.707% | -0.782% | 0.4521%
132kV/EHV | LV Generation Non-Intermittent | 132kV/EHVLV Generation Non-Intermittent | -0.88958 | -0.70588 | -0.48725 | -1.2816 | -0.81181 | -0.75821 | -1.227 | -0.96381 | -0.84233 | -0.80728 | -0.66581 | -0.61144 | -0.70894 | -0.75303 | -0.9168 | -0.67897 | -0.50529 | -1.2334 | -0.87345 | -0.85634 | -1.242 | -1.0353 | -0.96897 | -0.88574 | -0.65388 | -0.59906 | -0.68639 | -0.7637 | -0.027221 | 0.026904 | -0.018034 | 0.048173 | -0.061632 | -0.098131 | -0.015049 | -0.071504 | -0.12664 | -0.078461 | 0.011934 | 0.012374 | 0.022551 | -0.010669 | 3.06% | -3.812% | 3.701% | -3.759% | 7.592% | 12.94% | 1.227% | 7.419% | 15.03% | 9.719% | -1.792% | -2.024% | -3.181% | 1.417%
132kV/EHV | LV Sub Generation Intermittent | 132kV/EHVLV Sub Generation Intermittent | -0.73202 | -0.58941 | -0.4341 | -1.0595 | -0.66266 | -0.62406 | -1.0715 | -0.82249 | -0.79235 | -0.41326 | -0.53782 | -0.49352 | -0.61323 | -0.757 | -0.77516 | -0.59023 | -0.4518 | -1.078 | -0.69496 | -0.62109 | -1.0959 | -0.88351 | -0.84032 | -0.63611 | -0.5384 | -0.48957 | -0.60927 | -0.75718 | -0.043131 | -0.00081429 | -0.017696 | -0.018507 | -0.032296 | 0.0029619 | -0.024385 | -0.06102 | -0.047968 | -0.22285 | -0.00058103 | 0.0039498 | 0.0039517 | -0.00017786 | 5.892% | 0.1382% | 4.077% | 1.747% | 4.874% | -0.4746% | 2.276% | 7.419% | 6.054% | 53.93% | 0.108% | -0.8003% | -0.6444% | 0.02349%
132kV/EHV | LV Sub Generation Non-Intermittent | 132kV/EHVLV Sub Generation Non-Intermittent | -0.6964 | -0.59651 | -0.44145 | -1.1168 | -0.71128 | -0.7088 | -1.0701 | -0.82249 | -0.7505 | -0.68101 | -0.56708 | -0.50616 | -0.63813 | -0.68916 | -0.80578 | -0.59523 | -0.44792 | -1.0982 | -0.77242 | -0.67238 | -1.081 | -0.88351 | -0.86089 | -0.7472 | -0.51387 | -0.49805 | -0.6306 | -0.68561 | -0.10937 | 0.0012792 | -0.0064744 | 0.018596 | -0.06114 | 0.036416 | -0.010967 | -0.06102 | -0.11039 | -0.066189 | 0.053207 | 0.0081035 | 0.0075303 | 0.0035504 | 15.71% | -0.2145% | 1.467% | -1.665% | 8.596% | -5.138% | 1.025% | 7.419% | 14.71% | 9.719% | -9.383% | -1.601% | -1.18% | -0.5152%
132kV/EHV | HV Generation Intermittent | 132kV/EHVHV Generation Intermittent | -0.29925 | -0.39042 | -0.30571 | -0.49099 | -0.31714 | -0.39525 | -0.43366 | -0.51421 | -0.28055 | -0.3586 | -0.18244 | -0.24316 | -0.36807 | -0.2699 | -0.32576 | -0.37299 | -0.3014 | -0.46753 | -0.31413 | -0.38586 | -0.50159 | -0.55236 | -0.30631 | -0.39345 | -0.19284 | -0.24784 | -0.37456 | -0.2796 | -0.026514 | 0.01743 | 0.0043061 | 0.023467 | 0.0030129 | 0.0093934 | -0.067934 | -0.038148 | -0.025755 | -0.034853 | -0.010407 | -0.0046808 | -0.0064865 | -0.0097005 | 8.86% | -4.464% | -1.409% | -4.78% | -0.95% | -2.377% | 15.67% | 7.419% | 9.18% | 9.719% | 5.705% | 1.925% | 1.762% | 3.594%
132kV/EHV | HV Generation Non-Intermittent | 132kV/EHVHV Generation Non-Intermittent | -0.29925 | -0.39042 | -0.36245 | -0.54056 | -0.31714 | -0.40596 | -0.43366 | -0.51421 | -0.28055 | -0.3586 | -0.18244 | -0.24705 | -0.36807 | -0.2699 | -0.32576 | -0.41523 | -0.37709 | -0.61317 | -0.31413 | -0.40089 | -0.50159 | -0.55236 | -0.30631 | -0.39345 | -0.19284 | -0.255 | -0.37456 | -0.2796 | -0.026514 | -0.024807 | -0.014641 | -0.072607 | 0.0030129 | 0.0050773 | -0.067934 | -0.038148 | -0.025755 | -0.034853 | -0.010407 | -0.0079426 | -0.0064865 | -0.0097005 | 8.86% | 6.354% | 4.04% | 13.43% | -0.95% | -1.251% | 15.67% | 7.419% | 9.18% | 9.719% | 5.705% | 3.215% | 1.762% | 3.594%
EHV | Domestic Unrestricted | EHVDomestic Unrestricted | 1.7061 | 2.107 | 1.9133 | 2.8528 | 1.6684 | 2.4678 | 2.3136 | 1.2207 | 1.5814 | 1.2636 | 1.4125 | 1.7698 | 2.4272 | 2.5245 | 1.8572 | 2.2876 | 1.9905 | 3.0439 | 1.6525 | 2.6231 | 2.6761 | 1.3113 | 1.7266 | 1.3864 | 1.4931 | 1.8267 | 2.4699 | 2.6152 | 0.15116 | 0.18057 | 0.077286 | 0.19108 | -0.015849 | 0.15534 | 0.36244 | 0.090564 | 0.14518 | 0.12281 | 0.080582 | 0.056899 | 0.042773 | 0.090734 | 8.86% | 8.57% | 4.04% | 6.698% | -0.95% | 6.295% | 15.67% | 7.419% | 9.18% | 9.719% | 5.705% | 3.215% | 1.762% | 3.594%
EHV | Domestic Two Rate | EHVDomestic Two Rate | 1.7258 | 2.0888 | 1.8862 | 3.0912 | 1.786 | 2.3863 | 2.3499 | 1.3037 | 1.6081 | 1.2847 | 1.4233 | 1.7825 | 2.4646 | 2.5319 | 1.8741 | 2.2776 | 1.9788 | 3.3195 | 1.7854 | 2.5976 | 2.7075 | 1.3899 | 1.7554 | 1.4049 | 1.5016 | 1.8397 | 2.5122 | 2.6241 | 0.14829 | 0.18876 | 0.092611 | 0.2283 | -0.00061254 | 0.21129 | 0.3576 | 0.086206 | 0.14725 | 0.12019 | 0.078301 | 0.057216 | 0.047647 | 0.092198 | 8.593% | 9.037% | 4.91% | 7.386% | -0.0343% | 8.855% | 15.22% | 6.612% | 9.157% | 9.355% | 5.501% | 3.21% | 1.933% | 3.641%
EHV | Domestic Off Peak (related MPAN) | EHVDomestic Off Peak (related MPAN) | 0.67823 | 1.099 | 1.198 | 1.936 | 0.804 | 1.098 | 1.1456 | 0 | 0.41547 | 0.14147 | 0.81906 | 0.94576 | 1.3913 | 1.48 | 0.75698 | 1.25 | 1.213 | 2.127 | 0.69454 | 1.275 | 1.5025 | 0 | 0.44882 | 0.16959 | 0.89732 | 0.99793 | 1.4117 | 1.5566 | 0.078745 | 0.151 | 0.015 | 0.191 | -0.10946 | 0.177 | 0.35681 | 0 | 0.033348 | 0.028119 | 0.078255 | 0.052173 | 0.020432 | 0.07662 | 11.61% | 13.74% | 1.252% | 9.866% | -13.61% | 16.12% | 31.14% |  | 8.027% | 19.88% | 9.554% | 5.517% | 1.469% | 5.177%
EHV | Small Non Domestic Unrestricted | EHVSmall Non Domestic Unrestricted | 1.7061 | 2.107 | 1.9133 | 2.8528 | 1.6684 | 2.4678 | 2.3136 | 1.2207 | 1.5814 | 1.2636 | 1.4125 | 1.7698 | 2.4272 | 2.5245 | 1.8572 | 2.2876 | 1.9905 | 3.0439 | 1.6525 | 2.6231 | 2.6761 | 1.3113 | 1.7266 | 1.3864 | 1.4931 | 1.8267 | 2.4699 | 2.6152 | 0.15116 | 0.18057 | 0.077286 | 0.19108 | -0.015849 | 0.15534 | 0.36244 | 0.090564 | 0.14518 | 0.12281 | 0.080582 | 0.056899 | 0.042773 | 0.090734 | 8.86% | 8.57% | 4.04% | 6.698% | -0.95% | 6.295% | 15.67% | 7.419% | 9.18% | 9.719% | 5.705% | 3.215% | 1.762% | 3.594%
EHV | Small Non Domestic Two Rate | EHVSmall Non Domestic Two Rate | 1.7339 | 1.9781 | 1.8239 | 2.9324 | 1.7117 | 2.2119 | 2.3301 | 1.1841 | 1.5421 | 1.2731 | 1.4135 | 1.7739 | 2.4252 | 2.4817 | 1.8888 | 2.1887 | 1.9063 | 3.1526 | 1.7045 | 2.3493 | 2.6899 | 1.2886 | 1.7348 | 1.3952 | 1.4941 | 1.8321 | 2.5034 | 2.5791 | 0.15489 | 0.2106 | 0.082451 | 0.22018 | -0.0072254 | 0.13743 | 0.35986 | 0.10448 | 0.19275 | 0.12215 | 0.08059 | 0.058167 | 0.078181 | 0.097332 | 8.933% | 10.65% | 4.521% | 7.508% | -0.4221% | 6.213% | 15.44% | 8.823% | 12.5% | 9.594% | 5.702% | 3.279% | 3.224% | 3.922%
EHV | Small Non Domestic Off Peak (related MPAN) | EHVSmall Non Domestic Off Peak (related MPAN) | 0.65355 | 1.096 | 1.226 | 1.835 | 0.85157 | 1.472 | 0.98362 | 0 | 0.75 | 0.25261 | 0.7369 | 1.0811 | 1.424 | 1.482 | 0.72281 | 1.311 | 1.256 | 2.033 | 0.73068 | 1.649 | 1.3185 | 0 | 0.7282 | 0.28783 | 0.79305 | 1.1035 | 1.4332 | 1.581 | 0.069259 | 0.215 | 0.03 | 0.198 | -0.12089 | 0.177 | 0.33484 | 0 | -0.0218 | 0.035216 | 0.056145 | 0.02237 | 0.0092498 | 0.099 | 10.6% | 19.62% | 2.447% | 10.79% | -14.2% | 12.02% | 34.04% |  | -2.907% | 13.94% | 7.619% | 2.069% | 0.6496% | 6.68%
EHV | LV Medium Non-Domestic | EHVLV Medium Non-Domestic | 1.7061 | 2.107 | 1.9133 | 2.8528 | 1.6684 | 2.2932 | 2.3136 | 1.2207 | 1.5814 | 1.2636 | 1.4125 | 1.7698 | 2.4272 | 2.5101 | 1.8572 | 2.2876 | 1.9905 | 3.0439 | 1.6525 | 2.4657 | 2.6761 | 1.3113 | 1.7266 | 1.3864 | 1.4931 | 1.8267 | 2.4699 | 2.6152 | 0.15116 | 0.18057 | 0.077286 | 0.19108 | -0.015849 | 0.17251 | 0.36244 | 0.090564 | 0.14518 | 0.12281 | 0.080582 | 0.056899 | 0.042773 | 0.10512 | 8.86% | 8.57% | 4.04% | 6.698% | -0.95% | 7.522% | 15.67% | 7.419% | 9.18% | 9.719% | 5.705% | 3.215% | 1.762% | 4.188%
EHV | LV Sub Medium Non-Domestic | EHVLV Sub Medium Non-Domestic | 0.86112 | 1.0707 | 0.97863 | 1.8526 | 0.86262 | 1.4309 | 1.2481 | 0.67771 | 0.84512 | 0.64671 | 0.73673 | 0.87066 | 1.2331 | 1.4677 | 0.93742 | 1.1625 | 1.0182 | 1.9767 | 0.85443 | 1.521 | 1.4436 | 0.72799 | 0.92271 | 0.70957 | 0.77876 | 0.89865 | 1.2548 | 1.5205 | 0.076297 | 0.091762 | 0.039532 | 0.12409 | -0.0081949 | 0.09007 | 0.19552 | 0.050279 | 0.077583 | 0.062855 | 0.042028 | 0.027991 | 0.021731 | 0.052753 | 8.86% | 8.57% | 4.04% | 6.698% | -0.95% | 6.295% | 15.67% | 7.419% | 9.18% | 9.719% | 5.705% | 3.215% | 1.762% | 3.594%
EHV | HV Medium Non-Domestic | EHVHV Medium Non-Domestic | 0.6337 | 0.79019 | 0.69808 | 1.657 | 0.68959 | 1.2195 | 1.0448 | 0.5364 | 0.68808 | 0.52044 | 0.56032 | 0.65432 | 0.94066 | 1.1315 | 0.68985 | 0.8579 | 0.72628 | 1.768 | 0.68304 | 1.2963 | 1.2084 | 0.57619 | 0.75125 | 0.57103 | 0.59229 | 0.67535 | 0.95724 | 1.1722 | 0.056147 | 0.067718 | 0.028199 | 0.11099 | -0.0065511 | 0.076765 | 0.16367 | 0.039795 | 0.063166 | 0.050583 | 0.031965 | 0.021036 | 0.016577 | 0.040668 | 8.86% | 8.57% | 4.04% | 6.698% | -0.95% | 6.295% | 15.67% | 7.419% | 9.18% | 9.719% | 5.705% | 3.215% | 1.762% | 3.594%
EHV | LV Network Domestic | EHVLV Network Domestic | 1.7061 | 2.107 | 1.9133 | 2.8528 | 1.6684 | 2.4678 | 2.3136 | 1.2207 | 1.5814 | 1.2636 | 1.4125 | 1.7698 | 2.4272 | 2.5245 | 1.8572 | 2.2876 | 1.9905 | 3.0439 | 1.6525 | 2.6231 | 2.6761 | 1.3113 | 1.7266 | 1.3864 | 1.4931 | 1.8267 | 2.4699 | 2.6152 | 0.15116 | 0.18057 | 0.077286 | 0.19108 | -0.015849 | 0.15534 | 0.36244 | 0.090564 | 0.14518 | 0.12281 | 0.080582 | 0.056899 | 0.042773 | 0.090734 | 8.86% | 8.57% | 4.04% | 6.698% | -0.95% | 6.295% | 15.67% | 7.419% | 9.18% | 9.719% | 5.705% | 3.215% | 1.762% | 3.594%
EHV | LV Network Non-Domestic Non-CT | EHVLV Network Non-Domestic Non-CT | 1.7061 | 2.107 | 1.9133 | 2.8528 | 1.6684 | 2.4209 | 2.3136 | 0.73975 | 1.5814 | 1.2636 | 1.4125 | 1.7698 | 2.4272 | 2.5081 | 1.8572 | 2.2876 | 1.9905 | 3.0439 | 1.6525 | 2.559 | 2.6761 | 0.89312 | 1.6743 | 1.3864 | 1.4931 | 1.8267 | 2.4699 | 2.5233 | 0.15116 | 0.18057 | 0.077286 | 0.19108 | -0.015849 | 0.13805 | 0.36244 | 0.15337 | 0.092856 | 0.12281 | 0.080582 | 0.056899 | 0.042773 | 0.015174 | 8.86% | 8.57% | 4.04% | 6.698% | -0.95% | 5.702% | 15.67% | 20.73% | 5.872% | 9.719% | 5.705% | 3.215% | 1.762% | 0.605%
EHV | LV HH Metered | EHVLV HH Metered | 1.7061 | 2.107 | 1.9133 | 2.8528 | 1.6684 | 2.4314 | 2.3136 | 1.2207 | 1.5814 | 1.2636 | 1.4125 | 1.7698 | 2.4272 | 2.5245 | 1.8572 | 2.2876 | 1.9905 | 3.0439 | 1.6525 | 2.6079 | 2.6761 | 1.3113 | 1.7266 | 1.3864 | 1.4931 | 1.8267 | 2.4699 | 2.6152 | 0.15116 | 0.18057 | 0.077286 | 0.19108 | -0.015849 | 0.17649 | 0.36244 | 0.090564 | 0.14518 | 0.12281 | 0.080582 | 0.056899 | 0.042773 | 0.090734 | 8.86% | 8.57% | 4.04% | 6.698% | -0.95% | 7.259% | 15.67% | 7.419% | 9.18% | 9.719% | 5.705% | 3.215% | 1.762% | 3.594%
EHV | LV Sub HH Metered | EHVLV Sub HH Metered | 0.86112 | 1.0707 | 0.97863 | 1.8526 | 0.86262 | 1.4309 | 1.2481 | 0.67771 | 0.84512 | 0.64671 | 0.73673 | 0.87066 | 1.2331 | 1.4677 | 0.93742 | 1.1625 | 1.0182 | 1.9767 | 0.85443 | 1.521 | 1.4436 | 0.72799 | 0.92271 | 0.70957 | 0.77876 | 0.89865 | 1.2548 | 1.5205 | 0.076297 | 0.091762 | 0.039532 | 0.12409 | -0.0081949 | 0.09007 | 0.19552 | 0.050279 | 0.077583 | 0.062855 | 0.042028 | 0.027991 | 0.021731 | 0.052753 | 8.86% | 8.57% | 4.04% | 6.698% | -0.95% | 6.295% | 15.67% | 7.419% | 9.18% | 9.719% | 5.705% | 3.215% | 1.762% | 3.594%
EHV | HV HH Metered | EHVHV HH Metered | 0.6337 | 0.79019 | 0.69808 | 1.657 | 0.68959 | 1.2195 | 1.0448 | 0.5364 | 0.68808 | 0.52044 | 0.56032 | 0.65432 | 0.94066 | 1.1315 | 0.68985 | 0.8579 | 0.72628 | 1.768 | 0.68304 | 1.2963 | 1.2084 | 0.57619 | 0.75125 | 0.57103 | 0.59229 | 0.67535 | 0.95724 | 1.1722 | 0.056147 | 0.067718 | 0.028199 | 0.11099 | -0.0065511 | 0.076765 | 0.16367 | 0.039795 | 0.063166 | 0.050583 | 0.031965 | 0.021036 | 0.016577 | 0.040668 | 8.86% | 8.57% | 4.04% | 6.698% | -0.95% | 6.295% | 15.67% | 7.419% | 9.18% | 9.719% | 5.705% | 3.215% | 1.762% | 3.594%
EHV | NHH UMS category A | EHVNHH UMS category A | 1.7061 | 1.877 | 1.565 | 2.8528 | 1.6684 | 2.148 | 2.3136 | 1.2207 | 1.5814 | 1.2636 | 1.4125 | 1.7698 | 2.4272 | 2.5245 | 1.8572 | 1.972 | 1.602 | 3.0439 | 1.6525 | 2.287 | 2.6761 | 1.3113 | 1.7266 | 1.3864 | 1.4931 | 1.8267 | 2.4699 | 2.6152 | 0.15116 | 0.095 | 0.037 | 0.19108 | -0.015849 | 0.139 | 0.36244 | 0.090564 | 0.14518 | 0.12281 | 0.080582 | 0.056899 | 0.042773 | 0.090734 | 8.86% | 5.061% | 2.364% | 6.698% | -0.95% | 6.471% | 15.67% | 7.419% | 9.18% | 9.719% | 5.705% | 3.215% | 1.762% | 3.594%
EHV | NHH UMS category B | EHVNHH UMS category B | 1.7061 | 2.107 | 1.663 | 2.8528 | 1.6684 | 2.372 | 2.3136 | 1.2207 | 1.5814 | 1.2636 | 1.4125 | 1.7698 | 2.4272 | 2.5245 | 1.8572 | 2.283 | 1.707 | 3.0439 | 1.6525 | 2.539 | 2.6761 | 1.3113 | 1.7266 | 1.3864 | 1.4931 | 1.8267 | 2.4699 | 2.6152 | 0.15116 | 0.176 | 0.044 | 0.19108 | -0.015849 | 0.167 | 0.36244 | 0.090564 | 0.14518 | 0.12281 | 0.080582 | 0.056899 | 0.042773 | 0.090734 | 8.86% | 8.353% | 2.646% | 6.698% | -0.95% | 7.04% | 15.67% | 7.419% | 9.18% | 9.719% | 5.705% | 3.215% | 1.762% | 3.594%
EHV | NHH UMS category C | EHVNHH UMS category C | 1.7061 | 2.107 | 1.9133 | 2.8528 | 1.6684 | 2.4678 | 2.3136 | 1.2207 | 1.5814 | 1.2636 | 1.4125 | 1.7698 | 2.4272 | 2.5245 | 1.8572 | 2.2876 | 1.9905 | 3.0439 | 1.6525 | 2.6231 | 2.6761 | 1.3113 | 1.7266 | 1.3864 | 1.4931 | 1.8267 | 2.4699 | 2.6152 | 0.15116 | 0.18057 | 0.077286 | 0.19108 | -0.015849 | 0.15534 | 0.36244 | 0.090564 | 0.14518 | 0.12281 | 0.080582 | 0.056899 | 0.042773 | 0.090734 | 8.86% | 8.57% | 4.04% | 6.698% | -0.95% | 6.295% | 15.67% | 7.419% | 9.18% | 9.719% | 5.705% | 3.215% | 1.762% | 3.594%
EHV | NHH UMS category D | EHVNHH UMS category D | 1.7061 | 1.679 | 1.514 | 2.8528 | 1.6684 | 1.986 | 2.105 | 1.2207 | 1.5814 | 1.238 | 1.4125 | 1.7698 | 2.4272 | 2.5245 | 1.8572 | 1.762 | 1.547 | 3.0439 | 1.6525 | 2.104 | 2.52 | 1.3113 | 1.7266 | 1.3864 | 1.4931 | 1.8267 | 2.4699 | 2.6152 | 0.15116 | 0.083 | 0.033 | 0.19108 | -0.015849 | 0.118 | 0.415 | 0.090564 | 0.14518 | 0.14841 | 0.080582 | 0.056899 | 0.042773 | 0.090734 | 8.86% | 4.943% | 2.18% | 6.698% | -0.95% | 5.942% | 19.71% | 7.419% | 9.18% | 11.99% | 5.705% | 3.215% | 1.762% | 3.594%
EHV | LV UMS (Pseudo HH Metered) | EHVLV UMS (Pseudo HH Metered) | 1.7061 | 2.107 | 1.645 | 2.8528 | 1.6684 | 2.3965 | 2.3136 | 1.2207 | 1.5814 | 1.2636 | 1.4125 | 1.7698 | 2.4272 | 2.5245 | 1.8572 | 2.2553 | 1.6846 | 3.0439 | 1.6525 | 2.5642 | 2.6761 | 1.3113 | 1.7266 | 1.3864 | 1.4931 | 1.8267 | 2.4699 | 2.6152 | 0.15116 | 0.14829 | 0.039572 | 0.19108 | -0.015849 | 0.16773 | 0.36244 | 0.090564 | 0.14518 | 0.12281 | 0.080582 | 0.056899 | 0.042773 | 0.090734 | 8.86% | 7.038% | 2.406% | 6.698% | -0.95% | 6.999% | 15.67% | 7.419% | 9.18% | 9.719% | 5.705% | 3.215% | 1.762% | 3.594%
EHV | LV Generation NHH or Aggregate HH | EHVLV Generation NHH or Aggregate HH | -0.86112 | -0.701 | -0.498 | -1.215 | -0.808 | -0.762 | -1.192 | -0.67771 | -0.84512 | -0.64671 | -0.633 | -0.596 | -0.696 | -0.831 | -0.93742 | -0.671 | -0.511 | -1.211 | -0.808 | -0.753 | -1.228 | -0.72799 | -0.92271 | -0.70957 | -0.625 | -0.596 | -0.693 | -0.832 | -0.076297 | 0.03 | -0.013 | 0.004 | 0 | 0.009 | -0.036 | -0.050279 | -0.077583 | -0.062855 | 0.008 | 0 | 0.003 | -0.001 | 8.86% | -4.28% | 2.61% | -0.3292% | 0% | -1.181% | 3.02% | 7.419% | 9.18% | 9.719% | -1.264% | 0% | -0.431% | 0.1203%
EHV | LV Sub Generation NHH | EHVLV Sub Generation NHH | -0.6337 | -0.593 | -0.436 | -1.06 | -0.68959 | -0.673 | -1.0448 | -0.5364 | -0.68808 | -0.52044 | -0.557 | -0.508 | -0.629 | -0.757 | -0.68985 | -0.595 | -0.454 | -1.078 | -0.68304 | -0.658 | -1.098 | -0.57619 | -0.75125 | -0.57103 | -0.548 | -0.503 | -0.625 | -0.758 | -0.056147 | -0.002 | -0.018 | -0.018 | 0.0065511 | 0.015 | -0.053231 | -0.039795 | -0.063166 | -0.050583 | 0.009 | 0.005 | 0.004 | -0.001 | 8.86% | 0.3373% | 4.128% | 1.698% | -0.95% | -2.229% | 5.095% | 7.419% | 9.18% | 9.719% | -1.616% | -0.9843% | -0.6359% | 0.1321%
EHV | LV Generation Intermittent | EHVLV Generation Intermittent | -0.86112 | -0.69286 | -0.48843 | -1.2144 | -0.75816 | -0.74849 | -1.1697 | -0.67771 | -0.84512 | -0.64671 | -0.6204 | -0.58168 | -0.68404 | -0.80582 | -0.93742 | -0.66538 | -0.49996 | -1.1939 | -0.78695 | -0.74117 | -1.2083 | -0.72799 | -0.92271 | -0.70957 | -0.61241 | -0.57175 | -0.67869 | -0.80946 | -0.076297 | 0.027474 | -0.011525 | 0.020446 | -0.028799 | 0.007327 | -0.038614 | -0.050279 | -0.077583 | -0.062855 | 0.0079879 | 0.0099291 | 0.0053494 | -0.003643 | 8.86% | -3.965% | 2.36% | -1.684% | 3.799% | -0.9789% | 3.301% | 7.419% | 9.18% | 9.719% | -1.288% | -1.707% | -0.782% | 0.4521%
EHV | LV Generation Non-Intermittent | EHVLV Generation Non-Intermittent | -0.86112 | -0.70588 | -0.48725 | -1.2816 | -0.81181 | -0.75821 | -1.227 | -0.67771 | -0.84233 | -0.64671 | -0.66581 | -0.61144 | -0.70894 | -0.75303 | -0.9168 | -0.67897 | -0.50529 | -1.2334 | -0.85443 | -0.85634 | -1.242 | -0.72799 | -0.92271 | -0.70957 | -0.65388 | -0.59906 | -0.68639 | -0.7637 | -0.055681 | 0.026904 | -0.018034 | 0.048173 | -0.042614 | -0.098131 | -0.015049 | -0.050279 | -0.080376 | -0.062855 | 0.011934 | 0.012374 | 0.022551 | -0.010669 | 6.466% | -3.812% | 3.701% | -3.759% | 5.249% | 12.94% | 1.227% | 7.419% | 9.542% | 9.719% | -1.792% | -2.024% | -3.181% | 1.417%
EHV | LV Sub Generation Intermittent | EHVLV Sub Generation Intermittent | -0.6337 | -0.58941 | -0.4341 | -1.0595 | -0.66266 | -0.62406 | -1.0448 | -0.5364 | -0.68808 | -0.41326 | -0.53782 | -0.49352 | -0.61323 | -0.757 | -0.68985 | -0.59023 | -0.4518 | -1.078 | -0.68304 | -0.62109 | -1.0959 | -0.57619 | -0.75125 | -0.57103 | -0.5384 | -0.48957 | -0.60927 | -0.75718 | -0.056147 | -0.00081429 | -0.017696 | -0.018507 | -0.020375 | 0.0029619 | -0.051116 | -0.039795 | -0.063166 | -0.15777 | -0.00058103 | 0.0039498 | 0.0039517 | -0.00017786 | 8.86% | 0.1382% | 4.077% | 1.747% | 3.075% | -0.4746% | 4.893% | 7.419% | 9.18% | 38.18% | 0.108% | -0.8003% | -0.6444% | 0.02349%
EHV | LV Sub Generation Non-Intermittent | EHVLV Sub Generation Non-Intermittent | -0.6337 | -0.59651 | -0.44145 | -1.1168 | -0.68959 | -0.7088 | -1.0448 | -0.5364 | -0.68808 | -0.52044 | -0.56032 | -0.50616 | -0.63813 | -0.68916 | -0.68985 | -0.59523 | -0.44792 | -1.0982 | -0.68304 | -0.67238 | -1.081 | -0.57619 | -0.75125 | -0.57103 | -0.51387 | -0.49805 | -0.6306 | -0.68561 | -0.056147 | 0.0012792 | -0.0064744 | 0.018596 | 0.0065511 | 0.036416 | -0.036252 | -0.039795 | -0.063166 | -0.050583 | 0.046451 | 0.0081035 | 0.0075303 | 0.0035504 | 8.86% | -0.2145% | 1.467% | -1.665% | -0.95% | -5.138% | 3.47% | 7.419% | 9.18% | 9.719% | -8.29% | -1.601% | -1.18% | -0.5152%
EHV | HV Generation Intermittent | EHVHV Generation Intermittent | -0.1843 | -0.22059 | -0.20883 | -0.40506 | -0.16933 | -0.34037 | -0.26526 | -0.22811 | -0.1643 | -0.19803 | -0.1272 | -0.21029 | -0.20135 | -0.16476 | -0.20063 | -0.23949 | -0.21726 | -0.43219 | -0.16772 | -0.36179 | -0.30682 | -0.24503 | -0.17938 | -0.21728 | -0.13446 | -0.21705 | -0.2049 | -0.17068 | -0.016329 | -0.018904 | -0.0084356 | -0.027131 | 0.0016087 | -0.021425 | -0.041555 | -0.016923 | -0.015083 | -0.019247 | -0.0072563 | -0.0067607 | -0.0035484 | -0.0059217 | 8.86% | 8.57% | 4.04% | 6.698% | -0.95% | 6.295% | 15.67% | 7.419% | 9.18% | 9.719% | 5.705% | 3.215% | 1.762% | 3.594%
EHV | HV Generation Non-Intermittent | EHVHV Generation Non-Intermittent | -0.1843 | -0.22059 | -0.20883 | -0.40506 | -0.16933 | -0.34037 | -0.26526 | -0.22811 | -0.1643 | -0.19803 | -0.1272 | -0.21029 | -0.20135 | -0.16476 | -0.20063 | -0.23949 | -0.21726 | -0.43219 | -0.16772 | -0.36179 | -0.30682 | -0.24503 | -0.17938 | -0.21728 | -0.13446 | -0.21705 | -0.2049 | -0.17068 | -0.016329 | -0.018904 | -0.0084356 | -0.027131 | 0.0016087 | -0.021425 | -0.041555 | -0.016923 | -0.015083 | -0.019247 | -0.0072563 | -0.0067607 | -0.0035484 | -0.0059217 | 8.86% | 8.57% | 4.04% | 6.698% | -0.95% | 6.295% | 15.67% | 7.419% | 9.18% | 9.719% | 5.705% | 3.215% | 1.762% | 3.594%
HVplus | Domestic Unrestricted | HVplusDomestic Unrestricted | 1.5218 | 1.8864 | 1.7044 | 2.4477 | 1.499 | 2.1274 | 2.0484 | 0.99261 | 1.4171 | 1.0656 | 1.2853 | 1.5595 | 2.2258 | 2.3597 | 1.6566 | 2.0481 | 1.7733 | 2.6117 | 1.4848 | 2.2614 | 2.3693 | 1.0663 | 1.5472 | 1.1691 | 1.3587 | 1.6097 | 2.265 | 2.4445 | 0.13483 | 0.16166 | 0.068851 | 0.16395 | -0.014241 | 0.13392 | 0.32089 | 0.073641 | 0.13009 | 0.10356 | 0.073325 | 0.050138 | 0.039225 | 0.084812 | 8.86% | 8.57% | 4.04% | 6.698% | -0.95% | 6.295% | 15.67% | 7.419% | 9.18% | 9.719% | 5.705% | 3.215% | 1.762% | 3.594%
HVplus | Domestic Two Rate | HVplusDomestic Two Rate | 1.5393 | 2.0029 | 1.7263 | 3.0126 | 1.6047 | 2.3863 | 2.0805 | 1.0601 | 1.441 | 1.0834 | 1.2951 | 1.5707 | 2.2601 | 2.3675 | 1.6716 | 2.1474 | 1.7942 | 3.1898 | 1.6042 | 2.5976 | 2.3971 | 1.1302 | 1.573 | 1.1847 | 1.3664 | 1.6211 | 2.3038 | 2.4528 | 0.13227 | 0.14451 | 0.067823 | 0.1772 | -0.00055037 | 0.21129 | 0.3166 | 0.070097 | 0.13195 | 0.10135 | 0.07125 | 0.050418 | 0.043694 | 0.085377 | 8.593% | 7.215% | 3.929% | 5.882% | -0.0343% | 8.855% | 15.22% | 6.612% | 9.157% | 9.355% | 5.501% | 3.21% | 1.933% | 3.606%
HVplus | Domestic Off Peak (related MPAN) | HVplusDomestic Off Peak (related MPAN) | 0.60496 | 1.0538 | 1.0965 | 1.8868 | 0.7224 | 1.098 | 1.0143 | 0 | 0.37231 | 0.1193 | 0.7453 | 0.83338 | 1.2759 | 1.3839 | 0.6752 | 1.1785 | 1.0998 | 2.0439 | 0.62405 | 1.275 | 1.3302 | 0 | 0.40219 | 0.14301 | 0.81651 | 0.87936 | 1.2946 | 1.455 | 0.070239 | 0.12476 | 0.0033452 | 0.15712 | -0.09835 | 0.177 | 0.3159 | 0 | 0.029883 | 0.023713 | 0.071208 | 0.045974 | 0.018737 | 0.071149 | 11.61% | 11.84% | 0.3051% | 8.327% | -13.61% | 16.12% | 31.14% |  | 8.027% | 19.88% | 9.554% | 5.517% | 1.469% | 5.141%
HVplus | Small Non Domestic Unrestricted | HVplusSmall Non Domestic Unrestricted | 1.5218 | 1.8864 | 1.7044 | 2.4477 | 1.499 | 2.1274 | 2.0484 | 0.99261 | 1.4171 | 1.0656 | 1.2853 | 1.5595 | 2.2258 | 2.3597 | 1.6566 | 2.0481 | 1.7733 | 2.6117 | 1.4848 | 2.2614 | 2.3693 | 1.0663 | 1.5472 | 1.1691 | 1.3587 | 1.6097 | 2.265 | 2.4445 | 0.13483 | 0.16166 | 0.068851 | 0.16395 | -0.014241 | 0.13392 | 0.32089 | 0.073641 | 0.13009 | 0.10356 | 0.073325 | 0.050138 | 0.039225 | 0.084812 | 8.86% | 8.57% | 4.04% | 6.698% | -0.95% | 6.295% | 15.67% | 7.419% | 9.18% | 9.719% | 5.705% | 3.215% | 1.762% | 3.594%
HVplus | Small Non Domestic Two Rate | HVplusSmall Non Domestic Two Rate | 1.5466 | 1.9005 | 1.7201 | 2.5548 | 1.538 | 2.2119 | 2.0629 | 1.0169 | 1.4231 | 1.0736 | 1.2862 | 1.5631 | 2.2529 | 2.365 | 1.6848 | 2.0609 | 1.784 | 2.7163 | 1.5315 | 2.3493 | 2.3815 | 1.0904 | 1.5546 | 1.1766 | 1.3595 | 1.6144 | 2.2957 | 2.4491 | 0.13816 | 0.16032 | 0.063901 | 0.16142 | -0.0064921 | 0.13743 | 0.3186 | 0.073494 | 0.13151 | 0.103 | 0.073333 | 0.051256 | 0.042817 | 0.084137 | 8.933% | 8.436% | 3.715% | 6.318% | -0.4221% | 6.213% | 15.44% | 7.227% | 9.241% | 9.594% | 5.702% | 3.279% | 1.901% | 3.558%
HVplus | Small Non Domestic Off Peak (related MPAN) | HVplusSmall Non Domestic Off Peak (related MPAN) | 0.58295 | 1.053 | 1.1563 | 1.5987 | 0.76514 | 1.472 | 0.87085 | 0 | 0.69213 | 0.21302 | 0.67054 | 0.95265 | 1.3228 | 1.4123 | 0.64473 | 1.2344 | 1.1754 | 1.7516 | 0.65652 | 1.649 | 1.1673 | 0 | 0.65255 | 0.24272 | 0.72163 | 0.97236 | 1.3144 | 1.5013 | 0.061777 | 0.1814 | 0.019161 | 0.1529 | -0.10862 | 0.177 | 0.29645 | 0 | -0.039583 | 0.029697 | 0.051089 | 0.019712 | -0.0084738 | 0.089061 | 10.6% | 17.23% | 1.657% | 9.564% | -14.2% | 12.02% | 34.04% |  | -5.719% | 13.94% | 7.619% | 2.069% | -0.6406% | 6.306%
HVplus | LV Medium Non-Domestic | HVplusLV Medium Non-Domestic | 1.5218 | 1.8864 | 1.7044 | 2.4477 | 1.499 | 2.1274 | 2.0484 | 0.99261 | 1.4171 | 1.0656 | 1.2853 | 1.5595 | 2.2258 | 2.3597 | 1.6566 | 2.0481 | 1.7733 | 2.6117 | 1.4848 | 2.2614 | 2.3693 | 1.0663 | 1.5472 | 1.1691 | 1.3587 | 1.6097 | 2.265 | 2.4445 | 0.13483 | 0.16166 | 0.068851 | 0.16395 | -0.014241 | 0.13392 | 0.32089 | 0.073641 | 0.13009 | 0.10356 | 0.073325 | 0.050138 | 0.039225 | 0.084812 | 8.86% | 8.57% | 4.04% | 6.698% | -0.95% | 6.295% | 15.67% | 7.419% | 9.18% | 9.719% | 5.705% | 3.215% | 1.762% | 3.594%
HVplus | LV Sub Medium Non-Domestic | HVplusLV Sub Medium Non-Domestic | 0.67682 | 0.85016 | 0.7698 | 1.4476 | 0.69329 | 1.0905 | 0.98282 | 0.4496 | 0.68083 | 0.44868 | 0.60953 | 0.66037 | 1.0317 | 1.303 | 0.73679 | 0.92302 | 0.8009 | 1.5445 | 0.6867 | 1.1592 | 1.1368 | 0.48296 | 0.74333 | 0.49229 | 0.64431 | 0.6816 | 1.0499 | 1.3498 | 0.059967 | 0.072858 | 0.031096 | 0.096962 | -0.0065862 | 0.068645 | 0.15396 | 0.033355 | 0.0625 | 0.043608 | 0.034772 | 0.02123 | 0.018182 | 0.046831 | 8.86% | 8.57% | 4.04% | 6.698% | -0.95% | 6.295% | 15.67% | 7.419% | 9.18% | 9.719% | 5.705% | 3.215% | 1.762% | 3.594%
HVplus | HV Medium Non-Domestic | HVplusHV Medium Non-Domestic | 0.4494 | 0.5696 | 0.48925 | 1.2519 | 0.52026 | 0.87915 | 0.7795 | 0.30829 | 0.52378 | 0.32241 | 0.43312 | 0.44403 | 0.73931 | 0.96674 | 0.48922 | 0.61841 | 0.50901 | 1.3358 | 0.51531 | 0.93449 | 0.90162 | 0.33116 | 0.57187 | 0.35375 | 0.45783 | 0.4583 | 0.75234 | 1.0015 | 0.039818 | 0.048814 | 0.019763 | 0.083856 | -0.0049424 | 0.05534 | 0.12211 | 0.022871 | 0.048084 | 0.031336 | 0.024708 | 0.014275 | 0.013029 | 0.034746 | 8.86% | 8.57% | 4.04% | 6.698% | -0.95% | 6.295% | 15.67% | 7.419% | 9.18% | 9.719% | 5.705% | 3.215% | 1.762% | 3.594%
HVplus | LV Network Domestic | HVplusLV Network Domestic | 1.5218 | 1.8864 | 1.7044 | 2.4477 | 1.499 | 2.1274 | 2.0484 | 0.99261 | 1.4171 | 1.0656 | 1.2853 | 1.5595 | 2.2258 | 2.3597 | 1.6566 | 2.0481 | 1.7733 | 2.6117 | 1.4848 | 2.2614 | 2.3693 | 1.0663 | 1.5472 | 1.1691 | 1.3587 | 1.6097 | 2.265 | 2.4445 | 0.13483 | 0.16166 | 0.068851 | 0.16395 | -0.014241 | 0.13392 | 0.32089 | 0.073641 | 0.13009 | 0.10356 | 0.073325 | 0.050138 | 0.039225 | 0.084812 | 8.86% | 8.57% | 4.04% | 6.698% | -0.95% | 6.295% | 15.67% | 7.419% | 9.18% | 9.719% | 5.705% | 3.215% | 1.762% | 3.594%
HVplus | LV Network Non-Domestic Non-CT | HVplusLV Network Non-Domestic Non-CT | 1.5218 | 1.8864 | 1.7044 | 2.4477 | 1.499 | 2.1274 | 2.0484 | 0.73975 | 1.4171 | 1.0656 | 1.2853 | 1.5595 | 2.2258 | 2.3597 | 1.6566 | 2.0481 | 1.7733 | 2.6117 | 1.4848 | 2.2614 | 2.3693 | 0.89312 | 1.5472 | 1.1691 | 1.3587 | 1.6097 | 2.265 | 2.4445 | 0.13483 | 0.16166 | 0.068851 | 0.16395 | -0.014241 | 0.13392 | 0.32089 | 0.15337 | 0.13009 | 0.10356 | 0.073325 | 0.050138 | 0.039225 | 0.084812 | 8.86% | 8.57% | 4.04% | 6.698% | -0.95% | 6.295% | 15.67% | 20.73% | 9.18% | 9.719% | 5.705% | 3.215% | 1.762% | 3.594%
HVplus | LV HH Metered | HVplusLV HH Metered | 1.5218 | 1.8864 | 1.7044 | 2.4477 | 1.499 | 2.1274 | 2.0484 | 0.99261 | 1.4171 | 1.0656 | 1.2853 | 1.5595 | 2.2258 | 2.3597 | 1.6566 | 2.0481 | 1.7733 | 2.6117 | 1.4848 | 2.2614 | 2.3693 | 1.0663 | 1.5472 | 1.1691 | 1.3587 | 1.6097 | 2.265 | 2.4445 | 0.13483 | 0.16166 | 0.068851 | 0.16395 | -0.014241 | 0.13392 | 0.32089 | 0.073641 | 0.13009 | 0.10356 | 0.073325 | 0.050138 | 0.039225 | 0.084812 | 8.86% | 8.57% | 4.04% | 6.698% | -0.95% | 6.295% | 15.67% | 7.419% | 9.18% | 9.719% | 5.705% | 3.215% | 1.762% | 3.594%
HVplus | LV Sub HH Metered | HVplusLV Sub HH Metered | 0.67682 | 0.85016 | 0.7698 | 1.4476 | 0.69329 | 1.0905 | 0.98282 | 0.4496 | 0.68083 | 0.44868 | 0.60953 | 0.66037 | 1.0317 | 1.303 | 0.73679 | 0.92302 | 0.8009 | 1.5445 | 0.6867 | 1.1592 | 1.1368 | 0.48296 | 0.74333 | 0.49229 | 0.64431 | 0.6816 | 1.0499 | 1.3498 | 0.059967 | 0.072858 | 0.031096 | 0.096962 | -0.0065862 | 0.068645 | 0.15396 | 0.033355 | 0.0625 | 0.043608 | 0.034772 | 0.02123 | 0.018182 | 0.046831 | 8.86% | 8.57% | 4.04% | 6.698% | -0.95% | 6.295% | 15.67% | 7.419% | 9.18% | 9.719% | 5.705% | 3.215% | 1.762% | 3.594%
HVplus | HV HH Metered | HVplusHV HH Metered | 0.4494 | 0.5696 | 0.48925 | 1.2519 | 0.52026 | 0.87915 | 0.7795 | 0.30829 | 0.52378 | 0.32241 | 0.43312 | 0.44403 | 0.73931 | 0.96674 | 0.48922 | 0.61841 | 0.50901 | 1.3358 | 0.51531 | 0.93449 | 0.90162 | 0.33116 | 0.57187 | 0.35375 | 0.45783 | 0.4583 | 0.75234 | 1.0015 | 0.039818 | 0.048814 | 0.019763 | 0.083856 | -0.0049424 | 0.05534 | 0.12211 | 0.022871 | 0.048084 | 0.031336 | 0.024708 | 0.014275 | 0.013029 | 0.034746 | 8.86% | 8.57% | 4.04% | 6.698% | -0.95% | 6.295% | 15.67% | 7.419% | 9.18% | 9.719% | 5.705% | 3.215% | 1.762% | 3.594%
HVplus | NHH UMS category A | HVplusNHH UMS category A | 1.5218 | 1.877 | 1.565 | 2.4477 | 1.499 | 2.1274 | 2.0484 | 0.99261 | 1.4171 | 1.0656 | 1.2853 | 1.5595 | 2.2258 | 2.3597 | 1.6566 | 1.972 | 1.602 | 2.6117 | 1.4848 | 2.2614 | 2.3693 | 1.0663 | 1.5472 | 1.1691 | 1.3587 | 1.6097 | 2.265 | 2.4445 | 0.13483 | 0.095 | 0.037 | 0.16395 | -0.014241 | 0.13392 | 0.32089 | 0.073641 | 0.13009 | 0.10356 | 0.073325 | 0.050138 | 0.039225 | 0.084812 | 8.86% | 5.061% | 2.364% | 6.698% | -0.95% | 6.295% | 15.67% | 7.419% | 9.18% | 9.719% | 5.705% | 3.215% | 1.762% | 3.594%
HVplus | NHH UMS category B | HVplusNHH UMS category B | 1.5218 | 1.8864 | 1.663 | 2.4477 | 1.499 | 2.1274 | 2.0484 | 0.99261 | 1.4171 | 1.0656 | 1.2853 | 1.5595 | 2.2258 | 2.3597 | 1.6566 | 2.0481 | 1.707 | 2.6117 | 1.4848 | 2.2614 | 2.3693 | 1.0663 | 1.5472 | 1.1691 | 1.3587 | 1.6097 | 2.265 | 2.4445 | 0.13483 | 0.16166 | 0.044 | 0.16395 | -0.014241 | 0.13392 | 0.32089 | 0.073641 | 0.13009 | 0.10356 | 0.073325 | 0.050138 | 0.039225 | 0.084812 | 8.86% | 8.57% | 2.646% | 6.698% | -0.95% | 6.295% | 15.67% | 7.419% | 9.18% | 9.719% | 5.705% | 3.215% | 1.762% | 3.594%
HVplus | NHH UMS category C | HVplusNHH UMS category C | 1.5218 | 1.8864 | 1.7044 | 2.4477 | 1.499 | 2.1274 | 2.0484 | 0.99261 | 1.4171 | 1.0656 | 1.2853 | 1.5595 | 2.2258 | 2.3597 | 1.6566 | 2.0481 | 1.7733 | 2.6117 | 1.4848 | 2.2614 | 2.3693 | 1.0663 | 1.5472 | 1.1691 | 1.3587 | 1.6097 | 2.265 | 2.4445 | 0.13483 | 0.16166 | 0.068851 | 0.16395 | -0.014241 | 0.13392 | 0.32089 | 0.073641 | 0.13009 | 0.10356 | 0.073325 | 0.050138 | 0.039225 | 0.084812 | 8.86% | 8.57% | 4.04% | 6.698% | -0.95% | 6.295% | 15.67% | 7.419% | 9.18% | 9.719% | 5.705% | 3.215% | 1.762% | 3.594%
HVplus | NHH UMS category D | HVplusNHH UMS category D | 1.5218 | 1.679 | 1.514 | 2.4477 | 1.499 | 1.986 | 2.0484 | 0.99261 | 1.4171 | 1.0656 | 1.2853 | 1.5595 | 2.2258 | 2.3597 | 1.6566 | 1.762 | 1.547 | 2.6117 | 1.4848 | 2.104 | 2.3693 | 1.0663 | 1.5472 | 1.1691 | 1.3587 | 1.6097 | 2.265 | 2.4445 | 0.13483 | 0.083 | 0.033 | 0.16395 | -0.014241 | 0.118 | 0.32089 | 0.073641 | 0.13009 | 0.10356 | 0.073325 | 0.050138 | 0.039225 | 0.084812 | 8.86% | 4.943% | 2.18% | 6.698% | -0.95% | 5.942% | 15.67% | 7.419% | 9.18% | 9.719% | 5.705% | 3.215% | 1.762% | 3.594%
HVplus | LV UMS (Pseudo HH Metered) | HVplusLV UMS (Pseudo HH Metered) | 1.5218 | 1.8864 | 1.645 | 2.4477 | 1.499 | 2.1274 | 2.0484 | 0.99261 | 1.4171 | 1.0656 | 1.2853 | 1.5595 | 2.2258 | 2.3597 | 1.6566 | 2.0481 | 1.6846 | 2.6117 | 1.4848 | 2.2614 | 2.3693 | 1.0663 | 1.5472 | 1.1691 | 1.3587 | 1.6097 | 2.265 | 2.4445 | 0.13483 | 0.16166 | 0.039572 | 0.16395 | -0.014241 | 0.13392 | 0.32089 | 0.073641 | 0.13009 | 0.10356 | 0.073325 | 0.050138 | 0.039225 | 0.084812 | 8.86% | 8.57% | 2.406% | 6.698% | -0.95% | 6.295% | 15.67% | 7.419% | 9.18% | 9.719% | 5.705% | 3.215% | 1.762% | 3.594%
HVplus | LV Generation NHH or Aggregate HH | HVplusLV Generation NHH or Aggregate HH | -0.67682 | -0.701 | -0.498 | -1.215 | -0.69329 | -0.762 | -0.98282 | -0.4496 | -0.68083 | -0.44868 | -0.60953 | -0.596 | -0.696 | -0.831 | -0.73679 | -0.671 | -0.511 | -1.211 | -0.6867 | -0.753 | -1.1368 | -0.48296 | -0.74333 | -0.49229 | -0.625 | -0.596 | -0.693 | -0.832 | -0.059967 | 0.03 | -0.013 | 0.004 | 0.0065862 | 0.009 | -0.15396 | -0.033355 | -0.0625 | -0.043608 | -0.015465 | 0 | 0.003 | -0.001 | 8.86% | -4.28% | 2.61% | -0.3292% | -0.95% | -1.181% | 15.67% | 7.419% | 9.18% | 9.719% | 2.537% | 0% | -0.431% | 0.1203%
HVplus | LV Sub Generation NHH | HVplusLV Sub Generation NHH | -0.4494 | -0.5696 | -0.436 | -1.06 | -0.52026 | -0.673 | -0.7795 | -0.30829 | -0.52378 | -0.32241 | -0.43312 | -0.44403 | -0.629 | -0.757 | -0.48922 | -0.595 | -0.454 | -1.078 | -0.51531 | -0.658 | -0.90162 | -0.33116 | -0.57187 | -0.35375 | -0.45783 | -0.4583 | -0.625 | -0.758 | -0.039818 | -0.025399 | -0.018 | -0.018 | 0.0049424 | 0.015 | -0.12211 | -0.022871 | -0.048084 | -0.031336 | -0.024708 | -0.014275 | 0.004 | -0.001 | 8.86% | 4.459% | 4.128% | 1.698% | -0.95% | -2.229% | 15.67% | 7.419% | 9.18% | 9.719% | 5.705% | 3.215% | -0.6359% | 0.1321%
HVplus | LV Generation Intermittent | HVplusLV Generation Intermittent | -0.67682 | -0.69286 | -0.48843 | -1.2144 | -0.69329 | -0.74849 | -0.98282 | -0.4496 | -0.68083 | -0.44868 | -0.60953 | -0.58168 | -0.68404 | -0.80582 | -0.73679 | -0.66538 | -0.49996 | -1.1939 | -0.6867 | -0.74117 | -1.1368 | -0.48296 | -0.74333 | -0.49229 | -0.61241 | -0.57175 | -0.67869 | -0.80946 | -0.059967 | 0.027474 | -0.011525 | 0.020446 | 0.0065862 | 0.007327 | -0.15396 | -0.033355 | -0.0625 | -0.043608 | -0.0028737 | 0.0099291 | 0.0053494 | -0.003643 | 8.86% | -3.965% | 2.36% | -1.684% | -0.95% | -0.9789% | 15.67% | 7.419% | 9.18% | 9.719% | 0.4715% | -1.707% | -0.782% | 0.4521%
HVplus | LV Generation Non-Intermittent | HVplusLV Generation Non-Intermittent | -0.67682 | -0.70588 | -0.48725 | -1.2816 | -0.69329 | -0.75821 | -0.98282 | -0.4496 | -0.68083 | -0.44868 | -0.60953 | -0.61144 | -0.70894 | -0.75303 | -0.73679 | -0.67897 | -0.50529 | -1.2334 | -0.6867 | -0.85634 | -1.1368 | -0.48296 | -0.74333 | -0.49229 | -0.64431 | -0.59906 | -0.68639 | -0.7637 | -0.059967 | 0.026904 | -0.018034 | 0.048173 | 0.0065862 | -0.098131 | -0.15396 | -0.033355 | -0.0625 | -0.043608 | -0.034772 | 0.012374 | 0.022551 | -0.010669 | 8.86% | -3.812% | 3.701% | -3.759% | -0.95% | 12.94% | 15.67% | 7.419% | 9.18% | 9.719% | 5.705% | -2.024% | -3.181% | 1.417%
HVplus | LV Sub Generation Intermittent | HVplusLV Sub Generation Intermittent | -0.4494 | -0.5696 | -0.4341 | -1.0595 | -0.52026 | -0.62406 | -0.7795 | -0.30829 | -0.52378 | -0.32241 | -0.43312 | -0.44403 | -0.61323 | -0.757 | -0.48922 | -0.59023 | -0.4518 | -1.078 | -0.51531 | -0.62109 | -0.90162 | -0.33116 | -0.57187 | -0.35375 | -0.45783 | -0.4583 | -0.60927 | -0.75718 | -0.039818 | -0.020625 | -0.017696 | -0.018507 | 0.0049424 | 0.0029619 | -0.12211 | -0.022871 | -0.048084 | -0.031336 | -0.024708 | -0.014275 | 0.0039517 | -0.00017786 | 8.86% | 3.621% | 4.077% | 1.747% | -0.95% | -0.4746% | 15.67% | 7.419% | 9.18% | 9.719% | 5.705% | 3.215% | -0.6444% | 0.02349%
HVplus | LV Sub Generation Non-Intermittent | HVplusLV Sub Generation Non-Intermittent | -0.4494 | -0.5696 | -0.44145 | -1.1168 | -0.52026 | -0.7088 | -0.7795 | -0.30829 | -0.52378 | -0.32241 | -0.43312 | -0.44403 | -0.63813 | -0.68916 | -0.48922 | -0.59523 | -0.44792 | -1.0982 | -0.51531 | -0.67238 | -0.90162 | -0.33116 | -0.57187 | -0.35375 | -0.45783 | -0.4583 | -0.6306 | -0.68561 | -0.039818 | -0.025634 | -0.0064744 | 0.018596 | 0.0049424 | 0.036416 | -0.12211 | -0.022871 | -0.048084 | -0.031336 | -0.024708 | -0.014275 | 0.0075303 | 0.0035504 | 8.86% | 4.5% | 1.467% | -1.665% | -0.95% | -5.138% | 15.67% | 7.419% | 9.18% | 9.719% | 5.705% | 3.215% | -1.18% | -0.5152%
HVplus | HV Generation Intermittent | HVplusHV Generation Intermittent | 0 | 0 | 0 | 0 | 0 | 0 | 0 | 0 | 0 | 0 | 0 | 0 | 0 | 0 | 0 | 0 | 0 | 0 | 0 | 0 | 0 | 0 | 0 | 0 | 0 | 0 | 0 | 0 | 0 | 0 | 0 | 0 | 0 | 0 | 0 | 0 | 0 | 0 | 0 | 0 | 0 | 0
HVplus | HV Generation Non-Intermittent | HVplusHV Generation Non-Intermittent | 0 | 0 | 0 | 0 | 0 | 0 | 0 | 0 | 0 | 0 | 0 | 0 | 0 | 0 | 0 | 0 | 0 | 0 | 0 | 0 | 0 | 0 | 0 | 0 | 0 | 0 | 0 | 0 | 0 | 0 | 0 | 0 | 0 | 0 | 0 | 0 | 0 | 0 | 0 | 0 | 0 | 0

## per kwh pre 266
|  |  | 18/19 per kwh | [13 empty] | 19/20 per kwh | [13 empty] | Change | [13 empty] | Change (%)
|  | Lookup | ENWL | NPgN | NPgY | SSEH | SSES | SPD | SPMW | LPN | SPN | EPN | EMID | WMID | SWEST | SWALES | ENWL | NPgN | NPgY | SSEH | SSES | SPD | SPMW | LPN | SPN | EPN | EMID | WMID | SWEST | SWALES | ENWL | NPgN | NPgY | SSEH | SSES | SPD | SPMW | LPN | SPN | EPN | EMID | WMID | SWEST | SWALES | ENWL | NPgN | NPgY | SSEH | SSES | SPD | SPMW | LPN | SPN | EPN | EMID | WMID | SWEST | SWALES
LV | Domestic Unrestricted | LVDomestic Unrestricted | 0.92619 | 1.1176 | 0.93108 | 1.1272 | 0.81388 | 1.1586 | 1.2206 | 0.56434 | 0.82379 | 0.7512 | 0.69451 | 0.85992 | 1.209 | 1.0606 | 0.99937 | 1.2014 | 0.98076 | 1.1629 | 0.82413 | 1.2254 | 1.4253 | 0.64685 | 0.90975 | 0.81337 | 0.7175 | 0.87405 | 1.2341 | 1.0896 | 0.073184 | 0.083839 | 0.049674 | 0.035727 | 0.010248 | 0.066815 | 0.20477 | 0.082509 | 0.085961 | 0.062167 | 0.02299 | 0.014136 | 0.025027 | 0.028975 | 7.902% | 7.502% | 5.335% | 3.17% | 1.259% | 5.767% | 16.78% | 14.62% | 10.43% | 8.276% | 3.31% | 1.644% | 2.07% | 2.732%
LV | Domestic Two Rate | LVDomestic Two Rate | 0.66036 | 0.83096 | 0.73911 | 0.88839 | 0.6175 | 0.9236 | 0.89327 | 0.38951 | 0.67058 | 0.58279 | 0.61183 | 0.69713 | 0.93531 | 0.82602 | 0.72673 | 0.91261 | 0.78141 | 0.95197 | 0.62012 | 1.006 | 1.0569 | 0.46082 | 0.75022 | 0.63739 | 0.63481 | 0.71109 | 0.95211 | 0.85143 | 0.066365 | 0.081644 | 0.042297 | 0.063583 | 0.0026214 | 0.082355 | 0.16361 | 0.071311 | 0.079638 | 0.054595 | 0.022975 | 0.013955 | 0.016803 | 0.025406 | 10.05% | 9.825% | 5.723% | 7.157% | 0.4245% | 8.917% | 18.32% | 18.31% | 11.88% | 9.368% | 3.755% | 2.002% | 1.797% | 3.076%
LV | Domestic Off Peak (related MPAN) | LVDomestic Off Peak (related MPAN) | 0.25974 | 0.43699 | 0.46902 | 0.55639 | 0.27816 | 0.42498 | 0.43587 | 0 | 0.1732 | 0.064143 | 0.35209 | 0.36995 | 0.52771 | 0.48292 | 0.29369 | 0.50064 | 0.47884 | 0.60989 | 0.24089 | 0.49386 | 0.58675 | 0 | 0.19182 | 0.076905 | 0.37935 | 0.3858 | 0.53513 | 0.50516 | 0.033952 | 0.063654 | 0.00982 | 0.053502 | -0.037265 | 0.068878 | 0.15088 | 0 | 0.018619 | 0.012762 | 0.027255 | 0.015847 | 0.0074147 | 0.022239 | 13.07% | 14.57% | 2.094% | 9.616% | -13.4% | 16.21% | 34.62% |  | 10.75% | 19.9% | 7.741% | 4.284% | 1.405% | 4.605%
LV | Small Non Domestic Unrestricted | LVSmall Non Domestic Unrestricted | 0.76879 | 0.93284 | 0.85278 | 0.96437 | 0.64981 | 1.0063 | 1.1593 | 0.35061 | 0.50289 | 0.50116 | 0.64053 | 0.71774 | 1.0223 | 0.87874 | 0.84216 | 1.0294 | 0.90395 | 1.043 | 0.64601 | 1.0518 | 1.3197 | 0.35515 | 0.57019 | 0.55773 | 0.69275 | 0.74672 | 1.0682 | 0.86588 | 0.073368 | 0.09659 | 0.051168 | 0.078628 | -0.0038004 | 0.04552 | 0.16037 | 0.0045345 | 0.067297 | 0.056574 | 0.052222 | 0.02898 | 0.045824 | -0.012863 | 9.543% | 10.35% | 6% | 8.153% | -0.5849% | 4.524% | 13.83% | 1.293% | 13.38% | 11.29% | 8.153% | 4.038% | 4.482% | -1.464%
LV | Small Non Domestic Two Rate | LVSmall Non Domestic Two Rate | 0.63412 | 0.78629 | 0.71462 | 0.84275 | 0.61716 | 0.8561 | 0.97845 | 0.31872 | 0.48211 | 0.44152 | 0.55601 | 0.65198 | 0.90356 | 0.80979 | 0.7077 | 0.87635 | 0.75276 | 0.90396 | 0.66308 | 0.90998 | 1.1529 | 0.34384 | 0.56307 | 0.47833 | 0.59753 | 0.67713 | 0.93981 | 0.82441 | 0.073574 | 0.090062 | 0.038145 | 0.061216 | 0.04592 | 0.053873 | 0.1744 | 0.025118 | 0.080956 | 0.03681 | 0.041527 | 0.02515 | 0.036246 | 0.014627 | 11.6% | 11.45% | 5.338% | 7.264% | 7.441% | 6.293% | 17.82% | 7.881% | 16.79% | 8.337% | 7.469% | 3.857% | 4.011% | 1.806%
LV | Small Non Domestic Off Peak (related MPAN) | LVSmall Non Domestic Off Peak (related MPAN) | 0.23901 | 0.4354 | 0.4804 | 0.52737 | 0.30717 | 0.56974 | 0.4133 | 0 | 0.23448 | 0.08758 | 0.28999 | 0.39726 | 0.5307 | 0.48358 | 0.27082 | 0.52507 | 0.49583 | 0.58294 | 0.28425 | 0.63834 | 0.56526 | 0 | 0.23635 | 0.098922 | 0.31717 | 0.40771 | 0.53813 | 0.50548 | 0.031808 | 0.089675 | 0.015436 | 0.055575 | -0.022914 | 0.068599 | 0.15195 | 0 | 0.0018713 | 0.011342 | 0.02718 | 0.010455 | 0.0074353 | 0.021906 | 13.31% | 20.6% | 3.213% | 10.54% | -7.46% | 12.04% | 36.77% |  | 0.7981% | 12.95% | 9.373% | 2.632% | 1.401% | 4.53%
LV | LV Medium Non-Domestic | LVLV Medium Non-Domestic | 0.69455 | 0.86845 | 0.7602 | 0.84982 | 0.59934 | 0.88757 | 1.005 | 0.33893 | 0.52538 | 0.48688 | 0.57214 | 0.6831 | 0.91342 | 0.81894 | 0.73836 | 0.92815 | 0.79047 | 0.94561 | 0.57247 | 0.95468 | 1.1809 | 0.41274 | 0.61691 | 0.59154 | 0.60608 | 0.71118 | 0.95241 | 0.85069 | 0.043812 | 0.059704 | 0.03027 | 0.095792 | -0.026871 | 0.067107 | 0.17589 | 0.073803 | 0.091528 | 0.10466 | 0.033939 | 0.028083 | 0.038995 | 0.031752 | 6.308% | 6.875% | 3.982% | 11.27% | -4.483% | 7.561% | 17.5% | 21.78% | 17.42% | 21.5% | 5.932% | 4.111% | 4.269% | 3.877%
LV | LV Sub Medium Non-Domestic | LVLV Sub Medium Non-Domestic | 0 | 0 | 0 | 0 | 0 | 0 | 0 | 0 | 0 | 0 | 0 | 0 | 0 | 0 | 0 | 0 | 0 | 0 | 0 | 0 | 0 | 0 | 0 | 0 | 0 | 0 | 0 | 0 | 0 | 0 | 0 | 0 | 0 | 0 | 0 | 0 | 0 | 0 | 0 | 0 | 0 | 0
LV | HV Medium Non-Domestic | LVHV Medium Non-Domestic | 0 | 0 | 0 | 0 | 0 | 0 | 0 | 0 | 0 | 0 | 0 | 0 | 0 | 0 | 0 | 0 | 0 | 0 | 0 | 0 | 0 | 0 | 0 | 0 | 0 | 0 | 0 | 0 | 0 | 0 | 0 | 0 | 0 | 0 | 0 | 0 | 0 | 0 | 0 | 0 | 0 | 0
LV | LV Network Domestic | LVLV Network Domestic | 0.88049 | 1.1183 | 0.93226 | 1.1084 | 0.8026 | 1.1585 | 1.2225 | 0.56879 | 1.1039 | 0.5944 | 0.71627 | 0.86873 | 1.8301 | 1.0616 | 1.0179 | 1.1812 | 1.0991 | 1.0161 | 0.68233 | 1.2135 | 1.3536 | 0.6751 | 0.85607 | 0.74161 | 0.65931 | 0.80512 | 1.1055 | 1.017 | 0.13742 | 0.062921 | 0.16687 | -0.092357 | -0.12027 | 0.055035 | 0.13114 | 0.10631 | -0.24784 | 0.14721 | -0.05696 | -0.063613 | -0.72463 | -0.044557 | 15.61% | 5.627% | 17.9% | -8.332% | -14.99% | 4.751% | 10.73% | 18.69% | -22.45% | 24.77% | -7.952% | -7.323% | -39.59% | -4.197%
LV | LV Network Non-Domestic Non-CT | LVLV Network Non-Domestic Non-CT | 0.69662 | 0.96181 | 0.85738 | 0.87557 | 0.62832 | 0.93663 | 1.102 | 0.1991 | 0.49859 | 0.44034 | 0.55054 | 0.62007 | 0.92529 | 0.81854 | 0.75901 | 0.9316 | 0.80084 | 0.96226 | 0.62532 | 0.99119 | 1.2001 | 0.23829 | 0.52136 | 0.48299 | 0.60122 | 0.64817 | 0.97105 | 0.80668 | 0.062394 | -0.03021 | -0.056539 | 0.086686 | -0.0030021 | 0.05456 | 0.098155 | 0.039182 | 0.022767 | 0.042648 | 0.050676 | 0.028096 | 0.04576 | -0.011864 | 8.957% | -3.141% | -6.594% | 9.901% | -0.4778% | 5.825% | 8.907% | 19.68% | 4.566% | 9.685% | 9.205% | 4.531% | 4.945% | -1.449%
LV | LV HH Metered | LVLV HH Metered | 0.80875 | 0.88163 | 0.75508 | 0.97636 | 0.6585 | 0.94082 | 1.0929 | 0.51137 | 0.60486 | 0.60105 | 0.63851 | 0.80442 | 1.0292 | 0.89555 | 0.85786 | 0.97135 | 0.82515 | 1.0588 | 0.65662 | 1.0099 | 1.2793 | 0.52198 | 0.64338 | 0.64937 | 0.67467 | 0.84908 | 1.0753 | 0.9334 | 0.049107 | 0.089718 | 0.070075 | 0.082474 | -0.0018802 | 0.069081 | 0.18648 | 0.01061 | 0.038522 | 0.048319 | 0.036164 | 0.044664 | 0.046116 | 0.037854 | 6.072% | 10.18% | 9.281% | 8.447% | -0.2855% | 7.343% | 17.06% | 2.075% | 6.369% | 8.039% | 5.664% | 5.552% | 4.481% | 4.227%
LV | LV Sub HH Metered | LVLV Sub HH Metered | 0 | 0 | 0 | 0 | 0 | 0 | 0 | 0 | 0 | 0 | 0 | 0 | 0 | 0 | 0 | 0 | 0 | 0 | 0 | 0 | 0 | 0 | 0 | 0 | 0 | 0 | 0 | 0 | 0 | 0 | 0 | 0 | 0 | 0 | 0 | 0 | 0 | 0 | 0 | 0 | 0 | 0
LV | HV HH Metered | LVHV HH Metered | 0 | 0 | 0 | 0 | 0 | 0 | 0 | 0 | 0 | 0 | 0 | 0 | 0 | 0 | 0 | 0 | 0 | 0 | 0 | 0 | 0 | 0 | 0 | 0 | 0 | 0 | 0 | 0 | 0 | 0 | 0 | 0 | 0 | 0 | 0 | 0 | 0 | 0 | 0 | 0 | 0 | 0
LV | NHH UMS category A | LVNHH UMS category A | 1.1554 | 0.74634 | 0.61295 | 0.98834 | 0.65495 | 0.831 | 0.87888 | 0.51433 | 0.67216 | 0.54861 | 0.64721 | 0.82282 | 1.1091 | 0.98903 | 1.2644 | 0.78941 | 0.63253 | 1.2946 | 0.8211 | 0.88585 | 1.0208 | 0.64654 | 0.70966 | 0.63043 | 0.70793 | 0.87619 | 1.1817 | 1.057 | 0.10902 | 0.043073 | 0.019585 | 0.30628 | 0.16615 | 0.05485 | 0.1419 | 0.13221 | 0.0375 | 0.081823 | 0.060724 | 0.053364 | 0.072617 | 0.068004 | 9.435% | 5.771% | 3.195% | 30.99% | 25.37% | 6.601% | 16.15% | 25.71% | 5.579% | 14.91% | 9.382% | 6.486% | 6.547% | 6.876%
LV | NHH UMS category B | LVNHH UMS category B | 1.2269 | 0.86483 | 0.65138 | 0.95443 | 0.71502 | 0.91808 | 1.0007 | 0.4565 | 0.90914 | 0.79994 | 0.72619 | 0.92305 | 1.2474 | 1.0762 | 1.3402 | 0.91397 | 0.67402 | 1.2961 | 0.87547 | 0.98346 | 1.1215 | 0.56115 | 0.93231 | 0.89774 | 0.78632 | 0.96981 | 1.3089 | 1.1588 | 0.11331 | 0.049141 | 0.022638 | 0.34163 | 0.16045 | 0.065373 | 0.12074 | 0.10466 | 0.023169 | 0.097799 | 0.060137 | 0.046762 | 0.061568 | 0.082559 | 9.235% | 5.682% | 3.475% | 35.79% | 22.44% | 7.121% | 12.06% | 22.93% | 2.548% | 12.23% | 8.281% | 5.066% | 4.936% | 7.671%
LV | NHH UMS category C | LVNHH UMS category C | 1.6181 | 1.2935 | 0.87609 | 1.191 | 1.0164 | 1.2231 | 1.4498 | 0.86592 | 1.486 | 1.3424 | 0.9996 | 1.2361 | 1.5735 | 1.2927 | 1.7693 | 1.3281 | 0.91344 | 1.5381 | 1.1387 | 1.3003 | 1.5495 | 1.0612 | 1.4801 | 1.4826 | 1.0753 | 1.2809 | 1.6493 | 1.409 | 0.15119 | 0.034634 | 0.037352 | 0.34711 | 0.12235 | 0.077222 | 0.099703 | 0.19529 | -0.0059014 | 0.14021 | 0.075663 | 0.044847 | 0.07584 | 0.11626 | 9.344% | 2.678% | 4.263% | 29.15% | 12.04% | 6.314% | 6.877% | 22.55% | -0.3971% | 10.44% | 7.569% | 3.628% | 4.82% | 8.993%
LV | NHH UMS category D | LVNHH UMS category D | 1.13 | 0.66761 | 0.59295 | 1.026 | 0.61536 | 0.76868 | 0.79163 | 0.58992 | 0.52272 | 0.38178 | 0.56793 | 0.7196 | 0.97493 | 0.90577 | 1.2369 | 0.7053 | 0.61041 | 1.3098 | 0.78909 | 0.81496 | 0.95065 | 0.74981 | 0.56985 | 0.45337 | 0.62984 | 0.77891 | 1.059 | 0.95914 | 0.10687 | 0.037695 | 0.017461 | 0.28383 | 0.17374 | 0.046282 | 0.15901 | 0.15989 | 0.047124 | 0.07159 | 0.061913 | 0.059311 | 0.08407 | 0.053369 | 9.457% | 5.646% | 2.945% | 27.66% | 28.23% | 6.021% | 20.09% | 27.1% | 9.015% | 18.75% | 10.9% | 8.242% | 8.623% | 5.892%
LV | LV UMS (Pseudo HH Metered) | LVLV UMS (Pseudo HH Metered) | 1.2458 | 0.85323 | 0.64453 | 0.96679 | 0.7193 | 0.92759 | 1.006 | 0.45415 | 0.87311 | 0.82864 | 0.77981 | 0.91131 | 1.3037 | 1.1358 | 1.3538 | 0.90282 | 0.66508 | 1.3126 | 0.95459 | 0.99291 | 1.1329 | 0.62277 | 0.94987 | 0.92273 | 0.80671 | 0.96679 | 1.3337 | 1.1928 | 0.10803 | 0.049589 | 0.020554 | 0.34584 | 0.23529 | 0.065319 | 0.12688 | 0.16862 | 0.076758 | 0.094092 | 0.026897 | 0.05548 | 0.030013 | 0.057095 | 8.671% | 5.812% | 3.189% | 35.77% | 32.71% | 7.042% | 12.61% | 37.13% | 8.791% | 11.35% | 3.449% | 6.088% | 2.302% | 5.027%
LV | LV Generation NHH or Aggregate HH | LVLV Generation NHH or Aggregate HH | 0 | 0 | 0 | 0 | 0 | 0 | 0 | 0 | 0 | 0 | 0 | 0 | 0 | 0 | 0 | 0 | 0 | 0 | 0 | 0 | 0 | 0 | 0 | 0 | 0 | 0 | 0 | 0 | 0 | 0 | 0 | 0 | 0 | 0 | 0 | 0 | 0 | 0 | 0 | 0 | 0 | 0
LV | LV Sub Generation NHH | LVLV Sub Generation NHH | 0 | 0 | 0 | 0 | 0 | 0 | 0 | 0 | 0 | 0 | 0 | 0 | 0 | 0 | 0 | 0 | 0 | 0 | 0 | 0 | 0 | 0 | 0 | 0 | 0 | 0 | 0 | 0 | 0 | 0 | 0 | 0 | 0 | 0 | 0 | 0 | 0 | 0 | 0 | 0 | 0 | 0
LV | LV Generation Intermittent | LVLV Generation Intermittent | 0 | 0 | 0 | 0 | 0 | 0 | 0 | 0 | 0 | 0 | 0 | 0 | 0 | 0 | 0 | 0 | 0 | 0 | 0 | 0 | 0 | 0 | 0 | 0 | 0 | 0 | 0 | 0 | 0 | 0 | 0 | 0 | 0 | 0 | 0 | 0 | 0 | 0 | 0 | 0 | 0 | 0
LV | LV Generation Intermittent no RP charge | LVLV Generation Intermittent no RP charge | 0 | 0 | 0 | 0 | 0 | 0 | 0 | 0 | 0 | 0 | 0 | 0 | 0 | 0 | 0 | 0 | 0 | 0 | 0 | 0 | 0 | 0 | 0 | 0 | 0 | 0 | 0 | 0 | 0 | 0 | 0 | 0 | 0 | 0 | 0 | 0 | 0 | 0 | 0 | 0 | 0 | 0
LV | LV Generation Non-Intermittent | LVLV Generation Non-Intermittent | 0 | 0 | 0 | 0 | 0 | 0 | 0 | 0 | 0 | 0 | 0 | 0 | 0 | 0 | 0 | 0 | 0 | 0 | 0 | 0 | 0 | 0 | 0 | 0 | 0 | 0 | 0 | 0 | 0 | 0 | 0 | 0 | 0 | 0 | 0 | 0 | 0 | 0 | 0 | 0 | 0 | 0
LV | LV Generation Non-Intermittent no RP charge | LVLV Generation Non-Intermittent no RP charge | 0 | 0 | 0 | 0 | 0 | 0 | 0 | 0 | 0 | 0 | 0 | 0 | 0 | 0 | 0 | 0 | 0 | 0 | 0 | 0 | 0 | 0 | 0 | 0 | 0 | 0 | 0 | 0 | 0 | 0 | 0 | 0 | 0 | 0 | 0 | 0 | 0 | 0 | 0 | 0 | 0 | 0
LV | LV Sub Generation Intermittent | LVLV Sub Generation Intermittent | 0 | 0 | 0 | 0 | 0 | 0 | 0 | 0 | 0 | 0 | 0 | 0 | 0 | 0 | 0 | 0 | 0 | 0 | 0 | 0 | 0 | 0 | 0 | 0 | 0 | 0 | 0 | 0 | 0 | 0 | 0 | 0 | 0 | 0 | 0 | 0 | 0 | 0 | 0 | 0 | 0 | 0
LV | LV Sub Generation Intermittent no RP charge | LVLV Sub Generation Intermittent no RP charge | 0 | 0 | 0 | 0 | 0 | 0 | 0 | 0 | 0 | 0 | 0 | 0 | 0 | 0 | 0 | 0 | 0 | 0 | 0 | 0 | 0 | 0 | 0 | 0 | 0 | 0 | 0 | 0 | 0 | 0 | 0 | 0 | 0 | 0 | 0 | 0 | 0 | 0 | 0 | 0 | 0 | 0
LV | LV Sub Generation Non-Intermittent | LVLV Sub Generation Non-Intermittent | 0 | 0 | 0 | 0 | 0 | 0 | 0 | 0 | 0 | 0 | 0 | 0 | 0 | 0 | 0 | 0 | 0 | 0 | 0 | 0 | 0 | 0 | 0 | 0 | 0 | 0 | 0 | 0 | 0 | 0 | 0 | 0 | 0 | 0 | 0 | 0 | 0 | 0 | 0 | 0 | 0 | 0
LV | LV Sub Generation Non-Intermittent no RP charge | LVLV Sub Generation Non-Intermittent no RP charge | 0 | 0 | 0 | 0 | 0 | 0 | 0 | 0 | 0 | 0 | 0 | 0 | 0 | 0 | 0 | 0 | 0 | 0 | 0 | 0 | 0 | 0 | 0 | 0 | 0 | 0 | 0 | 0 | 0 | 0 | 0 | 0 | 0 | 0 | 0 | 0 | 0 | 0 | 0 | 0 | 0 | 0
LV | HV Generation Intermittent | LVHV Generation Intermittent | 0 | 0 | 0 | 0 | 0 | 0 | 0 | 0 | 0 | 0 | 0 | 0 | 0 | 0 | 0 | 0 | 0 | 0 | 0 | 0 | 0 | 0 | 0 | 0 | 0 | 0 | 0 | 0 | 0 | 0 | 0 | 0 | 0 | 0 | 0 | 0 | 0 | 0 | 0 | 0 | 0 | 0
LV | HV Generation Intermittent no RP charge | LVHV Generation Intermittent no RP charge | 0 | 0 | 0 | 0 | 0 | 0 | 0 | 0 | 0 | 0 | 0 | 0 | 0 | 0 | 0 | 0 | 0 | 0 | 0 | 0 | 0 | 0 | 0 | 0 | 0 | 0 | 0 | 0 | 0 | 0 | 0 | 0 | 0 | 0 | 0 | 0 | 0 | 0 | 0 | 0 | 0 | 0
LV | HV Generation Non-Intermittent | LVHV Generation Non-Intermittent | 0 | 0 | 0 | 0 | 0 | 0 | 0 | 0 | 0 | 0 | 0 | 0 | 0 | 0 | 0 | 0 | 0 | 0 | 0 | 0 | 0 | 0 | 0 | 0 | 0 | 0 | 0 | 0 | 0 | 0 | 0 | 0 | 0 | 0 | 0 | 0 | 0 | 0 | 0 | 0 | 0 | 0
LV | HV Generation Non-Intermittent no RP charge | LVHV Generation Non-Intermittent no RP charge | 0 | 0 | 0 | 0 | 0 | 0 | 0 | 0 | 0 | 0 | 0 | 0 | 0 | 0 | 0 | 0 | 0 | 0 | 0 | 0 | 0 | 0 | 0 | 0 | 0 | 0 | 0 | 0 | 0 | 0 | 0 | 0 | 0 | 0 | 0 | 0 | 0 | 0 | 0 | 0 | 0 | 0
HV | Domestic Unrestricted | HVDomestic Unrestricted | 1.4911 | 1.7911 | 1.4817 | 2.3457 | 1.3767 | 1.9553 | 1.9461 | 0.97448 | 1.3715 | 1.2039 | 1.1089 | 1.3247 | 2.0075 | 2.0691 | 1.6035 | 1.9062 | 1.5404 | 2.3839 | 1.3735 | 2.0526 | 2.2556 | 1.103 | 1.5108 | 1.2943 | 1.1423 | 1.3412 | 2.0252 | 2.1575 | 0.11245 | 0.1151 | 0.05872 | 0.038217 | -0.0031594 | 0.097256 | 0.30949 | 0.12853 | 0.13923 | 0.09045 | 0.033403 | 0.016515 | 0.017656 | 0.088456 | 7.541% | 6.427% | 3.963% | 1.629% | -0.2295% | 4.974% | 15.9% | 13.19% | 10.15% | 7.513% | 3.012% | 1.247% | 0.8795% | 4.275%
HV | Domestic Two Rate | HVDomestic Two Rate | 1.0631 | 1.3317 | 1.1762 | 1.8488 | 1.0445 | 1.5587 | 1.4243 | 0.67259 | 1.1165 | 0.93397 | 0.97689 | 1.0739 | 1.553 | 1.6114 | 1.1661 | 1.448 | 1.2273 | 1.9515 | 1.0335 | 1.685 | 1.6725 | 0.78579 | 1.2458 | 1.0143 | 1.0107 | 1.0911 | 1.5625 | 1.6859 | 0.10293 | 0.11622 | 0.051113 | 0.10274 | -0.010986 | 0.12626 | 0.24826 | 0.11321 | 0.12939 | 0.080301 | 0.033761 | 0.017217 | 0.0094604 | 0.074513 | 9.682% | 8.727% | 4.346% | 5.557% | -1.052% | 8.1% | 17.43% | 16.83% | 11.59% | 8.598% | 3.456% | 1.603% | 0.6092% | 4.624%
HV | Domestic Off Peak (related MPAN) | HVDomestic Off Peak (related MPAN) | 0.41816 | 0.70034 | 0.7464 | 1.1579 | 0.47051 | 0.71723 | 0.69496 | 0 | 0.28836 | 0.10279 | 0.56217 | 0.56989 | 0.87623 | 0.94207 | 0.47124 | 0.79433 | 0.7521 | 1.2502 | 0.40148 | 0.82723 | 0.92854 | 0 | 0.31854 | 0.12238 | 0.60394 | 0.59198 | 0.87818 | 1.0003 | 0.05308 | 0.093988 | 0.0057012 | 0.092388 | -0.069024 | 0.10999 | 0.23358 | 0 | 0.030179 | 0.019584 | 0.04177 | 0.02209 | 0.0019477 | 0.058187 | 12.69% | 13.42% | 0.7638% | 7.979% | -14.67% | 15.34% | 33.61% |  | 10.47% | 19.05% | 7.43% | 3.876% | 0.2223% | 6.177%
HV | Small Non Domestic Unrestricted | HVSmall Non Domestic Unrestricted | 1.2377 | 1.495 | 1.3571 | 2.0069 | 1.0992 | 1.6983 | 1.8484 | 0.60542 | 0.83728 | 0.80314 | 1.0227 | 1.1056 | 1.6975 | 1.7142 | 1.3513 | 1.6333 | 1.4198 | 2.1381 | 1.0767 | 1.7618 | 2.0884 | 0.6056 | 0.94689 | 0.88751 | 1.1029 | 1.1458 | 1.7529 | 1.7145 | 0.11359 | 0.1383 | 0.062689 | 0.13122 | -0.022492 | 0.063513 | 0.23996 | 0.00017645 | 0.10961 | 0.084371 | 0.08019 | 0.040147 | 0.0554 | 0.00028412 | 9.177% | 9.25% | 4.619% | 6.539% | -2.046% | 3.74% | 12.98% | 0.02915% | 13.09% | 10.51% | 7.841% | 3.631% | 3.264% | 0.01657%
HV | Small Non Domestic Two Rate | HVSmall Non Domestic Two Rate | 1.0209 | 1.2601 | 1.1372 | 1.7538 | 1.0439 | 1.4448 | 1.5601 | 0.55034 | 0.80267 | 0.70758 | 0.88776 | 1.0043 | 1.5003 | 1.5797 | 1.1355 | 1.3904 | 1.1823 | 1.8531 | 1.1051 | 1.5242 | 1.8244 | 0.58631 | 0.93505 | 0.76117 | 0.95131 | 1.039 | 1.5423 | 1.6324 | 0.11464 | 0.13029 | 0.045099 | 0.099305 | 0.061186 | 0.079405 | 0.26432 | 0.035963 | 0.13238 | 0.053594 | 0.063553 | 0.034667 | 0.041983 | 0.052695 | 11.23% | 10.34% | 3.966% | 5.662% | 5.861% | 5.496% | 16.94% | 6.535% | 16.49% | 7.574% | 7.159% | 3.452% | 2.798% | 3.336%
HV | Small Non Domestic Off Peak (related MPAN) | HVSmall Non Domestic Off Peak (related MPAN) | 0.3848 | 0.69779 | 0.7645 | 1.0975 | 0.51958 | 0.96153 | 0.65898 | 0 | 0.39038 | 0.14035 | 0.46302 | 0.61195 | 0.88118 | 0.94335 | 0.43455 | 0.83309 | 0.77878 | 1.195 | 0.47375 | 1.0692 | 0.89452 | 0 | 0.39249 | 0.15741 | 0.50496 | 0.62561 | 0.88311 | 1.0009 | 0.049751 | 0.1353 | 0.014286 | 0.09754 | -0.045828 | 0.10769 | 0.23554 | 0 | 0.0021063 | 0.01706 | 0.041937 | 0.013651 | 0.0019239 | 0.057547 | 12.93% | 19.39% | 1.869% | 8.888% | -8.82% | 11.2% | 35.74% |  | 0.5396% | 12.15% | 9.057% | 2.231% | 0.2183% | 6.1%
HV | LV Medium Non-Domestic | HVLV Medium Non-Domestic | 1.1182 | 1.3918 | 1.2098 | 1.7685 | 1.0138 | 1.4979 | 1.6025 | 0.58525 | 0.87471 | 0.78026 | 0.91351 | 1.0523 | 1.5167 | 1.5976 | 1.1847 | 1.4726 | 1.2416 | 1.9384 | 0.9541 | 1.5991 | 1.8688 | 0.7038 | 1.0245 | 0.94131 | 0.96491 | 1.0913 | 1.563 | 1.6844 | 0.066562 | 0.080805 | 0.031785 | 0.16996 | -0.059687 | 0.10117 | 0.26636 | 0.11854 | 0.14975 | 0.16105 | 0.051398 | 0.03898 | 0.046304 | 0.086871 | 5.953% | 5.806% | 2.627% | 9.611% | -5.888% | 6.754% | 16.62% | 20.26% | 17.12% | 20.64% | 5.626% | 3.704% | 3.053% | 5.438%
HV | LV Sub Medium Non-Domestic | HVLV Sub Medium Non-Domestic | 0 | 0 | 0 | 0 | 0 | 0 | 0 | 0 | 0 | 0 | 0 | 0 | 0 | 0 | 0 | 0 | 0 | 0 | 0 | 0 | 0 | 0 | 0 | 0 | 0 | 0 | 0 | 0 | 0 | 0 | 0 | 0 | 0 | 0 | 0 | 0 | 0 | 0 | 0 | 0 | 0 | 0
HV | HV Medium Non-Domestic | HVHV Medium Non-Domestic | 0 | 0 | 0 | 0 | 0 | 0 | 0 | 0 | 0 | 0 | 0 | 0 | 0 | 0 | 0 | 0 | 0 | 0 | 0 | 0 | 0 | 0 | 0 | 0 | 0 | 0 | 0 | 0 | 0 | 0 | 0 | 0 | 0 | 0 | 0 | 0 | 0 | 0 | 0 | 0 | 0 | 0
HV | LV Network Domestic | HVLV Network Domestic | 1.4175 | 1.7922 | 1.4836 | 2.3066 | 1.3576 | 1.9551 | 1.9491 | 0.98216 | 1.8379 | 0.95258 | 1.1437 | 1.3382 | 3.0388 | 2.0709 | 1.6333 | 1.8741 | 1.7264 | 2.0829 | 1.1372 | 2.0326 | 2.1421 | 1.1512 | 1.4216 | 1.1801 | 1.0497 | 1.2354 | 1.8142 | 2.0137 | 0.21576 | 0.081903 | 0.24277 | -0.22376 | -0.22041 | 0.077526 | 0.19296 | 0.16902 | -0.41629 | 0.22755 | -0.093983 | -0.10284 | -1.2246 | -0.057115 | 15.22% | 4.57% | 16.36% | -9.701% | -16.24% | 3.965% | 9.9% | 17.21% | -22.65% | 23.89% | -8.218% | -7.685% | -40.3% | -2.758%
HV | LV Network Non-Domestic Non-CT | HVLV Network Non-Domestic Non-CT | 1.1215 | 1.5414 | 1.3644 | 1.8221 | 1.0628 | 1.5807 | 1.757 | 0.3438 | 0.83011 | 0.70568 | 0.87903 | 0.95519 | 1.5364 | 1.5968 | 1.2179 | 1.4781 | 1.2579 | 1.9726 | 1.0422 | 1.6603 | 1.8992 | 0.40633 | 0.86579 | 0.76858 | 0.95718 | 0.99457 | 1.5936 | 1.5973 | 0.096367 | -0.063352 | -0.10658 | 0.1505 | -0.020628 | 0.079536 | 0.14219 | 0.062522 | 0.035679 | 0.062897 | 0.078144 | 0.039379 | 0.057175 | 0.00049745 | 8.593% | -4.11% | -7.811% | 8.26% | -1.941% | 5.032% | 8.093% | 18.19% | 4.298% | 8.913% | 8.89% | 4.123% | 3.721% | 0.03115%
HV | LV HH Metered | HVLV HH Metered | 1.302 | 1.4129 | 1.2016 | 2.0318 | 1.1139 | 1.5878 | 1.7425 | 0.88301 | 1.007 | 0.96324 | 1.0195 | 1.2392 | 1.709 | 1.747 | 1.3765 | 1.5412 | 1.296 | 2.1705 | 1.0944 | 1.6916 | 2.0245 | 0.89008 | 1.0684 | 1.0333 | 1.0741 | 1.3029 | 1.7647 | 1.8482 | 0.074444 | 0.12821 | 0.094412 | 0.13873 | -0.019508 | 0.10381 | 0.28207 | 0.0070719 | 0.061388 | 0.070108 | 0.054634 | 0.063692 | 0.055747 | 0.1012 | 5.718% | 9.074% | 7.857% | 6.828% | -1.751% | 6.538% | 16.19% | 0.8009% | 6.096% | 7.278% | 5.359% | 5.14% | 3.262% | 5.793%
HV | LV Sub HH Metered | HVLV Sub HH Metered | 0.66039 | 0.73637 | 0.64699 | 1.0424 | 0.63164 | 1.0066 | 1.0115 | 0.42627 | 0.46664 | 0.38656 | 0.52405 | 0.66975 | 0.92755 | 1.1123 | 0.695 | 0.76561 | 0.65512 | 1.1588 | 0.57293 | 1.0237 | 1.1271 | 0.4755 | 0.47517 | 0.41496 | 0.5437 | 0.6619 | 0.92973 | 1.1254 | 0.034608 | 0.029234 | 0.0081237 | 0.11637 | -0.058708 | 0.017095 | 0.1156 | 0.049231 | 0.0085336 | 0.028398 | 0.019654 | -0.0078476 | 0.0021843 | 0.01307 | 5.241% | 3.97% | 1.256% | 11.16% | -9.294% | 1.698% | 11.43% | 11.55% | 1.829% | 7.346% | 3.75% | -1.172% | 0.2355% | 1.175%
HV | HV HH Metered | HVHV HH Metered | 0.30009 | 0.4144 | 0.3378 | 1.245 | 0.43139 | 0.70121 | 0.57775 | 0.27541 | 0.29539 | 0.19767 | 0.23801 | 0.27123 | 0.53417 | 0.73408 | 0.32215 | 0.449 | 0.32969 | 1.3051 | 0.39552 | 0.74145 | 0.67931 | 0.27898 | 0.30632 | 0.20998 | 0.24638 | 0.27186 | 0.53328 | 0.75593 | 0.022065 | 0.034594 | -0.0081122 | 0.060166 | -0.035868 | 0.040247 | 0.10155 | 0.0035664 | 0.010926 | 0.012311 | 0.0083621 | 0.00062774 | -0.00089003 | 0.021846 | 7.353% | 8.348% | -2.402% | 4.833% | -8.314% | 5.74% | 17.58% | 1.295% | 3.699% | 6.228% | 3.513% | 0.2314% | -0.1666% | 2.976%
HV | NHH UMS category A | HVNHH UMS category A | 1.8601 | 1.1961 | 0.97544 | 2.0568 | 1.1079 | 1.4025 | 1.4013 | 0.88812 | 1.1191 | 0.87919 | 1.0334 | 1.2675 | 1.8416 | 1.9294 | 2.0288 | 1.2525 | 0.99349 | 2.6539 | 1.3685 | 1.4838 | 1.6154 | 1.1025 | 1.1785 | 1.0032 | 1.1271 | 1.3444 | 1.9393 | 2.093 | 0.16871 | 0.056375 | 0.018056 | 0.59715 | 0.26063 | 0.08136 | 0.21408 | 0.21436 | 0.059404 | 0.12401 | 0.093696 | 0.076931 | 0.09769 | 0.16364 | 9.07% | 4.713% | 1.851% | 29.03% | 23.53% | 5.801% | 15.28% | 24.14% | 5.308% | 14.11% | 9.067% | 6.069% | 5.305% | 8.481%
HV | NHH UMS category B | HVNHH UMS category B | 1.9752 | 1.386 | 1.0366 | 1.9862 | 1.2095 | 1.5494 | 1.5956 | 0.78825 | 1.5136 | 1.282 | 1.1595 | 1.4219 | 2.0712 | 2.0994 | 2.1504 | 1.4501 | 1.0587 | 2.6568 | 1.4591 | 1.6473 | 1.7747 | 0.95688 | 1.5482 | 1.4286 | 1.2519 | 1.4881 | 2.148 | 2.2945 | 0.17521 | 0.064102 | 0.022053 | 0.67067 | 0.24964 | 0.097885 | 0.17913 | 0.16862 | 0.034594 | 0.1466 | 0.092397 | 0.066197 | 0.07688 | 0.19501 | 8.87% | 4.625% | 2.127% | 33.77% | 20.64% | 6.317% | 11.23% | 21.39% | 2.285% | 11.44% | 7.969% | 4.655% | 3.712% | 9.289%
HV | NHH UMS category C | HVNHH UMS category C | 2.605 | 2.073 | 1.3942 | 2.4784 | 1.7192 | 2.0642 | 2.3115 | 1.4952 | 2.474 | 2.1513 | 1.596 | 1.9041 | 2.6126 | 2.5217 | 2.8389 | 2.1072 | 1.4347 | 3.153 | 1.8979 | 2.178 | 2.452 | 1.8096 | 2.4578 | 2.3592 | 1.7119 | 1.9655 | 2.7066 | 2.7898 | 0.23389 | 0.034213 | 0.040506 | 0.67456 | 0.17864 | 0.11387 | 0.14049 | 0.31434 | -0.016146 | 0.20796 | 0.11586 | 0.061375 | 0.093985 | 0.26808 | 8.979% | 1.65% | 2.905% | 27.22% | 10.39% | 5.517% | 6.078% | 21.02% | -0.6526% | 9.667% | 7.259% | 3.223% | 3.597% | 10.63%
HV | NHH UMS category D | HVNHH UMS category D | 1.8193 | 1.0699 | 0.94361 | 2.1351 | 1.0409 | 1.2973 | 1.2622 | 1.0186 | 0.87029 | 0.61182 | 0.90679 | 1.1085 | 1.6188 | 1.7669 | 1.9847 | 1.119 | 0.95874 | 2.6851 | 1.3151 | 1.3651 | 1.5044 | 1.2786 | 0.94632 | 0.72144 | 1.0027 | 1.1952 | 1.7379 | 1.8992 | 0.1654 | 0.049103 | 0.015134 | 0.54996 | 0.27425 | 0.067796 | 0.24219 | 0.25992 | 0.076024 | 0.10961 | 0.095954 | 0.086678 | 0.11908 | 0.13222 | 9.092% | 4.589% | 1.604% | 25.76% | 26.35% | 5.226% | 19.19% | 25.52% | 8.735% | 17.92% | 10.58% | 7.819% | 7.356% | 7.483%
HV | LV UMS (Pseudo HH Metered) | HVLV UMS (Pseudo HH Metered) | 2.0057 | 1.3674 | 1.0257 | 2.0119 | 1.2167 | 1.5655 | 1.604 | 0.7842 | 1.4537 | 1.328 | 1.2451 | 1.4038 | 2.1647 | 2.2156 | 2.1723 | 1.4324 | 1.0446 | 2.6908 | 1.591 | 1.6631 | 1.7928 | 1.0619 | 1.5774 | 1.4683 | 1.2843 | 1.4835 | 2.1887 | 2.3619 | 0.16663 | 0.065 | 0.018923 | 0.6789 | 0.37425 | 0.097673 | 0.1888 | 0.27774 | 0.12374 | 0.14038 | 0.039231 | 0.079645 | 0.024004 | 0.14634 | 8.308% | 4.753% | 1.845% | 33.74% | 30.76% | 6.239% | 11.77% | 35.42% | 8.512% | 10.57% | 3.151% | 5.673% | 1.109% | 6.605%
HV | LV Generation NHH or Aggregate HH | HVLV Generation NHH or Aggregate HH | 0 | 0 | 0 | 0 | 0 | 0 | 0 | 0 | 0 | 0 | 0 | 0 | 0 | 0 | 0 | 0 | 0 | 0 | 0 | 0 | 0 | 0 | 0 | 0 | 0 | 0 | 0 | 0 | 0 | 0 | 0 | 0 | 0 | 0 | 0 | 0 | 0 | 0 | 0 | 0 | 0 | 0
HV | LV Sub Generation NHH | HVLV Sub Generation NHH | 0 | 0 | 0 | 0 | 0 | 0 | 0 | 0 | 0 | 0 | 0 | 0 | 0 | 0 | 0 | 0 | 0 | 0 | 0 | 0 | 0 | 0 | 0 | 0 | 0 | 0 | 0 | 0 | 0 | 0 | 0 | 0 | 0 | 0 | 0 | 0 | 0 | 0 | 0 | 0 | 0 | 0
HV | LV Generation Intermittent | HVLV Generation Intermittent | 0 | 0 | 0 | 0 | 0 | 0 | 0 | 0 | 0 | 0 | 0 | 0 | 0 | 0 | 0 | 0 | 0 | 0 | 0 | 0 | 0 | 0 | 0 | 0 | 0 | 0 | 0 | 0 | 0 | 0 | 0 | 0 | 0 | 0 | 0 | 0 | 0 | 0 | 0 | 0 | 0 | 0
HV | LV Generation Intermittent no RP charge | HVLV Generation Intermittent no RP charge | 0 | 0 | 0 | 0 | 0 | 0 | 0 | 0 | 0 | 0 | 0 | 0 | 0 | 0 | 0 | 0 | 0 | 0 | 0 | 0 | 0 | 0 | 0 | 0 | 0 | 0 | 0 | 0 | 0 | 0 | 0 | 0 | 0 | 0 | 0 | 0 | 0 | 0 | 0 | 0 | 0 | 0
HV | LV Generation Non-Intermittent | HVLV Generation Non-Intermittent | 0 | 0 | 0 | 0 | 0 | 0 | 0 | 0 | 0 | 0 | 0 | 0 | 0 | 0 | 0 | 0 | 0 | 0 | 0 | 0 | 0 | 0 | 0 | 0 | 0 | 0 | 0 | 0 | 0 | 0 | 0 | 0 | 0 | 0 | 0 | 0 | 0 | 0 | 0 | 0 | 0 | 0
HV | LV Generation Non-Intermittent no RP charge | HVLV Generation Non-Intermittent no RP charge | 0 | 0 | 0 | 0 | 0 | 0 | 0 | 0 | 0 | 0 | 0 | 0 | 0 | 0 | 0 | 0 | 0 | 0 | 0 | 0 | 0 | 0 | 0 | 0 | 0 | 0 | 0 | 0 | 0 | 0 | 0 | 0 | 0 | 0 | 0 | 0 | 0 | 0 | 0 | 0 | 0 | 0
HV | LV Sub Generation Intermittent | HVLV Sub Generation Intermittent | 0 | 0 | 0 | 0 | 0 | 0 | 0 | 0 | 0 | 0 | 0 | 0 | 0 | 0 | 0 | 0 | 0 | 0 | 0 | 0 | 0 | 0 | 0 | 0 | 0 | 0 | 0 | 0 | 0 | 0 | 0 | 0 | 0 | 0 | 0 | 0 | 0 | 0 | 0 | 0 | 0 | 0
HV | LV Sub Generation Intermittent no RP charge | HVLV Sub Generation Intermittent no RP charge | 0 | 0 | 0 | 0 | 0 | 0 | 0 | 0 | 0 | 0 | 0 | 0 | 0 | 0 | 0 | 0 | 0 | 0 | 0 | 0 | 0 | 0 | 0 | 0 | 0 | 0 | 0 | 0 | 0 | 0 | 0 | 0 | 0 | 0 | 0 | 0 | 0 | 0 | 0 | 0 | 0 | 0
HV | LV Sub Generation Non-Intermittent | HVLV Sub Generation Non-Intermittent | 0 | 0 | 0 | 0 | 0 | 0 | 0 | 0 | 0 | 0 | 0 | 0 | 0 | 0 | 0 | 0 | 0 | 0 | 0 | 0 | 0 | 0 | 0 | 0 | 0 | 0 | 0 | 0 | 0 | 0 | 0 | 0 | 0 | 0 | 0 | 0 | 0 | 0 | 0 | 0 | 0 | 0
HV | LV Sub Generation Non-Intermittent no RP charge | HVLV Sub Generation Non-Intermittent no RP charge | 0 | 0 | 0 | 0 | 0 | 0 | 0 | 0 | 0 | 0 | 0 | 0 | 0 | 0 | 0 | 0 | 0 | 0 | 0 | 0 | 0 | 0 | 0 | 0 | 0 | 0 | 0 | 0 | 0 | 0 | 0 | 0 | 0 | 0 | 0 | 0 | 0 | 0 | 0 | 0 | 0 | 0
HV | HV Generation Intermittent | HVHV Generation Intermittent | 0 | 0 | 0 | 0 | 0 | 0 | 0 | 0 | 0 | 0 | 0 | 0 | 0 | 0 | 0 | 0 | 0 | 0 | 0 | 0 | 0 | 0 | 0 | 0 | 0 | 0 | 0 | 0 | 0 | 0 | 0 | 0 | 0 | 0 | 0 | 0 | 0 | 0 | 0 | 0 | 0 | 0
HV | HV Generation Intermittent no RP charge | HVHV Generation Intermittent no RP charge | 0 | 0 | 0 | 0 | 0 | 0 | 0 | 0 | 0 | 0 | 0 | 0 | 0 | 0 | 0 | 0 | 0 | 0 | 0 | 0 | 0 | 0 | 0 | 0 | 0 | 0 | 0 | 0 | 0 | 0 | 0 | 0 | 0 | 0 | 0 | 0 | 0 | 0 | 0 | 0 | 0 | 0
HV | HV Generation Non-Intermittent | HVHV Generation Non-Intermittent | 0 | 0 | 0 | 0 | 0 | 0 | 0 | 0 | 0 | 0 | 0 | 0 | 0 | 0 | 0 | 0 | 0 | 0 | 0 | 0 | 0 | 0 | 0 | 0 | 0 | 0 | 0 | 0 | 0 | 0 | 0 | 0 | 0 | 0 | 0 | 0 | 0 | 0 | 0 | 0 | 0 | 0
HV | HV Generation Non-Intermittent no RP charge | HVHV Generation Non-Intermittent no RP charge | 0 | 0 | 0 | 0 | 0 | 0 | 0 | 0 | 0 | 0 | 0 | 0 | 0 | 0 | 0 | 0 | 0 | 0 | 0 | 0 | 0 | 0 | 0 | 0 | 0 | 0 | 0 | 0 | 0 | 0 | 0 | 0 | 0 | 0 | 0 | 0 | 0 | 0 | 0 | 0 | 0 | 0
0000 | Domestic Unrestricted | 0000Domestic Unrestricted | 2.4239 | 2.7536 | 2.3078 | 3.6866 | 2.2928 | 2.9934 | 3.2455 | 1.9782 | 2.46 | 2.2851 | 2.0996 | 2.4701 | 3.086 | 3.1573 | 2.6153 | 2.9388 | 2.4129 | 3.8121 | 2.3025 | 3.1636 | 3.7798 | 2.2487 | 2.7255 | 2.4637 | 2.177 | 2.5181 | 3.1282 | 3.3104 | 0.19143 | 0.18521 | 0.10513 | 0.12552 | 0.009744 | 0.17026 | 0.53427 | 0.27053 | 0.26546 | 0.17864 | 0.077406 | 0.047995 | 0.042173 | 0.15311 | 7.897% | 6.726% | 4.555% | 3.405% | 0.425% | 5.688% | 16.46% | 13.68% | 10.79% | 7.818% | 3.687% | 1.943% | 1.367% | 4.85%
0000 | Domestic Two Rate | 0000Domestic Two Rate | 1.7282 | 2.0474 | 1.832 | 2.9056 | 1.7396 | 2.3863 | 2.3753 | 1.3654 | 2.0025 | 1.7728 | 1.8496 | 2.0025 | 2.3874 | 2.4589 | 1.9018 | 2.2324 | 1.9225 | 3.1207 | 1.7325 | 2.5971 | 2.8027 | 1.602 | 2.2476 | 1.9307 | 1.9261 | 2.0486 | 2.4135 | 2.5867 | 0.17361 | 0.18494 | 0.090499 | 0.21505 | -0.0070056 | 0.21083 | 0.42747 | 0.23665 | 0.24504 | 0.15787 | 0.076451 | 0.046097 | 0.026141 | 0.12787 | 10.05% | 9.033% | 4.94% | 7.401% | -0.4027% | 8.835% | 18% | 17.33% | 12.24% | 8.905% | 4.133% | 2.302% | 1.095% | 5.2%
0000 | Domestic Off Peak (related MPAN) | 0000Domestic Off Peak (related MPAN) | 0.67974 | 1.0767 | 1.1625 | 1.8198 | 0.7836 | 1.098 | 1.159 | 0 | 0.51722 | 0.19512 | 1.0644 | 1.0627 | 1.347 | 1.4375 | 0.76856 | 1.2246 | 1.1781 | 1.9993 | 0.67303 | 1.275 | 1.556 | 0 | 0.57467 | 0.23295 | 1.151 | 1.1115 | 1.3565 | 1.5347 | 0.088824 | 0.14794 | 0.015552 | 0.17953 | -0.11057 | 0.177 | 0.397 | 0 | 0.057447 | 0.03783 | 0.086574 | 0.048782 | 0.0095126 | 0.097197 | 13.07% | 13.74% | 1.338% | 9.866% | -14.11% | 16.12% | 34.25% |  | 11.11% | 19.39% | 8.134% | 4.59% | 0.7062% | 6.761%
0000 | Small Non Domestic Unrestricted | 0000Small Non Domestic Unrestricted | 2.012 | 2.2984 | 2.1137 | 3.1541 | 1.8306 | 2.5998 | 3.0827 | 1.229 | 1.5018 | 1.5245 | 1.9364 | 2.0617 | 2.6095 | 2.6158 | 2.2039 | 2.5181 | 2.224 | 3.4191 | 1.8049 | 2.7154 | 3.4996 | 1.2346 | 1.7082 | 1.6894 | 2.1019 | 2.1513 | 2.7077 | 2.6306 | 0.19192 | 0.21969 | 0.11024 | 0.26494 | -0.025697 | 0.11557 | 0.41696 | 0.0056322 | 0.20646 | 0.16492 | 0.1655 | 0.089557 | 0.098175 | 0.014843 | 9.539% | 9.558% | 5.215% | 8.4% | -1.404% | 4.445% | 13.53% | 0.4583% | 13.75% | 10.82% | 8.547% | 4.344% | 3.762% | 0.5674%
0000 | Small Non Domestic Two Rate | 0000Small Non Domestic Two Rate | 1.6595 | 1.9373 | 1.7713 | 2.7563 | 1.7386 | 2.2119 | 2.6017 | 1.1172 | 1.4397 | 1.3431 | 1.6809 | 1.8728 | 2.3063 | 2.4105 | 1.852 | 2.1437 | 1.852 | 2.9633 | 1.8526 | 2.3493 | 3.0572 | 1.1953 | 1.6869 | 1.4489 | 1.813 | 1.9508 | 2.3823 | 2.5046 | 0.19248 | 0.20632 | 0.080733 | 0.20696 | 0.11397 | 0.13743 | 0.45548 | 0.078112 | 0.24718 | 0.10582 | 0.13212 | 0.077968 | 0.075986 | 0.094128 | 11.6% | 10.65% | 4.558% | 7.508% | 6.556% | 6.213% | 17.51% | 6.992% | 17.17% | 7.879% | 7.86% | 4.163% | 3.295% | 3.905%
0000 | Small Non Domestic Off Peak (related MPAN) | 0000Small Non Domestic Off Peak (related MPAN) | 0.62551 | 1.0728 | 1.1907 | 1.7248 | 0.86532 | 1.472 | 1.099 | 0 | 0.70021 | 0.26641 | 0.87668 | 1.1411 | 1.3546 | 1.4395 | 0.70872 | 1.2844 | 1.2199 | 1.9109 | 0.79417 | 1.648 | 1.499 | 0 | 0.70807 | 0.29964 | 0.96234 | 1.1746 | 1.3641 | 1.5357 | 0.083214 | 0.21162 | 0.029161 | 0.18611 | -0.071149 | 0.176 | 0.4 | 0 | 0.0078639 | 0.033227 | 0.085663 | 0.033478 | 0.0095126 | 0.096225 | 13.3% | 19.73% | 2.449% | 10.79% | -8.222% | 11.96% | 36.4% |  | 1.123% | 12.47% | 9.771% | 2.934% | 0.7022% | 6.685%
0000 | LV Medium Non-Domestic | 0000LV Medium Non-Domestic | 1.8177 | 2.1398 | 1.8843 | 2.7795 | 1.6884 | 2.2932 | 2.6725 | 1.1881 | 1.5689 | 1.481 | 1.7296 | 1.9622 | 2.3315 | 2.4378 | 1.9323 | 2.2704 | 1.9448 | 3.0998 | 1.5994 | 2.4647 | 3.1317 | 1.4348 | 1.8482 | 1.7918 | 1.8389 | 2.0489 | 2.4143 | 2.5845 | 0.11458 | 0.1306 | 0.06052 | 0.32035 | -0.088981 | 0.17153 | 0.45923 | 0.24678 | 0.27927 | 0.31075 | 0.10928 | 0.08668 | 0.082781 | 0.14672 | 6.304% | 6.104% | 3.212% | 11.53% | -5.27% | 7.48% | 17.18% | 20.77% | 17.8% | 20.98% | 6.318% | 4.418% | 3.551% | 6.018%
0000 | LV Sub Medium Non-Domestic | 0000LV Sub Medium Non-Domestic | 1.6746 | 2.0906 | 1.7193 | 2.4426 | 1.6183 | 2.1134 | 2.6973 | 1.0418 | 1.4274 | 1.3156 | 1.5267 | 1.7637 | 2.0732 | 2.2602 | 1.7685 | 2.1758 | 1.7795 | 2.8384 | 1.4925 | 2.281 | 3.1358 | 1.2447 | 1.663 | 1.5789 | 1.6112 | 1.8077 | 2.1074 | 2.3557 | 0.093873 | 0.085274 | 0.06023 | 0.39578 | -0.12582 | 0.16763 | 0.4385 | 0.20293 | 0.23558 | 0.26327 | 0.084466 | 0.043938 | 0.034212 | 0.095548 | 5.606% | 4.079% | 3.503% | 16.2% | -7.774% | 7.932% | 16.26% | 19.48% | 16.5% | 20.01% | 5.532% | 2.491% | 1.65% | 4.227%
0000 | HV Medium Non-Domestic | 0000HV Medium Non-Domestic | 1.4418 | 1.8319 | 1.7354 | 2.5808 | 1.9165 | 2.1376 | 2.5512 | 1.0533 | 1.3679 | 1.3373 | 1.4319 | 1.6732 | 2.1434 | 2.4874 | 1.4757 | 1.9994 | 1.8473 | 2.7164 | 1.8426 | 2.28 | 2.9816 | 1.1706 | 1.682 | 1.5958 | 1.677 | 1.8861 | 2.5032 | 3.6157 | 0.033971 | 0.16749 | 0.11192 | 0.13568 | -0.073919 | 0.14247 | 0.43035 | 0.1173 | 0.31403 | 0.25851 | 0.24517 | 0.21287 | 0.35979 | 1.1283 | 2.356% | 9.143% | 6.449% | 5.257% | -3.857% | 6.665% | 16.87% | 11.14% | 22.96% | 19.33% | 17.12% | 12.72% | 16.79% | 45.36%
0000 | LV Network Domestic | 0000LV Network Domestic | 2.3043 | 2.7553 | 2.3107 | 3.6253 | 2.261 | 2.9931 | 3.2506 | 1.9938 | 3.2966 | 1.8081 | 2.1654 | 2.4954 | 4.6714 | 3.16 | 2.6638 | 2.8893 | 2.7042 | 3.3308 | 1.9064 | 3.1329 | 3.5896 | 2.3469 | 2.5647 | 2.2464 | 2.0004 | 2.3195 | 2.8024 | 3.0898 | 0.35953 | 0.13403 | 0.39344 | -0.29449 | -0.35465 | 0.13984 | 0.33901 | 0.35314 | -0.73187 | 0.43826 | -0.16493 | -0.17592 | -1.8691 | -0.070229 | 15.6% | 4.864% | 17.03% | -8.123% | -15.69% | 4.672% | 10.43% | 17.71% | -22.2% | 24.24% | -7.617% | -7.05% | -40.01% | -2.222%
0000 | LV Network Non-Domestic Non-CT | 0000LV Network Non-Domestic Non-CT | 1.8231 | 2.3698 | 2.1251 | 2.8637 | 1.7701 | 2.4199 | 2.9302 | 0.69793 | 1.4889 | 1.3395 | 1.6643 | 1.7812 | 2.3618 | 2.4366 | 1.9863 | 2.2788 | 1.9703 | 3.1544 | 1.7471 | 2.559 | 3.1826 | 0.82839 | 1.5619 | 1.463 | 1.8242 | 1.8673 | 2.4615 | 2.4508 | 0.16321 | -0.090998 | -0.15484 | 0.2907 | -0.022968 | 0.13905 | 0.25239 | 0.13046 | 0.073008 | 0.12352 | 0.15982 | 0.086185 | 0.099721 | 0.014183 | 8.953% | -3.84% | -7.286% | 10.15% | -1.298% | 5.746% | 8.614% | 18.69% | 4.903% | 9.221% | 9.603% | 4.839% | 4.222% | 0.5821%
0000 | LV HH Metered | 0000LV HH Metered | 2.1165 | 2.1723 | 1.8716 | 3.1933 | 1.8551 | 2.4308 | 2.906 | 1.7925 | 1.8063 | 1.8283 | 1.9303 | 2.3107 | 2.6271 | 2.6658 | 2.245 | 2.376 | 2.0301 | 3.471 | 1.8345 | 2.6073 | 3.3926 | 1.8146 | 1.9275 | 1.967 | 2.047 | 2.4462 | 2.7259 | 2.8358 | 0.12843 | 0.20379 | 0.15855 | 0.27764 | -0.020534 | 0.17653 | 0.48668 | 0.022108 | 0.12123 | 0.13863 | 0.11676 | 0.13547 | 0.098795 | 0.16996 | 6.068% | 9.381% | 8.471% | 8.694% | -1.107% | 7.262% | 16.75% | 1.233% | 6.712% | 7.582% | 6.049% | 5.863% | 3.761% | 6.375%
0000 | LV Sub HH Metered | 0000LV Sub HH Metered | 1.794 | 1.8196 | 1.6485 | 2.2717 | 1.8011 | 2.3256 | 2.8362 | 1.5515 | 1.475 | 1.4203 | 1.8419 | 2.4707 | 2.2788 | 2.3987 | 1.9079 | 1.9103 | 1.6955 | 2.6041 | 1.6633 | 2.4059 | 3.2085 | 1.7493 | 1.528 | 1.5415 | 1.9485 | 2.4902 | 2.3162 | 2.4587 | 0.11388 | 0.090685 | 0.046971 | 0.33237 | -0.13781 | 0.08033 | 0.37225 | 0.19784 | 0.052979 | 0.12121 | 0.10658 | 0.019545 | 0.037364 | 0.059983 | 6.348% | 4.984% | 2.849% | 14.63% | -7.652% | 3.454% | 13.13% | 12.75% | 3.592% | 8.534% | 5.786% | 0.7911% | 1.64% | 2.501%
0000 | HV HH Metered | 0000HV HH Metered | 1.2703 | 1.5767 | 1.4689 | 3.0922 | 1.7287 | 2.0112 | 2.1168 | 1.5063 | 1.3039 | 1.0928 | 1.3779 | 1.7496 | 1.8737 | 2.1136 | 1.3929 | 1.7455 | 1.4827 | 3.3636 | 1.6317 | 2.1798 | 2.5479 | 1.5532 | 1.3905 | 1.185 | 1.4819 | 1.8229 | 1.9174 | 2.2255 | 0.12258 | 0.16884 | 0.01381 | 0.27133 | -0.096974 | 0.16853 | 0.43103 | 0.04695 | 0.086648 | 0.092232 | 0.10399 | 0.073274 | 0.043755 | 0.11188 | 9.65% | 10.71% | 0.9402% | 8.775% | -5.61% | 8.38% | 20.36% | 3.117% | 6.645% | 8.44% | 7.547% | 4.188% | 2.335% | 5.293%
0000 | NHH UMS category A | 0000NHH UMS category A | 3.0238 | 1.8389 | 1.5193 | 3.2325 | 1.8451 | 2.147 | 2.337 | 1.8029 | 2.0073 | 1.6688 | 1.9566 | 2.3636 | 2.8309 | 2.9441 | 3.3089 | 1.931 | 1.5562 | 4.2439 | 2.2941 | 2.287 | 2.707 | 2.2477 | 2.1261 | 1.9096 | 2.1479 | 2.5242 | 2.9955 | 3.2114 | 0.28517 | 0.092092 | 0.036937 | 1.0114 | 0.44901 | 0.14 | 0.37 | 0.44476 | 0.11882 | 0.24079 | 0.19137 | 0.16069 | 0.16457 | 0.26729 | 9.431% | 5.008% | 2.431% | 31.29% | 24.34% | 6.521% | 15.83% | 24.67% | 5.919% | 14.43% | 9.781% | 6.799% | 5.813% | 9.079%
0000 | NHH UMS category B | 0000NHH UMS category B | 3.2108 | 2.1309 | 1.6145 | 3.1216 | 2.0143 | 2.372 | 2.661 | 1.6002 | 2.7149 | 2.4333 | 2.1953 | 2.6515 | 3.1839 | 3.2036 | 3.5072 | 2.2357 | 1.6583 | 4.2486 | 2.446 | 2.539 | 2.974 | 1.9508 | 2.7931 | 2.7193 | 2.3858 | 2.794 | 3.318 | 3.5205 | 0.29639 | 0.10483 | 0.043741 | 1.127 | 0.4317 | 0.167 | 0.313 | 0.35064 | 0.078166 | 0.28594 | 0.19046 | 0.14252 | 0.13413 | 0.31686 | 9.231% | 4.92% | 2.709% | 36.1% | 21.43% | 7.04% | 11.76% | 21.91% | 2.879% | 11.75% | 8.676% | 5.375% | 4.213% | 9.891%
0000 | NHH UMS category C | 0000NHH UMS category C | 4.2346 | 3.187 | 2.1715 | 3.8952 | 2.8633 | 3.16 | 3.855 | 3.0353 | 4.4374 | 4.0834 | 3.0219 | 3.5506 | 4.0162 | 3.848 | 4.6301 | 3.2487 | 2.2473 | 5.042 | 3.1815 | 3.357 | 4.109 | 3.6892 | 4.4341 | 4.4908 | 3.2625 | 3.6902 | 4.1808 | 4.2805 | 0.3955 | 0.061721 | 0.075818 | 1.1468 | 0.31825 | 0.197 | 0.254 | 0.65388 | -0.0033725 | 0.40741 | 0.24058 | 0.13965 | 0.16457 | 0.43252 | 9.34% | 1.937% | 3.491% | 29.44% | 11.11% | 6.234% | 6.589% | 21.54% | -0.076% | 9.977% | 7.961% | 3.933% | 4.098% | 11.24%
0000 | NHH UMS category D | 0000NHH UMS category D | 2.9574 | 1.6449 | 1.4697 | 3.3557 | 1.7335 | 1.986 | 2.105 | 2.0679 | 1.561 | 1.1613 | 1.7169 | 2.067 | 2.4885 | 2.6962 | 3.2369 | 1.7253 | 1.5018 | 4.2937 | 2.2047 | 2.104 | 2.521 | 2.6066 | 1.7072 | 1.3732 | 1.911 | 2.244 | 2.6845 | 2.914 | 0.27956 | 0.080336 | 0.032077 | 0.93808 | 0.47112 | 0.118 | 0.416 | 0.53878 | 0.14621 | 0.21194 | 0.19411 | 0.17696 | 0.19596 | 0.21772 | 9.453% | 4.884% | 2.183% | 27.96% | 27.18% | 5.942% | 19.76% | 26.06% | 9.367% | 18.25% | 11.31% | 8.561% | 7.875% | 8.075%
0000 | LV UMS (Pseudo HH Metered) | 0000LV UMS (Pseudo HH Metered) | 3.2603 | 2.1023 | 1.5976 | 3.1621 | 2.0263 | 2.3966 | 2.6751 | 1.5919 | 2.6074 | 2.5206 | 2.3574 | 2.6177 | 3.3277 | 3.3808 | 3.5429 | 2.2084 | 1.6363 | 4.3029 | 2.667 | 2.5634 | 3.0043 | 2.165 | 2.8457 | 2.795 | 2.4476 | 2.7853 | 3.3808 | 3.624 | 0.28258 | 0.10613 | 0.038741 | 1.1409 | 0.64067 | 0.16684 | 0.32926 | 0.57306 | 0.23837 | 0.27434 | 0.090201 | 0.16754 | 0.053146 | 0.24315 | 8.667% | 5.048% | 2.425% | 36.08% | 31.62% | 6.962% | 12.31% | 36% | 9.142% | 10.88% | 3.826% | 6.4% | 1.597% | 7.192%
0000 | LV Generation NHH or Aggregate HH | 0000LV Generation NHH or Aggregate HH | -0.8296 | -0.67741 | -0.47508 | -1.113 | -0.75951 | -0.762 | -1.192 | -1.0231 | -0.80105 | -0.80485 | -0.55269 | -0.5568 | -0.64115 | -0.79607 | -0.87818 | -0.64842 | -0.48748 | -1.1093 | -0.75951 | -0.753 | -1.228 | -1.0507 | -0.85061 | -0.85834 | -0.54571 | -0.55587 | -0.63839 | -0.79703 | -0.048588 | 0.02899 | -0.012402 | 0.0036642 | 0 | 0.009 | -0.036 | -0.027541 | -0.049563 | -0.053493 | 0.0069851 | 0.00093423 | 0.0027636 | -0.00095797 | 5.857% | -4.28% | 2.61% | -0.3292% | 0% | -1.181% | 3.02% | 2.692% | 6.187% | 6.646% | -1.264% | -0.1678% | -0.431% | 0.1203%
0000 | LV Sub Generation NHH | 0000LV Sub Generation NHH | -0.65318 | -0.56871 | -0.41111 | -0.9644 | -0.65974 | -0.673 | -1.075 | -0.90021 | -0.7066 | -0.70828 | -0.47739 | -0.46896 | -0.57061 | -0.71917 | -0.68937 | -0.57063 | -0.42808 | -0.97986 | -0.66533 | -0.658 | -1.098 | -0.92326 | -0.74844 | -0.75579 | -0.46882 | -0.46526 | -0.56698 | -0.72012 | -0.03619 | -0.0019181 | -0.016972 | -0.015452 | -0.005591 | 0.015 | -0.023 | -0.023041 | -0.041836 | -0.047509 | 0.0085708 | 0.0036999 | 0.0036287 | -0.00095003 | 5.541% | 0.3373% | 4.128% | 1.602% | 0.8475% | -2.229% | 2.14% | 2.56% | 5.921% | 6.708% | -1.795% | -0.789% | -0.6359% | 0.1321%
0000 | LV Generation Intermittent | 0000LV Generation Intermittent | -0.81934 | -0.66954 | -0.46595 | -1.1124 | -0.71266 | -0.74849 | -1.1697 | -0.97376 | -0.78718 | -0.78706 | -0.54169 | -0.54342 | -0.63013 | -0.77195 | -0.86825 | -0.64299 | -0.47694 | -1.0937 | -0.73973 | -0.74117 | -1.2083 | -0.98729 | -0.83742 | -0.81731 | -0.53471 | -0.53321 | -0.6252 | -0.77544 | -0.048902 | 0.026549 | -0.010994 | 0.01873 | -0.02707 | 0.007327 | -0.038614 | -0.01353 | -0.050241 | -0.030253 | 0.0069745 | 0.01021 | 0.0049279 | -0.0034899 | 5.968% | -3.965% | 2.36% | -1.684% | 3.799% | -0.9789% | 3.301% | 1.389% | 6.382% | 3.844% | -1.288% | -1.879% | -0.782% | 0.4521%
0000 | LV Generation Non-Intermittent | 0000LV Generation Non-Intermittent | -0.80043 | -0.68212 | -0.46462 | -1.174 | -0.7631 | -0.75821 | -1.227 | -0.97326 | -0.75985 | -3.6659 | -0.58134 | -0.57106 | -0.65301 | -0.72125 | -0.82492 | -0.65612 | -0.48193 | -1.1299 | -0.82103 | -0.85634 | -1.2421 | -1.0427 | -0.8732 | -3.4649 | -0.57092 | -0.5595 | -0.63224 | -0.7314 | -0.024493 | 0.025999 | -0.017302 | 0.044129 | -0.057934 | -0.098131 | -0.015142 | -0.069461 | -0.11335 | 0.20109 | 0.01042 | 0.011557 | 0.020771 | -0.01015 | 3.06% | -3.812% | 3.724% | -3.759% | 7.592% | 12.94% | 1.234% | 7.137% | 14.92% | -5.485% | -1.792% | -2.024% | -3.181% | 1.407%
0000 | LV Sub Generation Intermittent | 0000LV Sub Generation Intermittent | -0.64614 | -0.56527 | -0.40932 | -0.96394 | -0.61749 | -0.62406 | -1.0715 | -0.89307 | -0.70603 | -0.37192 | -0.46095 | -0.45557 | -0.5563 | -0.71917 | -0.68421 | -0.56605 | -0.426 | -0.97986 | -0.64758 | -0.62109 | -1.0959 | -0.91564 | -0.74784 | -0.57371 | -0.46059 | -0.45284 | -0.55272 | -0.71934 | -0.03807 | -0.00078094 | -0.016686 | -0.015916 | -0.030094 | 0.0029619 | -0.024385 | -0.022571 | -0.041808 | -0.20178 | 0.00035909 | 0.0027285 | 0.0035849 | -0.00016897 | 5.892% | 0.1382% | 4.077% | 1.651% | 4.874% | -0.4746% | 2.276% | 2.527% | 5.922% | 54.25% | -0.0779% | -0.5989% | -0.6444% | 0.02349%
0000 | LV Sub Generation Non-Intermittent | 0000LV Sub Generation Non-Intermittent | -0.61469 | -0.57208 | -0.41614 | -1.0151 | -0.6628 | -0.7088 | -1.0701 | -0.85595 | -0.66881 | -3.0184 | -0.48603 | -0.4681 | -0.57884 | -0.65459 | -0.71123 | -0.57085 | -0.42225 | -0.99819 | -0.71977 | -0.67238 | -1.0811 | -0.91581 | -0.76623 | -2.0299 | -0.44043 | -0.46061 | -0.57201 | -0.65123 | -0.096541 | 0.0012268 | -0.0061092 | 0.016903 | -0.056972 | 0.036416 | -0.010965 | -0.059856 | -0.097412 | 0.98852 | 0.045603 | 0.007495 | 0.0068309 | 0.0033574 | 15.71% | -0.2145% | 1.468% | -1.665% | 8.596% | -5.138% | 1.025% | 6.993% | 14.56% | -32.75% | -9.383% | -1.601% | -1.18% | -0.5129%
0000 | HV Generation Intermittent | 0000HV Generation Intermittent | -0.43701 | -0.36244 | -0.27477 | -0.39367 | -0.4008 | -0.39525 | -0.68472 | -0.50825 | -0.43928 | -0.48085 | -0.26342 | -0.21751 | -0.32407 | -0.45392 | -0.46241 | -0.34568 | -0.27179 | -0.37486 | -0.38294 | -0.38586 | -0.70547 | -0.50319 | -0.46791 | -0.51597 | -0.26284 | -0.2217 | -0.31879 | -0.4516 | -0.025398 | 0.016754 | 0.002979 | 0.018815 | 0.017861 | 0.0093934 | -0.020748 | 0.0050643 | -0.028628 | -0.035118 | 0.00058255 | -0.0041868 | 0.0052799 | 0.0023149 | 5.812% | -4.623% | -1.084% | -4.779% | -4.456% | -2.377% | 3.03% | -0.9964% | 6.517% | 7.303% | -0.2211% | 1.925% | -1.629% | -0.51%
0000 | HV Generation Non-Intermittent | 0000HV Generation Non-Intermittent | -0.46674 | -0.39411 | -0.36192 | -0.43342 | -0.45101 | -0.40596 | -0.69592 | -0.69306 | -0.53174 | -0.56879 | -0.29583 | -0.23626 | -0.38999 | -0.61433 | -0.54211 | -0.38483 | -0.36693 | -0.49163 | -0.4093 | -0.40089 | -0.82434 | -0.66201 | -0.57325 | -0.59127 | -0.29768 | -0.24105 | -0.40784 | -0.80816 | -0.075367 | 0.009283 | -0.0050145 | -0.058215 | 0.041718 | 0.0050773 | -0.12842 | 0.031049 | -0.041505 | -0.02248 | -0.0018516 | -0.0047953 | -0.01785 | -0.19383 | 16.15% | -2.355% | 1.386% | 13.43% | -9.25% | -1.251% | 18.45% | -4.48% | 7.805% | 3.952% | 0.6259% | 2.03% | 4.577% | 31.55%
132kV | Domestic Unrestricted | 132kVDomestic Unrestricted | 2.1186 | 2.6284 | 2.2114 | 3.6866 | 2.0521 | 2.9934 | 3.0115 | 1.7704 | 2.1532 | 1.973 | 1.7105 | 2.0431 | 2.8585 | 2.934 | 2.2859 | 2.8052 | 2.3121 | 3.8121 | 2.0608 | 3.1636 | 3.5073 | 2.0126 | 2.3856 | 2.1272 | 1.7735 | 2.0828 | 2.8975 | 3.0763 | 0.16732 | 0.1768 | 0.10073 | 0.12552 | 0.0087211 | 0.17026 | 0.49574 | 0.24211 | 0.23235 | 0.15424 | 0.063061 | 0.039697 | 0.039063 | 0.14228 | 7.897% | 6.726% | 4.555% | 3.405% | 0.425% | 5.688% | 16.46% | 13.68% | 10.79% | 7.818% | 3.687% | 1.943% | 1.367% | 4.85%
132kV | Domestic Two Rate | 132kVDomestic Two Rate | 1.5105 | 1.9544 | 1.7555 | 2.9056 | 1.5569 | 2.3863 | 2.204 | 1.222 | 1.7528 | 1.5307 | 1.5068 | 1.6563 | 2.2113 | 2.285 | 1.6623 | 2.1309 | 1.8422 | 3.1207 | 1.5507 | 2.5971 | 2.6007 | 1.4338 | 1.9673 | 1.667 | 1.5691 | 1.6944 | 2.2355 | 2.4038 | 0.15174 | 0.17653 | 0.086718 | 0.21505 | -0.0062702 | 0.21083 | 0.39665 | 0.2118 | 0.21448 | 0.13631 | 0.062283 | 0.038128 | 0.024213 | 0.11883 | 10.05% | 9.033% | 4.94% | 7.401% | -0.4027% | 8.835% | 18% | 17.33% | 12.24% | 8.905% | 4.133% | 2.302% | 1.095% | 5.2%
132kV | Domestic Off Peak (related MPAN) | 132kVDomestic Off Peak (related MPAN) | 0.59413 | 1.0278 | 1.114 | 1.8198 | 0.70134 | 1.098 | 1.0754 | 0 | 0.45271 | 0.16847 | 0.86715 | 0.87898 | 1.2477 | 1.3359 | 0.67176 | 1.169 | 1.1289 | 1.9993 | 0.60238 | 1.275 | 1.4438 | 0 | 0.50299 | 0.20113 | 0.93768 | 0.91932 | 1.2565 | 1.4262 | 0.077637 | 0.14121 | 0.014903 | 0.17953 | -0.098962 | 0.177 | 0.36838 | 0 | 0.050282 | 0.032663 | 0.07053 | 0.040349 | 0.0088112 | 0.090323 | 13.07% | 13.74% | 1.338% | 9.866% | -14.11% | 16.12% | 34.25% |  | 11.11% | 19.39% | 8.134% | 4.59% | 0.7062% | 6.761%
132kV | Small Non Domestic Unrestricted | 132kVSmall Non Domestic Unrestricted | 1.7586 | 2.194 | 2.0254 | 3.1541 | 1.6384 | 2.5998 | 2.8604 | 1.0999 | 1.3145 | 1.3163 | 1.5775 | 1.7053 | 2.4171 | 2.4308 | 1.9263 | 2.4037 | 2.1311 | 3.4191 | 1.6154 | 2.7154 | 3.2473 | 1.105 | 1.4952 | 1.4586 | 1.7124 | 1.7794 | 2.508 | 2.4446 | 0.16775 | 0.2097 | 0.10563 | 0.26494 | -0.023 | 0.11557 | 0.3869 | 0.0050406 | 0.18071 | 0.14239 | 0.13483 | 0.074074 | 0.090936 | 0.013793 | 9.539% | 9.558% | 5.215% | 8.4% | -1.404% | 4.445% | 13.53% | 0.4583% | 13.75% | 10.82% | 8.547% | 4.344% | 3.762% | 0.5674%
132kV | Small Non Domestic Two Rate | 132kVSmall Non Domestic Two Rate | 1.4505 | 1.8493 | 1.6973 | 2.7563 | 1.5561 | 2.2119 | 2.4142 | 0.99987 | 1.2601 | 1.1596 | 1.3694 | 1.549 | 2.1363 | 2.24 | 1.6187 | 2.0462 | 1.7746 | 2.9633 | 1.6581 | 2.3493 | 2.8368 | 1.0698 | 1.4765 | 1.251 | 1.477 | 1.6135 | 2.2066 | 2.3275 | 0.16823 | 0.19695 | 0.07736 | 0.20696 | 0.10201 | 0.13743 | 0.42263 | 0.069908 | 0.21635 | 0.091366 | 0.10764 | 0.064489 | 0.070383 | 0.087471 | 11.6% | 10.65% | 4.558% | 7.508% | 6.556% | 6.213% | 17.51% | 6.992% | 17.17% | 7.879% | 7.86% | 4.163% | 3.295% | 3.905%
132kV | Small Non Domestic Off Peak (related MPAN) | 132kVSmall Non Domestic Off Peak (related MPAN) | 0.54673 | 1.024 | 1.141 | 1.7248 | 0.77449 | 1.472 | 1.0198 | 0 | 0.61288 | 0.23002 | 0.71421 | 0.94385 | 1.2547 | 1.3377 | 0.61946 | 1.226 | 1.1689 | 1.9109 | 0.71081 | 1.648 | 1.3909 | 0 | 0.61976 | 0.25871 | 0.784 | 0.97154 | 1.2635 | 1.4271 | 0.072734 | 0.202 | 0.027942 | 0.18611 | -0.06368 | 0.176 | 0.37116 | 0 | 0.0068831 | 0.028689 | 0.069788 | 0.02769 | 0.0088112 | 0.089419 | 13.3% | 19.73% | 2.449% | 10.79% | -8.222% | 11.96% | 36.4% |  | 1.123% | 12.47% | 9.771% | 2.934% | 0.7022% | 6.685%
132kV | LV Medium Non-Domestic | 132kVLV Medium Non-Domestic | 1.5887 | 2.0425 | 1.8055 | 2.7795 | 1.5112 | 2.2932 | 2.4798 | 1.0633 | 1.3732 | 1.2787 | 1.4091 | 1.623 | 2.1596 | 2.2654 | 1.6889 | 2.1672 | 1.8635 | 3.0998 | 1.4315 | 2.4647 | 2.9059 | 1.2841 | 1.6177 | 1.5471 | 1.4981 | 1.6947 | 2.2362 | 2.4017 | 0.10015 | 0.12467 | 0.057992 | 0.32035 | -0.079641 | 0.17153 | 0.42612 | 0.22086 | 0.24444 | 0.26831 | 0.089027 | 0.071695 | 0.076677 | 0.13634 | 6.304% | 6.104% | 3.212% | 11.53% | -5.27% | 7.48% | 17.18% | 20.77% | 17.8% | 20.98% | 6.318% | 4.418% | 3.551% | 6.018%
132kV | LV Sub Medium Non-Domestic | 132kVLV Sub Medium Non-Domestic | 1.3367 | 1.9308 | 1.5989 | 2.4426 | 1.3477 | 2.1134 | 2.3943 | 0.8865 | 1.1557 | 1.0446 | 1.1043 | 1.2915 | 1.818 | 2.017 | 1.4117 | 2.0096 | 1.6549 | 2.8384 | 1.2429 | 2.281 | 2.7836 | 1.0592 | 1.3464 | 1.2537 | 1.1654 | 1.3237 | 1.848 | 2.1023 | 0.074931 | 0.078759 | 0.056012 | 0.39578 | -0.10478 | 0.16763 | 0.38924 | 0.17268 | 0.19073 | 0.20905 | 0.061097 | 0.032174 | 0.03 | 0.085268 | 5.606% | 4.079% | 3.503% | 16.2% | -7.774% | 7.932% | 16.26% | 19.48% | 16.5% | 20.01% | 5.532% | 2.491% | 1.65% | 4.227%
132kV | HV Medium Non-Domestic | 132kVHV Medium Non-Domestic | 1.0946 | 1.6603 | 1.5829 | 2.5808 | 1.5493 | 2.1376 | 2.2305 | 0.87709 | 1.0746 | 1.0299 | 0.97722 | 1.1571 | 1.8278 | 2.1666 | 1.1204 | 1.8121 | 1.685 | 2.7164 | 1.4895 | 2.28 | 2.6067 | 0.97477 | 1.3213 | 1.229 | 1.1445 | 1.3043 | 2.1346 | 3.1493 | 0.025791 | 0.1518 | 0.10209 | 0.13568 | -0.059754 | 0.14247 | 0.37624 | 0.097677 | 0.24668 | 0.19909 | 0.16733 | 0.1472 | 0.30681 | 0.98276 | 2.356% | 9.143% | 6.449% | 5.257% | -3.857% | 6.665% | 16.87% | 11.14% | 22.96% | 19.33% | 17.12% | 12.72% | 16.79% | 45.36%
132kV | LV Network Domestic | 132kVLV Network Domestic | 2.0141 | 2.6301 | 2.2142 | 3.6253 | 2.0237 | 2.9931 | 3.0162 | 1.7844 | 2.8854 | 1.5612 | 1.7641 | 2.064 | 4.327 | 2.9365 | 2.3283 | 2.758 | 2.5912 | 3.3308 | 1.7062 | 3.1329 | 3.3308 | 2.1004 | 2.2448 | 1.9396 | 1.6297 | 1.9185 | 2.5957 | 2.8712 | 0.31425 | 0.12794 | 0.377 | -0.29449 | -0.31743 | 0.13984 | 0.31457 | 0.31605 | -0.64059 | 0.3784 | -0.13437 | -0.14551 | -1.7312 | -0.065262 | 15.6% | 4.864% | 17.03% | -8.123% | -15.69% | 4.672% | 10.43% | 17.71% | -22.2% | 24.24% | -7.617% | -7.05% | -40.01% | -2.222%
132kV | LV Network Non-Domestic Non-CT | 132kVLV Network Non-Domestic Non-CT | 1.5935 | 2.2621 | 2.0364 | 2.8637 | 1.5842 | 2.4199 | 2.7189 | 0.62462 | 1.3032 | 1.1565 | 1.3559 | 1.4732 | 2.1876 | 2.2643 | 1.7361 | 2.1753 | 1.888 | 3.1544 | 1.5637 | 2.559 | 2.9531 | 0.74138 | 1.3671 | 1.2632 | 1.4861 | 1.5445 | 2.28 | 2.2774 | 0.14266 | -0.086862 | -0.14837 | 0.2907 | -0.020557 | 0.13905 | 0.23419 | 0.11676 | 0.063902 | 0.10665 | 0.1302 | 0.071286 | 0.092368 | 0.01318 | 8.953% | -3.84% | -7.286% | 10.15% | -1.298% | 5.746% | 8.614% | 18.69% | 4.903% | 9.221% | 9.603% | 4.839% | 4.222% | 0.5821%
132kV | LV HH Metered | 132kVLV HH Metered | 1.85 | 2.0735 | 1.7934 | 3.1933 | 1.6603 | 2.4308 | 2.6964 | 1.6043 | 1.581 | 1.5786 | 1.5726 | 1.9112 | 2.4334 | 2.4773 | 1.9622 | 2.2681 | 1.9453 | 3.471 | 1.642 | 2.6073 | 3.148 | 1.624 | 1.6871 | 1.6983 | 1.6677 | 2.0233 | 2.5249 | 2.6352 | 0.11225 | 0.19453 | 0.15192 | 0.27764 | -0.018379 | 0.17653 | 0.45159 | 0.019786 | 0.10611 | 0.11969 | 0.095122 | 0.11205 | 0.09151 | 0.15794 | 6.068% | 9.381% | 8.471% | 8.694% | -1.107% | 7.262% | 16.75% | 1.233% | 6.712% | 7.582% | 6.049% | 5.863% | 3.761% | 6.375%
132kV | LV Sub HH Metered | 132kVLV Sub HH Metered | 1.432 | 1.6806 | 1.5331 | 2.2717 | 1.4999 | 2.3256 | 2.5176 | 1.3202 | 1.1942 | 1.1278 | 1.3323 | 1.8092 | 1.9983 | 2.1406 | 1.5229 | 1.7644 | 1.5768 | 2.6041 | 1.3852 | 2.4059 | 2.848 | 1.4886 | 1.2371 | 1.224 | 1.4094 | 1.8235 | 2.031 | 2.1942 | 0.0909 | 0.083756 | 0.043682 | 0.33237 | -0.11477 | 0.08033 | 0.33043 | 0.16835 | 0.042893 | 0.096245 | 0.077093 | 0.014312 | 0.032765 | 0.053529 | 6.348% | 4.984% | 2.849% | 14.63% | -7.652% | 3.454% | 13.13% | 12.75% | 3.592% | 8.534% | 5.786% | 0.7911% | 1.64% | 2.501%
132kV | HV HH Metered | 132kVHV HH Metered | 0.96443 | 1.4289 | 1.3398 | 3.0922 | 1.3974 | 2.0112 | 1.8507 | 1.2543 | 1.0243 | 0.84159 | 0.94037 | 1.2099 | 1.5977 | 1.841 | 1.0575 | 1.582 | 1.3524 | 3.3636 | 1.3191 | 2.1798 | 2.2275 | 1.2933 | 1.0923 | 0.91262 | 1.0113 | 1.2606 | 1.6351 | 1.9385 | 0.093064 | 0.15302 | 0.012597 | 0.27133 | -0.078392 | 0.16853 | 0.37684 | 0.039094 | 0.068066 | 0.071031 | 0.070974 | 0.050671 | 0.037312 | 0.097453 | 9.65% | 10.71% | 0.9402% | 8.775% | -5.61% | 8.38% | 20.36% | 3.117% | 6.645% | 8.44% | 7.547% | 4.188% | 2.335% | 5.293%
132kV | NHH UMS category A | 132kVNHH UMS category A | 2.6429 | 1.7553 | 1.4558 | 3.2325 | 1.6514 | 2.147 | 2.1685 | 1.6135 | 1.7569 | 1.4409 | 1.594 | 1.9549 | 2.6222 | 2.7359 | 2.8922 | 1.8433 | 1.4912 | 4.2439 | 2.0533 | 2.287 | 2.5118 | 2.0116 | 1.8609 | 1.6488 | 1.7499 | 2.0879 | 2.7746 | 2.9843 | 0.24926 | 0.087907 | 0.035394 | 1.0114 | 0.40187 | 0.14 | 0.34332 | 0.39804 | 0.104 | 0.2079 | 0.15591 | 0.13291 | 0.15243 | 0.24839 | 9.431% | 5.008% | 2.431% | 31.29% | 24.34% | 6.521% | 15.83% | 24.67% | 5.919% | 14.43% | 9.781% | 6.799% | 5.813% | 9.079%
132kV | NHH UMS category B | 132kVNHH UMS category B | 2.8064 | 2.034 | 1.5471 | 3.1216 | 1.8028 | 2.372 | 2.4691 | 1.4321 | 2.3763 | 2.101 | 1.7885 | 2.1931 | 2.9491 | 2.977 | 3.0654 | 2.1341 | 1.589 | 4.2486 | 2.1892 | 2.539 | 2.7596 | 1.7459 | 2.4447 | 2.3479 | 1.9437 | 2.311 | 3.0733 | 3.2715 | 0.25906 | 0.10006 | 0.041914 | 1.127 | 0.38638 | 0.167 | 0.29043 | 0.31382 | 0.068417 | 0.24689 | 0.15517 | 0.11788 | 0.12424 | 0.29445 | 9.231% | 4.92% | 2.709% | 36.1% | 21.43% | 7.04% | 11.76% | 21.91% | 2.879% | 11.75% | 8.676% | 5.375% | 4.213% | 9.891%
132kV | NHH UMS category C | 132kVNHH UMS category C | 3.7012 | 3.0422 | 2.0808 | 3.8952 | 2.5627 | 3.16 | 3.577 | 2.7165 | 3.884 | 3.5257 | 2.4619 | 2.9368 | 3.7201 | 3.5759 | 4.0469 | 3.1011 | 2.1534 | 5.042 | 2.8475 | 3.357 | 3.8127 | 3.3017 | 3.8811 | 3.8774 | 2.6579 | 3.0523 | 3.8725 | 3.9778 | 0.34569 | 0.058917 | 0.07265 | 1.1468 | 0.28484 | 0.197 | 0.23569 | 0.5852 | -0.0029519 | 0.35177 | 0.196 | 0.11551 | 0.15243 | 0.40194 | 9.34% | 1.937% | 3.491% | 29.44% | 11.11% | 6.234% | 6.589% | 21.54% | -0.076% | 9.977% | 7.961% | 3.933% | 4.098% | 11.24%
132kV | NHH UMS category D | 132kVNHH UMS category D | 2.5849 | 1.5702 | 1.4083 | 3.3557 | 1.5516 | 1.986 | 1.9532 | 1.8507 | 1.3663 | 1.0027 | 1.3987 | 1.7097 | 2.305 | 2.5055 | 2.8293 | 1.6469 | 1.439 | 4.2937 | 1.9732 | 2.104 | 2.3392 | 2.3329 | 1.4943 | 1.1857 | 1.5569 | 1.8561 | 2.4865 | 2.7079 | 0.24435 | 0.076685 | 0.030737 | 0.93808 | 0.42167 | 0.118 | 0.38601 | 0.48219 | 0.12798 | 0.18299 | 0.15814 | 0.14636 | 0.18151 | 0.20232 | 9.453% | 4.884% | 2.183% | 27.96% | 27.18% | 5.942% | 19.76% | 26.06% | 9.367% | 18.25% | 11.31% | 8.561% | 7.875% | 8.075%
132kV | LV UMS (Pseudo HH Metered) | 132kVLV UMS (Pseudo HH Metered) | 2.8497 | 2.0068 | 1.5308 | 3.1621 | 1.8136 | 2.3966 | 2.4822 | 1.4247 | 2.2822 | 2.1764 | 1.9206 | 2.1652 | 3.0823 | 3.1417 | 3.0967 | 2.1081 | 1.5679 | 4.3029 | 2.3871 | 2.5634 | 2.7877 | 1.9376 | 2.4908 | 2.4132 | 1.994 | 2.3038 | 3.1315 | 3.3677 | 0.24699 | 0.10131 | 0.037122 | 1.1409 | 0.57342 | 0.16684 | 0.30552 | 0.51287 | 0.20864 | 0.23688 | 0.073485 | 0.13858 | 0.049227 | 0.22595 | 8.667% | 5.048% | 2.425% | 36.08% | 31.62% | 6.962% | 12.31% | 36% | 9.142% | 10.88% | 3.826% | 6.4% | 1.597% | 7.192%
132kV | LV Generation NHH or Aggregate HH | 132kVLV Generation NHH or Aggregate HH | -0.6622 | -0.62565 | -0.4418 | -1.113 | -0.63251 | -0.762 | -1.0581 | -0.87061 | -0.64856 | -0.63908 | -0.39978 | -0.40772 | -0.56222 | -0.71042 | -0.70098 | -0.59887 | -0.45334 | -1.1093 | -0.63251 | -0.753 | -1.09 | -0.89405 | -0.68868 | -0.68155 | -0.39473 | -0.40704 | -0.5598 | -0.71128 | -0.038784 | 0.026775 | -0.011533 | 0.0036642 | 0 | 0.009 | -0.031956 | -0.023436 | -0.040127 | -0.042475 | 0.0050525 | 0.0006841 | 0.0024234 | -0.0008549 | 5.857% | -4.28% | 2.61% | -0.3292% | 0% | -1.181% | 3.02% | 2.692% | 6.187% | 6.646% | -1.264% | -0.1678% | -0.431% | 0.1203%
132kV | LV Sub Generation NHH | 132kVLV Sub Generation NHH | -0.49589 | -0.51543 | -0.37498 | -0.9644 | -0.53331 | -0.673 | -0.93984 | -0.74959 | -0.55508 | -0.54547 | -0.32581 | -0.3243 | -0.48659 | -0.62641 | -0.52337 | -0.51716 | -0.39046 | -0.97986 | -0.53783 | -0.658 | -0.95995 | -0.76877 | -0.58794 | -0.58206 | -0.31996 | -0.32174 | -0.48349 | -0.62724 | -0.027475 | -0.0017384 | -0.015481 | -0.015452 | -0.0045196 | 0.015 | -0.020108 | -0.019186 | -0.032865 | -0.036588 | 0.0058493 | 0.0025586 | 0.0030944 | -0.00082749 | 5.541% | 0.3373% | 4.128% | 1.602% | 0.8475% | -2.229% | 2.14% | 2.56% | 5.921% | 6.708% | -1.795% | -0.789% | -0.6359% | 0.1321%
132kV | LV Generation Intermittent | 132kVLV Generation Intermittent | -0.65402 | -0.61838 | -0.43332 | -1.1124 | -0.59349 | -0.74849 | -1.0383 | -0.8286 | -0.63732 | -0.62495 | -0.39182 | -0.39792 | -0.55256 | -0.68889 | -0.69305 | -0.59386 | -0.44354 | -1.0937 | -0.61603 | -0.74117 | -1.0726 | -0.84011 | -0.678 | -0.64897 | -0.38678 | -0.39045 | -0.54824 | -0.69201 | -0.039035 | 0.02452 | -0.010224 | 0.01873 | -0.022544 | 0.007327 | -0.034276 | -0.011513 | -0.040677 | -0.024022 | 0.0050449 | 0.0074765 | 0.0043212 | -0.0031144 | 5.968% | -3.965% | 2.36% | -1.684% | 3.799% | -0.9789% | 3.301% | 1.389% | 6.382% | 3.844% | -1.288% | -1.879% | -0.782% | 0.4521%
132kV | LV Generation Non-Intermittent | 132kVLV Generation Non-Intermittent | -0.63892 | -0.63 | -0.43208 | -1.174 | -0.63549 | -0.75821 | -1.0891 | -0.82818 | -0.6152 | -2.9109 | -0.42051 | -0.41816 | -0.57262 | -0.64365 | -0.65847 | -0.60599 | -0.44818 | -1.1299 | -0.68374 | -0.85634 | -1.1026 | -0.88729 | -0.70697 | -2.7512 | -0.41297 | -0.4097 | -0.55441 | -0.65271 | -0.019551 | 0.024012 | -0.01609 | 0.044129 | -0.048246 | -0.098131 | -0.013441 | -0.059107 | -0.091769 | 0.15967 | 0.0075374 | 0.0084629 | 0.018214 | -0.0090583 | 3.06% | -3.812% | 3.724% | -3.759% | 7.592% | 12.94% | 1.234% | 7.137% | 14.92% | -5.485% | -1.792% | -2.024% | -3.181% | 1.407%
132kV | LV Sub Generation Intermittent | 132kVLV Sub Generation Intermittent | -0.49055 | -0.51231 | -0.37335 | -0.96394 | -0.49916 | -0.62406 | -0.93678 | -0.74363 | -0.55462 | -0.28643 | -0.31459 | -0.31504 | -0.47438 | -0.62641 | -0.51945 | -0.51302 | -0.38857 | -0.97986 | -0.52349 | -0.62109 | -0.9581 | -0.76243 | -0.58747 | -0.44183 | -0.31434 | -0.31315 | -0.47133 | -0.62656 | -0.028903 | -0.00070777 | -0.01522 | -0.015916 | -0.024327 | 0.0029619 | -0.021319 | -0.018794 | -0.032843 | -0.1554 | 0.00024507 | 0.0018868 | 0.003057 | -0.00014717 | 5.892% | 0.1382% | 4.077% | 1.651% | 4.874% | -0.4746% | 2.276% | 2.527% | 5.922% | 54.25% | -0.0779% | -0.5989% | -0.6444% | 0.02349%
132kV | LV Sub Generation Non-Intermittent | 132kVLV Sub Generation Non-Intermittent | -0.46668 | -0.51848 | -0.37957 | -1.0151 | -0.53579 | -0.7088 | -0.93559 | -0.71273 | -0.52539 | -2.3245 | -0.3317 | -0.32371 | -0.4936 | -0.57016 | -0.53997 | -0.51737 | -0.38515 | -0.99819 | -0.58184 | -0.67238 | -0.94518 | -0.76257 | -0.60191 | -1.5633 | -0.30058 | -0.31853 | -0.48778 | -0.56724 | -0.073294 | 0.0011119 | -0.0055723 | 0.016903 | -0.046055 | 0.036416 | -0.0095867 | -0.049841 | -0.076523 | 0.76129 | 0.031123 | 0.0051831 | 0.005825 | 0.0029243 | 15.71% | -0.2145% | 1.468% | -1.665% | 8.596% | -5.138% | 1.025% | 6.993% | 14.56% | -32.75% | -9.383% | -1.601% | -1.18% | -0.5129%
132kV | HV Generation Intermittent | 132kVHV Generation Intermittent | -0.2667 | -0.29963 | -0.23131 | -0.39367 | -0.26395 | -0.39525 | -0.5262 | -0.3922 | -0.27635 | -0.32376 | -0.13221 | -0.11996 | -0.22941 | -0.31721 | -0.2822 | -0.28578 | -0.2288 | -0.37486 | -0.25219 | -0.38586 | -0.54215 | -0.38829 | -0.29436 | -0.34741 | -0.13191 | -0.12227 | -0.22568 | -0.3156 | -0.0155 | 0.013851 | 0.0025078 | 0.018815 | 0.011762 | 0.0093934 | -0.015945 | 0.003908 | -0.01801 | -0.023646 | 0.00029237 | -0.0023091 | 0.0037376 | 0.0016178 | 5.812% | -4.623% | -1.084% | -4.779% | -4.456% | -2.377% | 3.03% | -0.9964% | 6.517% | 7.303% | -0.2211% | 1.925% | -1.629% | -0.51%
132kV | HV Generation Non-Intermittent | 132kVHV Generation Non-Intermittent | -0.28484 | -0.32582 | -0.30468 | -0.43342 | -0.29701 | -0.40596 | -0.53481 | -0.53481 | -0.33452 | -0.38297 | -0.14847 | -0.1303 | -0.27608 | -0.42932 | -0.33083 | -0.31815 | -0.3089 | -0.49163 | -0.26954 | -0.40089 | -0.6335 | -0.51085 | -0.36063 | -0.39811 | -0.1494 | -0.13295 | -0.28871 | -0.56477 | -0.045994 | 0.0076745 | -0.0042214 | -0.058215 | 0.027473 | 0.0050773 | -0.098689 | 0.02396 | -0.026111 | -0.015136 | -0.00092927 | -0.0026447 | -0.012636 | -0.13545 | 16.15% | -2.355% | 1.386% | 13.43% | -9.25% | -1.251% | 18.45% | -4.48% | 7.805% | 3.952% | 0.6259% | 2.03% | 4.577% | 31.55%
132kV/EHV | Domestic Unrestricted | 132kV/EHVDomestic Unrestricted | 1.9631 | 2.4519 | 2.0594 | 3.644 | 1.9239 | 2.9299 | 2.7078 | 1.6216 | 1.9561 | 1.7772 | 1.5056 | 1.7584 | 2.6884 | 2.6922 | 2.1182 | 2.6168 | 2.1532 | 3.7681 | 1.932 | 3.0965 | 3.1536 | 1.8434 | 2.1671 | 1.9162 | 1.5611 | 1.7926 | 2.7252 | 2.8227 | 0.15504 | 0.16492 | 0.09381 | 0.12407 | 0.0081761 | 0.16665 | 0.44575 | 0.22177 | 0.21108 | 0.13894 | 0.055507 | 0.034166 | 0.03674 | 0.13056 | 7.897% | 6.726% | 4.555% | 3.405% | 0.425% | 5.688% | 16.46% | 13.68% | 10.79% | 7.818% | 3.687% | 1.943% | 1.367% | 4.85%
132kV/EHV | Domestic Two Rate | 132kV/EHVDomestic Two Rate | 1.3997 | 1.8231 | 1.6348 | 2.8721 | 1.4596 | 2.3356 | 1.9818 | 1.1193 | 1.5923 | 1.3788 | 1.3263 | 1.4255 | 2.0798 | 2.0966 | 1.5403 | 1.9878 | 1.7156 | 3.0846 | 1.4538 | 2.542 | 2.3384 | 1.3133 | 1.7871 | 1.5016 | 1.3812 | 1.4583 | 2.1026 | 2.2057 | 0.14061 | 0.16468 | 0.080758 | 0.21257 | -0.0058783 | 0.20636 | 0.35665 | 0.194 | 0.19484 | 0.12279 | 0.054822 | 0.032815 | 0.022773 | 0.10903 | 10.05% | 9.033% | 4.94% | 7.401% | -0.4027% | 8.835% | 18% | 17.33% | 12.24% | 8.905% | 4.133% | 2.302% | 1.095% | 5.2%
132kV/EHV | Domestic Off Peak (related MPAN) | 132kV/EHVDomestic Off Peak (related MPAN) | 0.55053 | 0.95873 | 1.0374 | 1.7987 | 0.65751 | 1.0747 | 0.96699 | 0 | 0.41126 | 0.15175 | 0.76327 | 0.75649 | 1.1735 | 1.2258 | 0.62247 | 1.0905 | 1.0513 | 1.9762 | 0.56473 | 1.248 | 1.2982 | 0 | 0.45693 | 0.18118 | 0.82536 | 0.79122 | 1.1817 | 1.3086 | 0.07194 | 0.13173 | 0.013878 | 0.17746 | -0.092778 | 0.17325 | 0.33123 | 0 | 0.045678 | 0.029423 | 0.062081 | 0.034726 | 0.0082871 | 0.082878 | 13.07% | 13.74% | 1.338% | 9.866% | -14.11% | 16.12% | 34.25% |  | 11.11% | 19.39% | 8.134% | 4.59% | 0.7062% | 6.761%
132kV/EHV | Small Non Domestic Unrestricted | 132kV/EHVSmall Non Domestic Unrestricted | 1.6295 | 2.0466 | 1.8862 | 3.1177 | 1.536 | 2.5447 | 2.572 | 1.0075 | 1.1941 | 1.1857 | 1.3886 | 1.4677 | 2.2733 | 2.2304 | 1.785 | 2.2422 | 1.9846 | 3.3796 | 1.5145 | 2.6578 | 2.9198 | 1.0121 | 1.3583 | 1.3139 | 1.5072 | 1.5314 | 2.3588 | 2.2431 | 0.15544 | 0.19562 | 0.098371 | 0.26188 | -0.021562 | 0.11312 | 0.34788 | 0.004617 | 0.16416 | 0.12827 | 0.11868 | 0.063752 | 0.085527 | 0.012657 | 9.539% | 9.558% | 5.215% | 8.4% | -1.404% | 4.445% | 13.53% | 0.4583% | 13.75% | 10.82% | 8.547% | 4.344% | 3.762% | 0.5674%
132kV/EHV | Small Non Domestic Two Rate | 132kV/EHVSmall Non Domestic Two Rate | 1.3441 | 1.7251 | 1.5806 | 2.7245 | 1.4588 | 2.165 | 2.1707 | 0.91583 | 1.1448 | 1.0446 | 1.2053 | 1.3332 | 2.0092 | 2.0554 | 1.5 | 1.9088 | 1.6527 | 2.9291 | 1.5545 | 2.2995 | 2.5507 | 0.97986 | 1.3413 | 1.1269 | 1.3001 | 1.3887 | 2.0754 | 2.1357 | 0.15589 | 0.18372 | 0.072043 | 0.20457 | 0.095635 | 0.13451 | 0.38002 | 0.064032 | 0.19654 | 0.082302 | 0.094744 | 0.055502 | 0.066197 | 0.080262 | 11.6% | 10.65% | 4.558% | 7.508% | 6.556% | 6.213% | 17.51% | 6.992% | 17.17% | 7.879% | 7.86% | 4.163% | 3.295% | 3.905%
132kV/EHV | Small Non Domestic Off Peak (related MPAN) | 132kV/EHVSmall Non Domestic Off Peak (related MPAN) | 0.50661 | 0.95525 | 1.0626 | 1.7049 | 0.72609 | 1.4408 | 0.91693 | 0 | 0.55676 | 0.2072 | 0.62866 | 0.81233 | 1.1801 | 1.2274 | 0.57401 | 1.1437 | 1.0886 | 1.8889 | 0.66639 | 1.613 | 1.2507 | 0 | 0.56301 | 0.23305 | 0.69008 | 0.83616 | 1.1884 | 1.3095 | 0.067397 | 0.18843 | 0.026022 | 0.18396 | -0.0597 | 0.17227 | 0.33373 | 0 | 0.0062528 | 0.025843 | 0.061428 | 0.023832 | 0.0082871 | 0.082049 | 13.3% | 19.73% | 2.449% | 10.79% | -8.222% | 11.96% | 36.4% |  | 1.123% | 12.47% | 9.771% | 2.934% | 0.7022% | 6.685%
132kV/EHV | LV Medium Non-Domestic | 132kV/EHVLV Medium Non-Domestic | 1.4722 | 1.9054 | 1.6814 | 2.7474 | 1.4167 | 2.2445 | 2.2297 | 0.97392 | 1.2475 | 1.1519 | 1.2403 | 1.3968 | 2.0311 | 2.0787 | 1.565 | 2.0216 | 1.7354 | 3.064 | 1.3421 | 2.4124 | 2.6129 | 1.1762 | 1.4695 | 1.3936 | 1.3187 | 1.4585 | 2.1032 | 2.2038 | 0.092803 | 0.1163 | 0.054006 | 0.31665 | -0.074664 | 0.1679 | 0.38315 | 0.20229 | 0.22205 | 0.24169 | 0.078363 | 0.061705 | 0.072117 | 0.1251 | 6.304% | 6.104% | 3.212% | 11.53% | -5.27% | 7.48% | 17.18% | 20.77% | 17.8% | 20.98% | 6.318% | 4.418% | 3.551% | 6.018%
132kV/EHV | LV Sub Medium Non-Domestic | 132kV/EHVLV Sub Medium Non-Domestic | 1.1647 | 1.7054 | 1.4091 | 2.4021 | 1.2035 | 2.0421 | 2.0011 | 0.77528 | 0.98105 | 0.87469 | 0.88191 | 0.97667 | 1.6273 | 1.7537 | 1.23 | 1.775 | 1.4584 | 2.7913 | 1.1099 | 2.2041 | 2.3264 | 0.9263 | 1.143 | 1.0497 | 0.9307 | 1.001 | 1.6541 | 1.8278 | 0.065287 | 0.069566 | 0.049361 | 0.38922 | -0.093566 | 0.16197 | 0.32531 | 0.15102 | 0.16191 | 0.17504 | 0.048791 | 0.024331 | 0.026853 | 0.074135 | 5.606% | 4.079% | 3.503% | 16.2% | -7.774% | 7.932% | 16.26% | 19.48% | 16.5% | 20.01% | 5.532% | 2.491% | 1.65% | 4.227%
132kV/EHV | HV Medium Non-Domestic | 132kV/EHVHV Medium Non-Domestic | 0.91782 | 1.4181 | 1.3424 | 2.534 | 1.3536 | 2.0555 | 1.8142 | 0.75087 | 0.88607 | 0.83712 | 0.7378 | 0.81298 | 1.592 | 1.8191 | 0.93944 | 1.5477 | 1.429 | 2.6672 | 1.3014 | 2.1925 | 2.1202 | 0.83449 | 1.0895 | 0.99894 | 0.86413 | 0.9164 | 1.8592 | 2.6443 | 0.021625 | 0.12965 | 0.086579 | 0.13322 | -0.052206 | 0.137 | 0.30602 | 0.08362 | 0.20341 | 0.16182 | 0.12633 | 0.10343 | 0.26723 | 0.82515 | 2.356% | 9.143% | 6.449% | 5.257% | -3.857% | 6.665% | 16.87% | 11.14% | 22.96% | 19.33% | 17.12% | 12.72% | 16.79% | 45.36%
132kV/EHV | LV Network Domestic | 132kV/EHVLV Network Domestic | 1.8663 | 2.4534 | 2.062 | 3.5834 | 1.8972 | 2.9296 | 2.7121 | 1.6344 | 2.6212 | 1.4063 | 1.5528 | 1.7764 | 4.0696 | 2.6945 | 2.1575 | 2.5728 | 2.4131 | 3.2923 | 1.5996 | 3.0665 | 2.9949 | 1.9239 | 2.0393 | 1.7471 | 1.4345 | 1.6512 | 2.4413 | 2.6346 | 0.29119 | 0.11935 | 0.35109 | -0.29109 | -0.29759 | 0.13688 | 0.28285 | 0.28948 | -0.58193 | 0.34086 | -0.11827 | -0.12523 | -1.6283 | -0.059883 | 15.6% | 4.864% | 17.03% | -8.123% | -15.69% | 4.672% | 10.43% | 17.71% | -22.2% | 24.24% | -7.617% | -7.05% | -40.01% | -2.222%
132kV/EHV | LV Network Non-Domestic Non-CT | 132kV/EHVLV Network Non-Domestic Non-CT | 1.4765 | 2.1102 | 1.8964 | 2.8306 | 1.4852 | 2.3686 | 2.4447 | 0.57212 | 1.1839 | 1.0418 | 1.1935 | 1.2679 | 2.0575 | 2.0776 | 1.6087 | 2.0291 | 1.7582 | 3.1179 | 1.466 | 2.5047 | 2.6553 | 0.67907 | 1.2419 | 1.1379 | 1.3081 | 1.3293 | 2.1444 | 2.0897 | 0.13219 | -0.081028 | -0.13817 | 0.28734 | -0.019273 | 0.1361 | 0.21058 | 0.10694 | 0.058051 | 0.096067 | 0.11461 | 0.061352 | 0.086874 | 0.012094 | 8.953% | -3.84% | -7.286% | 10.15% | -1.298% | 5.746% | 8.614% | 18.69% | 4.903% | 9.221% | 9.603% | 4.839% | 4.222% | 0.5821%
132kV/EHV | LV HH Metered | 132kV/EHVLV HH Metered | 1.7142 | 1.9343 | 1.6701 | 3.1564 | 1.5566 | 2.3792 | 2.4245 | 1.4694 | 1.4362 | 1.422 | 1.3842 | 1.6449 | 2.2886 | 2.2731 | 1.8182 | 2.1157 | 1.8116 | 3.4309 | 1.5394 | 2.552 | 2.8306 | 1.4875 | 1.5326 | 1.5298 | 1.4679 | 1.7413 | 2.3747 | 2.418 | 0.10402 | 0.18146 | 0.14148 | 0.27443 | -0.01723 | 0.17278 | 0.40605 | 0.018123 | 0.096394 | 0.10782 | 0.083727 | 0.096439 | 0.086068 | 0.14492 | 6.068% | 9.381% | 8.471% | 8.694% | -1.107% | 7.262% | 16.75% | 1.233% | 6.712% | 7.582% | 6.049% | 5.863% | 3.761% | 6.375%
132kV/EHV | LV Sub HH Metered | 132kV/EHVLV Sub HH Metered | 1.2477 | 1.4844 | 1.351 | 2.2341 | 1.3394 | 2.2471 | 2.1041 | 1.1546 | 1.0137 | 0.94433 | 1.064 | 1.3681 | 1.7887 | 1.8611 | 1.3269 | 1.5584 | 1.3895 | 2.5609 | 1.237 | 2.3247 | 2.3803 | 1.3018 | 1.0501 | 1.0249 | 1.1255 | 1.379 | 1.818 | 1.9077 | 0.0792 | 0.07398 | 0.038495 | 0.32686 | -0.10249 | 0.077619 | 0.27616 | 0.14723 | 0.036412 | 0.080588 | 0.061565 | 0.010823 | 0.029328 | 0.04654 | 6.348% | 4.984% | 2.849% | 14.63% | -7.652% | 3.454% | 13.13% | 12.75% | 3.592% | 8.534% | 5.786% | 0.7911% | 1.64% | 2.501%
132kV/EHV | HV HH Metered | 132kV/EHVHV HH Metered | 0.80867 | 1.2205 | 1.1363 | 3.0362 | 1.2209 | 1.9341 | 1.5053 | 1.0737 | 0.84456 | 0.68405 | 0.70998 | 0.85009 | 1.3916 | 1.5458 | 0.88671 | 1.3512 | 1.147 | 3.3026 | 1.1524 | 2.0961 | 1.8118 | 1.1072 | 0.90069 | 0.74178 | 0.76356 | 0.8857 | 1.4241 | 1.6276 | 0.078034 | 0.1307 | 0.010683 | 0.26642 | -0.06849 | 0.16206 | 0.30651 | 0.033468 | 0.056125 | 0.057734 | 0.053585 | 0.035602 | 0.032498 | 0.081824 | 9.65% | 10.71% | 0.9402% | 8.775% | -5.61% | 8.38% | 20.36% | 3.117% | 6.645% | 8.44% | 7.547% | 4.188% | 2.335% | 5.293%
132kV/EHV | NHH UMS category A | 132kV/EHVNHH UMS category A | 2.449 | 1.6374 | 1.3557 | 3.1952 | 1.5482 | 2.1015 | 1.9498 | 1.4779 | 1.596 | 1.2979 | 1.403 | 1.6825 | 2.4662 | 2.5104 | 2.68 | 1.7194 | 1.3887 | 4.1949 | 1.9249 | 2.2385 | 2.2585 | 1.8425 | 1.6905 | 1.4852 | 1.5403 | 1.7969 | 2.6096 | 2.7383 | 0.23097 | 0.082003 | 0.032961 | 0.99971 | 0.37676 | 0.13703 | 0.3087 | 0.36459 | 0.094476 | 0.18727 | 0.13723 | 0.11439 | 0.14337 | 0.22791 | 9.431% | 5.008% | 2.431% | 31.29% | 24.34% | 6.521% | 15.83% | 24.67% | 5.919% | 14.43% | 9.781% | 6.799% | 5.813% | 9.079%
132kV/EHV | NHH UMS category B | 132kV/EHVNHH UMS category B | 2.6005 | 1.8974 | 1.4407 | 3.0856 | 1.6902 | 2.3217 | 2.2201 | 1.3117 | 2.1587 | 1.8926 | 1.5743 | 1.8875 | 2.7737 | 2.7317 | 2.8405 | 1.9907 | 1.4798 | 4.1995 | 2.0524 | 2.4852 | 2.4813 | 1.5992 | 2.2209 | 2.1149 | 1.7108 | 1.9889 | 2.8905 | 3.0018 | 0.24005 | 0.093344 | 0.039033 | 1.114 | 0.36224 | 0.16346 | 0.26114 | 0.28744 | 0.062152 | 0.2224 | 0.13658 | 0.10146 | 0.11685 | 0.27018 | 9.231% | 4.92% | 2.709% | 36.1% | 21.43% | 7.04% | 11.76% | 21.91% | 2.879% | 11.75% | 8.676% | 5.375% | 4.213% | 9.891%
132kV/EHV | NHH UMS category C | 132kV/EHVNHH UMS category C | 3.4297 | 2.8378 | 1.9378 | 3.8502 | 2.4025 | 3.093 | 3.2163 | 2.4882 | 3.5283 | 3.1759 | 2.167 | 2.5275 | 3.4988 | 3.2811 | 3.75 | 2.8928 | 2.0054 | 4.9837 | 2.6696 | 3.2858 | 3.4283 | 3.0242 | 3.5257 | 3.4928 | 2.3395 | 2.627 | 3.6422 | 3.65 | 0.32032 | 0.054959 | 0.067657 | 1.1335 | 0.26704 | 0.19282 | 0.21192 | 0.53601 | -0.0026816 | 0.31687 | 0.17252 | 0.099413 | 0.14337 | 0.36881 | 9.34% | 1.937% | 3.491% | 29.44% | 11.11% | 6.234% | 6.589% | 21.54% | -0.076% | 9.977% | 7.961% | 3.933% | 4.098% | 11.24%
132kV/EHV | NHH UMS category D | 132kV/EHVNHH UMS category D | 2.3952 | 1.4647 | 1.3115 | 3.3169 | 1.4546 | 1.9439 | 1.7563 | 1.6951 | 1.2412 | 0.90323 | 1.2312 | 1.4714 | 2.1679 | 2.299 | 2.6217 | 1.5362 | 1.3401 | 4.2441 | 1.8499 | 2.0594 | 2.1033 | 2.1368 | 1.3575 | 1.0681 | 1.3704 | 1.5974 | 2.3386 | 2.4847 | 0.22642 | 0.071534 | 0.028624 | 0.92724 | 0.39531 | 0.1155 | 0.34708 | 0.44167 | 0.11626 | 0.16484 | 0.13919 | 0.12597 | 0.17071 | 0.18565 | 9.453% | 4.884% | 2.183% | 27.96% | 27.18% | 5.942% | 19.76% | 26.06% | 9.367% | 18.25% | 11.31% | 8.561% | 7.875% | 8.075%
132kV/EHV | LV UMS (Pseudo HH Metered) | 132kV/EHVLV UMS (Pseudo HH Metered) | 2.6406 | 1.872 | 1.4256 | 3.1255 | 1.7003 | 2.3457 | 2.2319 | 1.305 | 2.0732 | 1.9605 | 1.6905 | 1.8635 | 2.899 | 2.8828 | 2.8695 | 1.9665 | 1.4602 | 4.2532 | 2.2379 | 2.509 | 2.5066 | 1.7748 | 2.2627 | 2.1738 | 1.7552 | 1.9827 | 2.9453 | 3.0901 | 0.22886 | 0.094504 | 0.034571 | 1.1277 | 0.53759 | 0.1633 | 0.27471 | 0.46977 | 0.18953 | 0.21338 | 0.064682 | 0.11927 | 0.046299 | 0.20733 | 8.667% | 5.048% | 2.425% | 36.08% | 31.62% | 6.962% | 12.31% | 36% | 9.142% | 10.88% | 3.826% | 6.4% | 1.597% | 7.192%
132kV/EHV | LV Generation NHH or Aggregate HH | 132kV/EHVLV Generation NHH or Aggregate HH | -0.57696 | -0.55262 | -0.38935 | -1.0946 | -0.56483 | -0.73629 | -0.88431 | -0.76138 | -0.55055 | -0.53511 | -0.31926 | -0.30833 | -0.50325 | -0.61767 | -0.61076 | -0.52897 | -0.39951 | -1.0909 | -0.56483 | -0.72759 | -0.91102 | -0.78188 | -0.58462 | -0.57068 | -0.31522 | -0.30781 | -0.50108 | -0.61841 | -0.033792 | 0.02365 | -0.010164 | 0.0036035 | 0 | 0.0086963 | -0.026707 | -0.020495 | -0.034064 | -0.035566 | 0.0040348 | 0.00051734 | 0.0021692 | -0.00074328 | 5.857% | -4.28% | 2.61% | -0.3292% | 0% | -1.181% | 3.02% | 2.692% | 6.187% | 6.646% | -1.264% | -0.1678% | -0.431% | 0.1203%
132kV/EHV | LV Sub Generation NHH | 132kV/EHVLV Sub Generation NHH | -0.41581 | -0.44024 | -0.31802 | -0.94693 | -0.46595 | -0.64718 | -0.76444 | -0.64171 | -0.4577 | -0.44336 | -0.24598 | -0.22786 | -0.42381 | -0.52595 | -0.43884 | -0.44173 | -0.33115 | -0.9621 | -0.4699 | -0.63275 | -0.7808 | -0.65813 | -0.48479 | -0.4731 | -0.24157 | -0.22606 | -0.42112 | -0.52665 | -0.023038 | -0.0014848 | -0.013129 | -0.015172 | -0.0039487 | 0.014424 | -0.016355 | -0.016425 | -0.027099 | -0.029739 | 0.0044162 | 0.0017977 | 0.0026951 | -0.00069478 | 5.541% | 0.3373% | 4.128% | 1.602% | 0.8475% | -2.229% | 2.14% | 2.56% | 5.921% | 6.708% | -1.795% | -0.789% | -0.6359% | 0.1321%
132kV/EHV | LV Generation Intermittent | 132kV/EHVLV Generation Intermittent | -0.56984 | -0.5462 | -0.38187 | -1.094 | -0.52999 | -0.72323 | -0.86775 | -0.72465 | -0.54102 | -0.52328 | -0.3129 | -0.30092 | -0.4946 | -0.59895 | -0.60385 | -0.52454 | -0.39088 | -1.0756 | -0.55012 | -0.71615 | -0.8964 | -0.73471 | -0.57555 | -0.5434 | -0.30887 | -0.29527 | -0.49073 | -0.60166 | -0.03401 | 0.021658 | -0.0090105 | 0.018419 | -0.020132 | 0.0070797 | -0.028646 | -0.010069 | -0.03453 | -0.020114 | 0.0040287 | 0.005654 | 0.003868 | -0.0027078 | 5.968% | -3.965% | 2.36% | -1.684% | 3.799% | -0.9789% | 3.301% | 1.389% | 6.382% | 3.844% | -1.288% | -1.879% | -0.782% | 0.4521%
132kV/EHV | LV Generation Non-Intermittent | 132kV/EHVLV Generation Non-Intermittent | -0.55668 | -0.55646 | -0.38078 | -1.1545 | -0.5675 | -0.73262 | -0.91026 | -0.72428 | -0.52224 | -2.4373 | -0.33581 | -0.31623 | -0.51256 | -0.55961 | -0.57371 | -0.53525 | -0.39496 | -1.1111 | -0.61058 | -0.82744 | -0.92149 | -0.77597 | -0.60014 | -2.3036 | -0.32979 | -0.30983 | -0.49626 | -0.56749 | -0.017034 | 0.02121 | -0.01418 | 0.043397 | -0.043084 | -0.09482 | -0.011233 | -0.051691 | -0.077902 | 0.1337 | 0.0060192 | 0.0063999 | 0.016304 | -0.0078756 | 3.06% | -3.812% | 3.724% | -3.759% | 7.592% | 12.94% | 1.234% | 7.137% | 14.92% | -5.485% | -1.792% | -2.024% | -3.181% | 1.407%
132kV/EHV | LV Sub Generation Intermittent | 132kV/EHVLV Sub Generation Intermittent | -0.41132 | -0.43758 | -0.31663 | -0.94648 | -0.43611 | -0.60011 | -0.76195 | -0.63662 | -0.45732 | -0.23281 | -0.23751 | -0.22135 | -0.41318 | -0.52595 | -0.43556 | -0.43819 | -0.32954 | -0.9621 | -0.45737 | -0.59726 | -0.77929 | -0.6527 | -0.4844 | -0.35912 | -0.23733 | -0.22003 | -0.41052 | -0.52608 | -0.024235 | -0.00060453 | -0.012908 | -0.015627 | -0.021254 | 0.0028483 | -0.017341 | -0.016089 | -0.027081 | -0.12631 | 0.00018503 | 0.0013257 | 0.0026626 | -0.00012357 | 5.892% | 0.1382% | 4.077% | 1.651% | 4.874% | -0.4746% | 2.276% | 2.527% | 5.922% | 54.25% | -0.0779% | -0.5989% | -0.6444% | 0.02349%
132kV/EHV | LV Sub Generation Non-Intermittent | 132kV/EHVLV Sub Generation Non-Intermittent | -0.39131 | -0.44285 | -0.32191 | -0.9967 | -0.46811 | -0.6816 | -0.76099 | -0.61016 | -0.43322 | -1.8894 | -0.25044 | -0.22744 | -0.42992 | -0.47872 | -0.45276 | -0.4419 | -0.32664 | -0.9801 | -0.50835 | -0.64658 | -0.76878 | -0.65283 | -0.49632 | -1.2706 | -0.22694 | -0.2238 | -0.42485 | -0.47627 | -0.061457 | 0.00094971 | -0.0047258 | 0.016597 | -0.040238 | 0.035019 | -0.0077976 | -0.042668 | -0.063098 | 0.61878 | 0.023498 | 0.0036417 | 0.0050735 | 0.0024554 | 15.71% | -0.2145% | 1.468% | -1.665% | 8.596% | -5.138% | 1.025% | 6.993% | 14.56% | -32.75% | -9.383% | -1.601% | -1.18% | -0.5129%
132kV/EHV | HV Generation Intermittent | 132kV/EHVHV Generation Intermittent | -0.17998 | -0.21102 | -0.16279 | -0.37607 | -0.19103 | -0.36 | -0.32049 | -0.30909 | -0.17165 | -0.22524 | -0.063107 | -0.05493 | -0.15869 | -0.16917 | -0.19043 | -0.20127 | -0.16103 | -0.35809 | -0.18251 | -0.35144 | -0.3302 | -0.30601 | -0.18284 | -0.2417 | -0.062968 | -0.055987 | -0.15611 | -0.1683 | -0.01046 | 0.0097545 | 0.001765 | 0.017974 | 0.0085127 | 0.0085556 | -0.0097113 | 0.0030798 | -0.011187 | -0.01645 | 0.00013956 | -0.0010573 | 0.0025855 | 0.00086273 | 5.812% | -4.623% | -1.084% | -4.779% | -4.456% | -2.377% | 3.03% | -0.9964% | 6.517% | 7.303% | -0.2211% | 1.925% | -1.629% | -0.51%
132kV/EHV | HV Generation Non-Intermittent | 132kV/EHVHV Generation Non-Intermittent | -0.19222 | -0.22946 | -0.21443 | -0.41404 | -0.21496 | -0.36976 | -0.32573 | -0.42148 | -0.20778 | -0.26644 | -0.070873 | -0.059664 | -0.19097 | -0.22895 | -0.22326 | -0.22406 | -0.2174 | -0.46965 | -0.19507 | -0.36513 | -0.38583 | -0.4026 | -0.224 | -0.27697 | -0.071316 | -0.060875 | -0.19971 | -0.30119 | -0.031038 | 0.0054049 | -0.002971 | -0.055612 | 0.019883 | 0.0046245 | -0.060107 | 0.018882 | -0.016218 | -0.01053 | -0.00044358 | -0.001211 | -0.0087408 | -0.072236 | 16.15% | -2.355% | 1.386% | 13.43% | -9.25% | -1.251% | 18.45% | -4.48% | 7.805% | 3.952% | 0.6259% | 2.03% | 4.577% | 31.55%
EHV | Domestic Unrestricted | EHVDomestic Unrestricted | 1.8392 | 2.269 | 1.9063 | 3.1865 | 1.7673 | 2.6466 | 2.5241 | 1.3137 | 1.8221 | 1.5769 | 1.4489 | 1.7226 | 2.5157 | 2.5845 | 1.9845 | 2.4216 | 1.9932 | 3.295 | 1.7748 | 2.7971 | 2.9396 | 1.4934 | 2.0187 | 1.7001 | 1.5023 | 1.7561 | 2.55 | 2.7098 | 0.14525 | 0.15262 | 0.086837 | 0.10849 | 0.0075107 | 0.15053 | 0.41551 | 0.17966 | 0.19662 | 0.12328 | 0.053418 | 0.03347 | 0.034379 | 0.12534 | 7.897% | 6.726% | 4.555% | 3.405% | 0.425% | 5.688% | 16.46% | 13.68% | 10.79% | 7.818% | 3.687% | 1.943% | 1.367% | 4.85%
EHV | Domestic Two Rate | EHVDomestic Two Rate | 1.3114 | 1.6871 | 1.5133 | 2.5115 | 1.3409 | 2.1098 | 1.8473 | 0.90675 | 1.4832 | 1.2234 | 1.2764 | 1.3965 | 1.9461 | 2.0128 | 1.4431 | 1.8395 | 1.588 | 2.6974 | 1.3355 | 2.2962 | 2.1798 | 1.0639 | 1.6647 | 1.3323 | 1.3292 | 1.4287 | 1.9674 | 2.1175 | 0.13173 | 0.15239 | 0.074755 | 0.18588 | -0.0053999 | 0.18641 | 0.33245 | 0.15716 | 0.1815 | 0.10894 | 0.052759 | 0.032147 | 0.021309 | 0.10467 | 10.05% | 9.033% | 4.94% | 7.401% | -0.4027% | 8.835% | 18% | 17.33% | 12.24% | 8.905% | 4.133% | 2.302% | 1.095% | 5.2%
EHV | Domestic Off Peak (related MPAN) | EHVDomestic Off Peak (related MPAN) | 0.51578 | 0.88722 | 0.9603 | 1.5729 | 0.604 | 0.9708 | 0.90138 | 0 | 0.38309 | 0.13464 | 0.73455 | 0.7411 | 1.098 | 1.1768 | 0.58318 | 1.0091 | 0.97315 | 1.7281 | 0.51877 | 1.1273 | 1.2101 | 0 | 0.42564 | 0.16075 | 0.79429 | 0.77512 | 1.1058 | 1.2563 | 0.067399 | 0.1219 | 0.012847 | 0.15518 | -0.085227 | 0.15649 | 0.30876 | 0 | 0.04255 | 0.026105 | 0.059745 | 0.03402 | 0.0077545 | 0.079564 | 13.07% | 13.74% | 1.338% | 9.866% | -14.11% | 16.12% | 34.25% |  | 11.11% | 19.39% | 8.134% | 4.59% | 0.7062% | 6.761%
EHV | Small Non Domestic Unrestricted | EHVSmall Non Domestic Unrestricted | 1.5267 | 1.894 | 1.746 | 2.7263 | 1.411 | 2.2986 | 2.3975 | 0.81619 | 1.1123 | 1.052 | 1.3363 | 1.4378 | 2.1272 | 2.1413 | 1.6723 | 2.075 | 1.8371 | 2.9553 | 1.3912 | 2.4008 | 2.7217 | 0.81993 | 1.2653 | 1.1658 | 1.4505 | 1.5002 | 2.2072 | 2.1534 | 0.14563 | 0.18103 | 0.091059 | 0.229 | -0.019808 | 0.10218 | 0.32428 | 0.0037404 | 0.15292 | 0.1138 | 0.11421 | 0.062455 | 0.08003 | 0.012151 | 9.539% | 9.558% | 5.215% | 8.4% | -1.404% | 4.445% | 13.53% | 0.4583% | 13.75% | 10.82% | 8.547% | 4.344% | 3.762% | 0.5674%
EHV | Small Non Domestic Two Rate | EHVSmall Non Domestic Two Rate | 1.2592 | 1.5964 | 1.4631 | 2.3824 | 1.3401 | 1.9556 | 2.0234 | 0.74194 | 1.0664 | 0.92681 | 1.16 | 1.3061 | 1.8801 | 1.9732 | 1.4053 | 1.7664 | 1.5298 | 2.5613 | 1.428 | 2.0771 | 2.3777 | 0.79382 | 1.2494 | 0.99984 | 1.2511 | 1.3604 | 1.942 | 2.0503 | 0.14605 | 0.17001 | 0.066688 | 0.17888 | 0.087852 | 0.12151 | 0.35423 | 0.051874 | 0.18308 | 0.073022 | 0.091179 | 0.054373 | 0.061942 | 0.077053 | 11.6% | 10.65% | 4.558% | 7.508% | 6.556% | 6.213% | 17.51% | 6.992% | 17.17% | 7.879% | 7.86% | 4.163% | 3.295% | 3.905%
EHV | Small Non Domestic Off Peak (related MPAN) | EHVSmall Non Domestic Off Peak (related MPAN) | 0.47463 | 0.88399 | 0.98359 | 1.4909 | 0.66699 | 1.3015 | 0.85472 | 0 | 0.51863 | 0.18384 | 0.605 | 0.7958 | 1.1042 | 1.1783 | 0.53778 | 1.0584 | 1.0077 | 1.6517 | 0.61215 | 1.4571 | 1.1658 | 0 | 0.52445 | 0.20677 | 0.66411 | 0.81914 | 1.112 | 1.2571 | 0.063143 | 0.17438 | 0.024088 | 0.16087 | -0.054842 | 0.15561 | 0.31109 | 0 | 0.0058247 | 0.022929 | 0.059116 | 0.023347 | 0.0077545 | 0.078769 | 13.3% | 19.73% | 2.449% | 10.79% | -8.222% | 11.96% | 36.4% |  | 1.123% | 12.47% | 9.771% | 2.934% | 0.7022% | 6.685%
EHV | LV Medium Non-Domestic | EHVLV Medium Non-Domestic | 1.3792 | 1.7632 | 1.5565 | 2.4024 | 1.3014 | 2.0275 | 2.0784 | 0.789 | 1.1621 | 1.022 | 1.1936 | 1.3684 | 1.9006 | 1.9955 | 1.4662 | 1.8708 | 1.6065 | 2.6793 | 1.2328 | 2.1792 | 2.4356 | 0.95289 | 1.3689 | 1.2365 | 1.269 | 1.4288 | 1.9681 | 2.1156 | 0.086945 | 0.10762 | 0.049992 | 0.2769 | -0.068587 | 0.15166 | 0.35715 | 0.16389 | 0.20685 | 0.21444 | 0.075414 | 0.060449 | 0.067482 | 0.1201 | 6.304% | 6.104% | 3.212% | 11.53% | -5.27% | 7.48% | 17.18% | 20.77% | 17.8% | 20.98% | 6.318% | 4.418% | 3.551% | 6.018%
EHV | LV Sub Medium Non-Domestic | EHVLV Sub Medium Non-Domestic | 1.0275 | 1.472 | 1.2179 | 1.9672 | 1.0275 | 1.7239 | 1.7632 | 0.54515 | 0.86242 | 0.70071 | 0.8204 | 0.9371 | 1.4335 | 1.6364 | 1.0851 | 1.532 | 1.2605 | 2.2859 | 0.94757 | 1.8606 | 2.0498 | 0.65134 | 1.0048 | 0.84093 | 0.86579 | 0.96045 | 1.4571 | 1.7056 | 0.057598 | 0.060042 | 0.042664 | 0.31875 | -0.079878 | 0.13673 | 0.28664 | 0.10619 | 0.14233 | 0.14022 | 0.045388 | 0.023345 | 0.023655 | 0.06918 | 5.606% | 4.079% | 3.503% | 16.2% | -7.774% | 7.932% | 16.26% | 19.48% | 16.5% | 20.01% | 5.532% | 2.491% | 1.65% | 4.227%
EHV | HV Medium Non-Domestic | EHVHV Medium Non-Domestic | 0.77689 | 1.1672 | 1.1003 | 2.0318 | 1.1147 | 1.6896 | 1.5624 | 0.48968 | 0.758 | 0.63974 | 0.67159 | 0.76973 | 1.3523 | 1.6645 | 0.7952 | 1.2739 | 1.1713 | 2.1386 | 1.0717 | 1.8022 | 1.8259 | 0.54422 | 0.93201 | 0.76341 | 0.78659 | 0.86765 | 1.5793 | 2.4195 | 0.018305 | 0.10672 | 0.070962 | 0.10681 | -0.042991 | 0.11261 | 0.26355 | 0.054533 | 0.17401 | 0.12367 | 0.11499 | 0.097925 | 0.227 | 0.755 | 2.356% | 9.143% | 6.449% | 5.257% | -3.857% | 6.665% | 16.87% | 11.14% | 22.96% | 19.33% | 17.12% | 12.72% | 16.79% | 45.36%
EHV | LV Network Domestic | EHVLV Network Domestic | 1.7485 | 2.2704 | 1.9088 | 3.1335 | 1.7428 | 2.6463 | 2.5281 | 1.3241 | 2.4417 | 1.2477 | 1.4943 | 1.7403 | 3.808 | 2.5867 | 2.0213 | 2.3809 | 2.2338 | 2.879 | 1.4694 | 2.77 | 2.7917 | 1.5586 | 1.8996 | 1.5502 | 1.3805 | 1.6176 | 2.2844 | 2.5293 | 0.27281 | 0.11044 | 0.32499 | -0.25454 | -0.27337 | 0.12364 | 0.26366 | 0.23452 | -0.54208 | 0.30243 | -0.11382 | -0.12269 | -1.5236 | -0.057489 | 15.6% | 4.864% | 17.03% | -8.123% | -15.69% | 4.672% | 10.43% | 17.71% | -22.2% | 24.24% | -7.617% | -7.05% | -40.01% | -2.222%
EHV | LV Network Non-Domestic Non-CT | EHVLV Network Non-Domestic Non-CT | 1.3833 | 1.9528 | 1.7554 | 2.4752 | 1.3644 | 2.1396 | 2.2789 | 0.4635 | 1.1028 | 0.92434 | 1.1486 | 1.2421 | 1.9253 | 1.9946 | 1.5072 | 1.8778 | 1.6275 | 2.7265 | 1.3467 | 2.2625 | 2.4752 | 0.55014 | 1.1569 | 1.0096 | 1.2589 | 1.3022 | 2.0066 | 2.0062 | 0.12384 | -0.074984 | -0.1279 | 0.25126 | -0.017704 | 0.12294 | 0.19629 | 0.086639 | 0.054076 | 0.085235 | 0.11029 | 0.060104 | 0.08129 | 0.01161 | 8.953% | -3.84% | -7.286% | 10.15% | -1.298% | 5.746% | 8.614% | 18.69% | 4.903% | 9.221% | 9.603% | 4.839% | 4.222% | 0.5821%
EHV | LV HH Metered | EHVLV HH Metered | 1.606 | 1.79 | 1.546 | 2.7601 | 1.4299 | 2.1492 | 2.26 | 1.1904 | 1.3379 | 1.2617 | 1.3321 | 1.6114 | 2.1415 | 2.1822 | 1.7035 | 1.9579 | 1.6769 | 3.0001 | 1.4141 | 2.3052 | 2.6385 | 1.2051 | 1.4277 | 1.3574 | 1.4127 | 1.7059 | 2.2221 | 2.3213 | 0.097452 | 0.16792 | 0.13097 | 0.23998 | -0.015828 | 0.15608 | 0.37851 | 0.014682 | 0.089793 | 0.095663 | 0.080576 | 0.094477 | 0.080536 | 0.13912 | 6.068% | 9.381% | 8.471% | 8.694% | -1.107% | 7.262% | 16.75% | 1.233% | 6.712% | 7.582% | 6.049% | 5.863% | 3.761% | 6.375%
EHV | LV Sub HH Metered | EHVLV Sub HH Metered | 1.1008 | 1.2812 | 1.1677 | 1.8296 | 1.1435 | 1.8969 | 1.854 | 0.81185 | 0.89115 | 0.7565 | 0.98975 | 1.3127 | 1.5756 | 1.7367 | 1.1706 | 1.3451 | 1.201 | 2.0973 | 1.056 | 1.9625 | 2.0973 | 0.91538 | 0.92316 | 0.82105 | 1.047 | 1.3231 | 1.6015 | 1.7802 | 0.069873 | 0.063852 | 0.033272 | 0.26768 | -0.087495 | 0.065523 | 0.24333 | 0.10353 | 0.032009 | 0.064558 | 0.057271 | 0.010385 | 0.025835 | 0.043429 | 6.348% | 4.984% | 2.849% | 14.63% | -7.652% | 3.454% | 13.13% | 12.75% | 3.592% | 8.534% | 5.786% | 0.7911% | 1.64% | 2.501%
EHV | HV HH Metered | EHVHV HH Metered | 0.68451 | 1.0046 | 0.93133 | 2.4344 | 1.0054 | 1.5897 | 1.2963 | 0.70025 | 0.72249 | 0.52276 | 0.64627 | 0.80487 | 1.1821 | 1.4144 | 0.75056 | 1.1122 | 0.94009 | 2.6481 | 0.94902 | 1.7229 | 1.5603 | 0.72208 | 0.77051 | 0.56688 | 0.69504 | 0.83858 | 1.2097 | 1.4892 | 0.066053 | 0.10758 | 0.0087561 | 0.21361 | -0.0564 | 0.13321 | 0.26397 | 0.021826 | 0.048013 | 0.044121 | 0.048777 | 0.033708 | 0.027605 | 0.074868 | 9.65% | 10.71% | 0.9402% | 8.775% | -5.61% | 8.38% | 20.36% | 3.117% | 6.645% | 8.44% | 7.547% | 4.188% | 2.335% | 5.293%
EHV | NHH UMS category A | EHVNHH UMS category A | 2.2944 | 1.5153 | 1.255 | 2.794 | 1.4222 | 1.8983 | 1.8175 | 1.1973 | 1.4867 | 1.1516 | 1.3502 | 1.6483 | 2.3077 | 2.41 | 2.5108 | 1.5912 | 1.2855 | 3.6682 | 1.7683 | 2.0221 | 2.1053 | 1.4927 | 1.5747 | 1.3178 | 1.4823 | 1.7604 | 2.4419 | 2.6288 | 0.21639 | 0.075886 | 0.030511 | 0.8742 | 0.3461 | 0.12378 | 0.28776 | 0.29536 | 0.088007 | 0.16616 | 0.13207 | 0.11207 | 0.13415 | 0.2188 | 9.431% | 5.008% | 2.431% | 31.29% | 24.34% | 6.521% | 15.83% | 24.67% | 5.919% | 14.43% | 9.781% | 6.799% | 5.813% | 9.079%
EHV | NHH UMS category B | EHVNHH UMS category B | 2.4363 | 1.7559 | 1.3337 | 2.6982 | 1.5526 | 2.0972 | 2.0695 | 1.0627 | 2.0109 | 1.6792 | 1.515 | 1.8491 | 2.5954 | 2.6224 | 2.6612 | 1.8423 | 1.3698 | 3.6723 | 1.8854 | 2.2449 | 2.313 | 1.2955 | 2.0688 | 1.8765 | 1.6464 | 1.9485 | 2.7048 | 2.8818 | 0.2249 | 0.086381 | 0.036132 | 0.97413 | 0.33276 | 0.14765 | 0.24343 | 0.23286 | 0.057896 | 0.19732 | 0.13144 | 0.099391 | 0.10934 | 0.25938 | 9.231% | 4.92% | 2.709% | 36.1% | 21.43% | 7.04% | 11.76% | 21.91% | 2.879% | 11.75% | 8.676% | 5.375% | 4.213% | 9.891%
EHV | NHH UMS category C | EHVNHH UMS category C | 3.2132 | 2.6261 | 1.7937 | 3.3668 | 2.207 | 2.7939 | 2.9981 | 2.0158 | 3.2867 | 2.8178 | 2.0854 | 2.4761 | 3.2739 | 3.15 | 3.5133 | 2.677 | 1.8564 | 4.358 | 2.4523 | 2.9681 | 3.1957 | 2.45 | 3.2842 | 3.099 | 2.2514 | 2.5735 | 3.4081 | 3.504 | 0.3001 | 0.05086 | 0.062628 | 0.9912 | 0.24531 | 0.17418 | 0.19754 | 0.43424 | -0.002498 | 0.28115 | 0.16603 | 0.09739 | 0.13415 | 0.35406 | 9.34% | 1.937% | 3.491% | 29.44% | 11.11% | 6.234% | 6.589% | 21.54% | -0.076% | 9.977% | 7.961% | 3.933% | 4.098% | 11.24%
EHV | NHH UMS category D | EHVNHH UMS category D | 2.244 | 1.3555 | 1.214 | 2.9005 | 1.3362 | 1.7559 | 1.6371 | 1.3733 | 1.1562 | 0.80139 | 1.1848 | 1.4415 | 2.0286 | 2.2071 | 2.4562 | 1.4217 | 1.2405 | 3.7113 | 1.6994 | 1.8603 | 1.9606 | 1.7311 | 1.2645 | 0.94765 | 1.3188 | 1.5649 | 2.1883 | 2.3853 | 0.21213 | 0.066198 | 0.026497 | 0.81083 | 0.36314 | 0.10433 | 0.32353 | 0.35781 | 0.1083 | 0.14625 | 0.13395 | 0.12341 | 0.15974 | 0.17822 | 9.453% | 4.884% | 2.183% | 27.96% | 27.18% | 5.942% | 19.76% | 26.06% | 9.367% | 18.25% | 11.31% | 8.561% | 7.875% | 8.075%
EHV | LV UMS (Pseudo HH Metered) | EHVLV UMS (Pseudo HH Metered) | 2.4739 | 1.7323 | 1.3196 | 2.7331 | 1.5619 | 2.1189 | 2.0805 | 1.0572 | 1.9312 | 1.7394 | 1.6269 | 1.8256 | 2.7126 | 2.7675 | 2.6883 | 1.8198 | 1.3516 | 3.7192 | 2.0557 | 2.2664 | 2.3365 | 1.4378 | 2.1078 | 1.9287 | 1.6891 | 1.9424 | 2.756 | 2.9666 | 0.21442 | 0.087455 | 0.032001 | 0.98613 | 0.49383 | 0.14751 | 0.25608 | 0.38057 | 0.17655 | 0.18932 | 0.062248 | 0.11684 | 0.043323 | 0.19904 | 8.667% | 5.048% | 2.425% | 36.08% | 31.62% | 6.962% | 12.31% | 36% | 9.142% | 10.88% | 3.826% | 6.4% | 1.597% | 7.192%
EHV | LV Generation NHH or Aggregate HH | EHVLV Generation NHH or Aggregate HH | -0.50902 | -0.47696 | -0.33652 | -0.89638 | -0.4822 | -0.62154 | -0.77918 | -0.53538 | -0.48398 | -0.42868 | -0.29699 | -0.29584 | -0.44331 | -0.57638 | -0.53883 | -0.45655 | -0.34531 | -0.89343 | -0.4822 | -0.6142 | -0.80271 | -0.54979 | -0.51392 | -0.45717 | -0.29324 | -0.29534 | -0.4414 | -0.57707 | -0.029812 | 0.020412 | -0.0087847 | 0.002951 | 0 | 0.0073411 | -0.023532 | -0.014412 | -0.029945 | -0.028491 | 0.0037534 | 0.00049638 | 0.0019108 | -0.0006936 | 5.857% | -4.28% | 2.61% | -0.3292% | 0% | -1.181% | 3.02% | 2.692% | 6.187% | 6.646% | -1.264% | -0.1678% | -0.431% | 0.1203%
EHV | LV Sub Generation NHH | EHVLV Sub Generation NHH | -0.35196 | -0.36236 | -0.26066 | -0.75925 | -0.3837 | -0.53195 | -0.65833 | -0.4185 | -0.39154 | -0.33882 | -0.22391 | -0.21574 | -0.36001 | -0.48124 | -0.37146 | -0.36358 | -0.27142 | -0.77142 | -0.38696 | -0.5201 | -0.67242 | -0.42921 | -0.41473 | -0.36155 | -0.21989 | -0.21404 | -0.35772 | -0.48187 | -0.019501 | -0.0012221 | -0.010761 | -0.012165 | -0.0032517 | 0.011856 | -0.014085 | -0.010712 | -0.023182 | -0.022727 | 0.00402 | 0.0017021 | 0.0022894 | -0.00063571 | 5.541% | 0.3373% | 4.128% | 1.602% | 0.8475% | -2.229% | 2.14% | 2.56% | 5.921% | 6.708% | -1.795% | -0.789% | -0.6359% | 0.1321%
EHV | LV Generation Intermittent | EHVLV Generation Intermittent | -0.50273 | -0.47142 | -0.33006 | -0.89593 | -0.45246 | -0.61053 | -0.76459 | -0.50954 | -0.4756 | -0.4192 | -0.29108 | -0.28873 | -0.43569 | -0.55891 | -0.53273 | -0.45273 | -0.33784 | -0.88085 | -0.46964 | -0.60455 | -0.78983 | -0.51662 | -0.50595 | -0.43531 | -0.28733 | -0.28331 | -0.43229 | -0.56144 | -0.030005 | 0.018693 | -0.007788 | 0.015084 | -0.017187 | 0.0059764 | -0.025241 | -0.0070798 | -0.030355 | -0.016113 | 0.0037477 | 0.0054249 | 0.0034073 | -0.0025268 | 5.968% | -3.965% | 2.36% | -1.684% | 3.799% | -0.9789% | 3.301% | 1.389% | 6.382% | 3.844% | -1.288% | -1.879% | -0.782% | 0.4521%
EHV | LV Generation Non-Intermittent | EHVLV Generation Non-Intermittent | -0.49112 | -0.48028 | -0.32912 | -0.94549 | -0.48448 | -0.61845 | -0.80204 | -0.50928 | -0.45909 | -1.9525 | -0.31239 | -0.30341 | -0.45151 | -0.5222 | -0.50615 | -0.46198 | -0.34137 | -0.90995 | -0.52126 | -0.6985 | -0.81194 | -0.54563 | -0.52757 | -1.8454 | -0.30679 | -0.29727 | -0.43715 | -0.52955 | -0.015028 | 0.018306 | -0.012256 | 0.03554 | -0.036781 | -0.080043 | -0.0098977 | -0.036347 | -0.068482 | 0.1071 | 0.0055994 | 0.0061407 | 0.014362 | -0.0073492 | 3.06% | -3.812% | 3.724% | -3.759% | 7.592% | 12.94% | 1.234% | 7.137% | 14.92% | -5.485% | -1.792% | -2.024% | -3.181% | 1.407%
EHV | LV Sub Generation Intermittent | EHVLV Sub Generation Intermittent | -0.34817 | -0.36017 | -0.25952 | -0.75889 | -0.35913 | -0.49327 | -0.65619 | -0.41517 | -0.39122 | -0.17792 | -0.2162 | -0.20958 | -0.35098 | -0.48124 | -0.36868 | -0.36067 | -0.2701 | -0.77142 | -0.37664 | -0.49093 | -0.67112 | -0.42567 | -0.41439 | -0.27445 | -0.21603 | -0.20832 | -0.34872 | -0.48135 | -0.020514 | -0.00049759 | -0.010579 | -0.01253 | -0.017503 | 0.0023412 | -0.014934 | -0.010493 | -0.023167 | -0.096528 | 0.00016842 | 0.0012552 | 0.0022617 | -0.00011307 | 5.892% | 0.1382% | 4.077% | 1.651% | 4.874% | -0.4746% | 2.276% | 2.527% | 5.922% | 54.25% | -0.0779% | -0.5989% | -0.6444% | 0.02349%
EHV | LV Sub Generation Non-Intermittent | EHVLV Sub Generation Non-Intermittent | -0.33123 | -0.36451 | -0.26385 | -0.79916 | -0.38548 | -0.56025 | -0.65536 | -0.39792 | -0.3706 | -1.4439 | -0.22796 | -0.21534 | -0.3652 | -0.43802 | -0.38325 | -0.36373 | -0.26772 | -0.78585 | -0.41862 | -0.53147 | -0.66207 | -0.42575 | -0.42458 | -0.97103 | -0.20657 | -0.21189 | -0.36089 | -0.43578 | -0.052021 | 0.0007817 | -0.0038734 | 0.013307 | -0.033135 | 0.028784 | -0.0067153 | -0.027826 | -0.053978 | 0.47288 | 0.021389 | 0.003448 | 0.0043097 | 0.0022466 | 15.71% | -0.2145% | 1.468% | -1.665% | 8.596% | -5.138% | 1.025% | 6.993% | 14.56% | -32.75% | -9.383% | -1.601% | -1.18% | -0.5129%
EHV | HV Generation Intermittent | EHVHV Generation Intermittent | -0.11084 | -0.11923 | -0.093795 | -0.18699 | -0.10199 | -0.20269 | -0.19604 | -0.13712 | -0.10052 | -0.12439 | -0.044 | -0.046756 | -0.086812 | -0.10327 | -0.11728 | -0.11372 | -0.092778 | -0.17805 | -0.097449 | -0.19787 | -0.20198 | -0.13575 | -0.10707 | -0.13347 | -0.043903 | -0.047655 | -0.085398 | -0.10274 | -0.0064419 | 0.0055113 | 0.0010169 | 0.0089371 | 0.0045452 | 0.0048171 | -0.0059403 | 0.0013663 | -0.0065511 | -0.0090844 | 9.7306e-05 | -0.00089997 | 0.0014144 | 0.00052665 | 5.812% | -4.623% | -1.084% | -4.779% | -4.456% | -2.377% | 3.03% | -0.9964% | 6.517% | 7.303% | -0.2211% | 1.925% | -1.629% | -0.51%
EHV | HV Generation Non-Intermittent | EHVHV Generation Non-Intermittent | -0.11838 | -0.12965 | -0.12354 | -0.20587 | -0.11477 | -0.20819 | -0.19925 | -0.18698 | -0.12168 | -0.14713 | -0.049414 | -0.050785 | -0.10447 | -0.13976 | -0.1375 | -0.12659 | -0.12526 | -0.23352 | -0.10416 | -0.20558 | -0.23601 | -0.1786 | -0.13118 | -0.15295 | -0.049724 | -0.051816 | -0.10925 | -0.18386 | -0.019116 | 0.0030537 | -0.0017117 | -0.027652 | 0.010616 | 0.0026038 | -0.036767 | 0.0083766 | -0.0094978 | -0.0058151 | -0.00030928 | -0.0010308 | -0.0047816 | -0.044096 | 16.15% | -2.355% | 1.386% | 13.43% | -9.25% | -1.251% | 18.45% | -4.48% | 7.805% | 3.952% | 0.6259% | 2.03% | 4.577% | 31.55%
HVplus | Domestic Unrestricted | HVplusDomestic Unrestricted | 1.6405 | 2.0314 | 1.6983 | 2.7341 | 1.5879 | 2.2816 | 2.2347 | 1.0682 | 1.6328 | 1.3297 | 1.3185 | 1.5179 | 2.307 | 2.4158 | 1.7701 | 2.1681 | 1.7756 | 2.8271 | 1.5947 | 2.4113 | 2.6026 | 1.2143 | 1.809 | 1.4337 | 1.3671 | 1.5474 | 2.3385 | 2.533 | 0.12956 | 0.13664 | 0.077359 | 0.09309 | 0.0067484 | 0.12977 | 0.36787 | 0.14609 | 0.17619 | 0.10396 | 0.048608 | 0.029493 | 0.031527 | 0.11716 | 7.897% | 6.726% | 4.555% | 3.405% | 0.425% | 5.688% | 16.46% | 13.68% | 10.79% | 7.818% | 3.687% | 1.943% | 1.367% | 4.85%
HVplus | Domestic Two Rate | HVplusDomestic Two Rate | 1.1697 | 1.5105 | 1.3481 | 2.1549 | 1.2048 | 1.8188 | 1.6355 | 0.73731 | 1.3291 | 1.0316 | 1.1615 | 1.2306 | 1.7847 | 1.8814 | 1.2872 | 1.6469 | 1.4147 | 2.3144 | 1.1999 | 1.9795 | 1.9298 | 0.8651 | 1.4918 | 1.1235 | 1.2095 | 1.2589 | 1.8042 | 1.9793 | 0.1175 | 0.13644 | 0.066596 | 0.15949 | -0.0048518 | 0.1607 | 0.29434 | 0.12779 | 0.16264 | 0.09187 | 0.048008 | 0.028328 | 0.019542 | 0.097843 | 10.05% | 9.033% | 4.94% | 7.401% | -0.4027% | 8.835% | 18% | 17.33% | 12.24% | 8.905% | 4.133% | 2.302% | 1.095% | 5.2%
HVplus | Domestic Off Peak (related MPAN) | HVplusDomestic Off Peak (related MPAN) | 0.46006 | 0.79434 | 0.85549 | 1.3496 | 0.5427 | 0.8369 | 0.79804 | 0 | 0.34329 | 0.11354 | 0.6684 | 0.65304 | 1.0069 | 1.1 | 0.52018 | 0.90348 | 0.86693 | 1.4827 | 0.46612 | 0.97181 | 1.0714 | 0 | 0.38142 | 0.13556 | 0.72277 | 0.68302 | 1.0141 | 1.1743 | 0.060118 | 0.10914 | 0.011445 | 0.13315 | -0.076577 | 0.13491 | 0.27336 | 0 | 0.038129 | 0.022014 | 0.054365 | 0.029978 | 0.0071112 | 0.074372 | 13.07% | 13.74% | 1.338% | 9.866% | -14.11% | 16.12% | 34.25% |  | 11.11% | 19.39% | 8.134% | 4.59% | 0.7062% | 6.761%
HVplus | Small Non Domestic Unrestricted | HVplusSmall Non Domestic Unrestricted | 1.3617 | 1.6957 | 1.5555 | 2.3392 | 1.2678 | 1.9816 | 2.1226 | 0.66368 | 0.99677 | 0.88712 | 1.216 | 1.267 | 1.9507 | 2.0015 | 1.4916 | 1.8577 | 1.6366 | 2.5357 | 1.25 | 2.0697 | 2.4097 | 0.66672 | 1.1338 | 0.98309 | 1.3199 | 1.322 | 2.0241 | 2.0129 | 0.1299 | 0.16207 | 0.08112 | 0.19649 | -0.017797 | 0.08809 | 0.2871 | 0.0030414 | 0.13703 | 0.095969 | 0.10393 | 0.055034 | 0.073391 | 0.011358 | 9.539% | 9.558% | 5.215% | 8.4% | -1.404% | 4.445% | 13.53% | 0.4583% | 13.75% | 10.82% | 8.547% | 4.344% | 3.762% | 0.5674%
HVplus | Small Non Domestic Two Rate | HVplusSmall Non Domestic Two Rate | 1.1232 | 1.4293 | 1.3034 | 2.0442 | 1.2041 | 1.6859 | 1.7915 | 0.6033 | 0.95558 | 0.78157 | 1.0555 | 1.1509 | 1.7241 | 1.8445 | 1.2535 | 1.5815 | 1.3628 | 2.1976 | 1.283 | 1.7906 | 2.1051 | 0.64548 | 1.1196 | 0.84314 | 1.1385 | 1.1988 | 1.7809 | 1.9165 | 0.13027 | 0.15222 | 0.05941 | 0.15348 | 0.078935 | 0.10475 | 0.31362 | 0.042181 | 0.16406 | 0.061579 | 0.082968 | 0.047912 | 0.056803 | 0.072024 | 11.6% | 10.65% | 4.558% | 7.508% | 6.556% | 6.213% | 17.51% | 6.992% | 17.17% | 7.879% | 7.86% | 4.163% | 3.295% | 3.905%
HVplus | Small Non Domestic Off Peak (related MPAN) | HVplusSmall Non Domestic Off Peak (related MPAN) | 0.42336 | 0.79144 | 0.87623 | 1.2792 | 0.5993 | 1.122 | 0.75672 | 0 | 0.46475 | 0.15503 | 0.55052 | 0.70124 | 1.0126 | 1.1014 | 0.47968 | 0.94757 | 0.89769 | 1.4172 | 0.55002 | 1.2561 | 1.0321 | 0 | 0.46997 | 0.17437 | 0.60431 | 0.72181 | 1.0197 | 1.1751 | 0.056321 | 0.15612 | 0.021459 | 0.13803 | -0.049275 | 0.13415 | 0.27542 | 0 | 0.0052195 | 0.019336 | 0.053793 | 0.020573 | 0.0071112 | 0.073628 | 13.3% | 19.73% | 2.449% | 10.79% | -8.222% | 11.96% | 36.4% |  | 1.123% | 12.47% | 9.771% | 2.934% | 0.7022% | 6.685%
HVplus | LV Medium Non-Domestic | HVplusLV Medium Non-Domestic | 1.2302 | 1.5786 | 1.3866 | 2.0613 | 1.1693 | 1.7479 | 1.8401 | 0.64157 | 1.0413 | 0.86185 | 1.0861 | 1.2058 | 1.7429 | 1.8653 | 1.3078 | 1.675 | 1.4311 | 2.2989 | 1.1077 | 1.8786 | 2.1563 | 0.77483 | 1.2267 | 1.0427 | 1.1548 | 1.2591 | 1.8048 | 1.9776 | 0.077553 | 0.096353 | 0.044536 | 0.23758 | -0.061626 | 0.13074 | 0.31621 | 0.13326 | 0.18536 | 0.18084 | 0.068623 | 0.053267 | 0.061883 | 0.11226 | 6.304% | 6.104% | 3.212% | 11.53% | -5.27% | 7.48% | 17.18% | 20.77% | 17.8% | 20.98% | 6.318% | 4.418% | 3.551% | 6.018%
HVplus | LV Sub Medium Non-Domestic | HVplusLV Sub Medium Non-Domestic | 0.8076 | 1.1687 | 0.958 | 1.5371 | 0.82576 | 1.3138 | 1.3884 | 0.36166 | 0.69476 | 0.48614 | 0.67875 | 0.71077 | 1.1994 | 1.4528 | 0.85287 | 1.2164 | 0.99156 | 1.7862 | 0.76156 | 1.418 | 1.6142 | 0.4321 | 0.80942 | 0.58343 | 0.71631 | 0.72847 | 1.2192 | 1.5142 | 0.045271 | 0.047673 | 0.03356 | 0.24906 | -0.064198 | 0.10421 | 0.22572 | 0.070448 | 0.11466 | 0.097285 | 0.037551 | 0.017707 | 0.019792 | 0.061414 | 5.606% | 4.079% | 3.503% | 16.2% | -7.774% | 7.932% | 16.26% | 19.48% | 16.5% | 20.01% | 5.532% | 2.491% | 1.65% | 4.227%
HVplus | HV Medium Non-Domestic | HVplusHV Medium Non-Domestic | 0.55095 | 0.84139 | 0.77115 | 1.5351 | 0.84095 | 1.218 | 1.1657 | 0.28144 | 0.57701 | 0.39632 | 0.51913 | 0.52235 | 1.0629 | 1.4221 | 0.56393 | 0.91831 | 0.82088 | 1.6158 | 0.80851 | 1.2992 | 1.3623 | 0.31278 | 0.70947 | 0.47293 | 0.60802 | 0.5888 | 1.2413 | 2.0672 | 0.012981 | 0.076927 | 0.049734 | 0.080703 | -0.032434 | 0.08118 | 0.19663 | 0.031342 | 0.13246 | 0.076611 | 0.08889 | 0.066453 | 0.17841 | 0.64506 | 2.356% | 9.143% | 6.449% | 5.257% | -3.857% | 6.665% | 16.87% | 11.14% | 22.96% | 19.33% | 17.12% | 12.72% | 16.79% | 45.36%
HVplus | LV Network Domestic | HVplusLV Network Domestic | 1.5596 | 2.0327 | 1.7004 | 2.6886 | 1.5659 | 2.2813 | 2.2382 | 1.0767 | 2.188 | 1.0522 | 1.3598 | 1.5335 | 3.4921 | 2.4179 | 1.8029 | 2.1316 | 1.9899 | 2.4702 | 1.3203 | 2.3879 | 2.4717 | 1.2674 | 1.7023 | 1.3072 | 1.2562 | 1.4254 | 2.0949 | 2.3642 | 0.24334 | 0.098881 | 0.28952 | -0.2184 | -0.24562 | 0.10659 | 0.23343 | 0.1907 | -0.48576 | 0.25504 | -0.10357 | -0.10811 | -1.3972 | -0.053737 | 15.6% | 4.864% | 17.03% | -8.123% | -15.69% | 4.672% | 10.43% | 17.71% | -22.2% | 24.24% | -7.617% | -7.05% | -40.01% | -2.222%
HVplus | LV Network Non-Domestic Non-CT | HVplusLV Network Non-Domestic Non-CT | 1.2339 | 1.7483 | 1.5638 | 2.1238 | 1.2259 | 1.8445 | 2.0176 | 0.37689 | 0.98825 | 0.77948 | 1.0451 | 1.0946 | 1.7656 | 1.8644 | 1.3444 | 1.6812 | 1.4499 | 2.3394 | 1.21 | 1.9505 | 2.1914 | 0.44733 | 1.0367 | 0.85135 | 1.1455 | 1.1475 | 1.8401 | 1.8752 | 0.11047 | -0.067134 | -0.11394 | 0.21559 | -0.015907 | 0.10598 | 0.17379 | 0.070449 | 0.048458 | 0.071877 | 0.10036 | 0.052962 | 0.074547 | 0.010853 | 8.953% | -3.84% | -7.286% | 10.15% | -1.298% | 5.746% | 8.614% | 18.69% | 4.903% | 9.221% | 9.603% | 4.839% | 4.222% | 0.5821%
HVplus | LV HH Metered | HVplusLV HH Metered | 1.4325 | 1.6026 | 1.3772 | 2.3682 | 1.2848 | 1.8527 | 2.0009 | 0.96798 | 1.1989 | 1.064 | 1.2121 | 1.42 | 1.9639 | 2.0398 | 1.5194 | 1.7529 | 1.4939 | 2.5741 | 1.2705 | 1.9873 | 2.336 | 0.97992 | 1.2793 | 1.1446 | 1.2855 | 1.5032 | 2.0377 | 2.1698 | 0.086924 | 0.15034 | 0.11667 | 0.2059 | -0.014221 | 0.13455 | 0.33511 | 0.011938 | 0.080465 | 0.080671 | 0.07332 | 0.083251 | 0.073855 | 0.13005 | 6.068% | 9.381% | 8.471% | 8.694% | -1.107% | 7.262% | 16.75% | 1.233% | 6.712% | 7.582% | 6.049% | 5.863% | 3.761% | 6.375%
HVplus | LV Sub HH Metered | HVplusLV Sub HH Metered | 0.86517 | 1.0173 | 0.91855 | 1.4296 | 0.91903 | 1.4457 | 1.4599 | 0.53859 | 0.71791 | 0.52485 | 0.81887 | 0.99566 | 1.3184 | 1.5418 | 0.92009 | 1.068 | 0.94473 | 1.6387 | 0.84871 | 1.4957 | 1.6515 | 0.60727 | 0.74369 | 0.56964 | 0.86625 | 1.0035 | 1.34 | 1.5803 | 0.054918 | 0.050698 | 0.026172 | 0.20916 | -0.07032 | 0.049937 | 0.19162 | 0.068681 | 0.025786 | 0.04479 | 0.047383 | 0.0078765 | 0.021616 | 0.038554 | 6.348% | 4.984% | 2.849% | 14.63% | -7.652% | 3.454% | 13.13% | 12.75% | 3.592% | 8.534% | 5.786% | 0.7911% | 1.64% | 2.501%
HVplus | HV HH Metered | HVplusHV HH Metered | 0.48543 | 0.72416 | 0.65273 | 1.8393 | 0.75854 | 1.146 | 0.96721 | 0.40246 | 0.54998 | 0.32385 | 0.49956 | 0.54619 | 0.92907 | 1.2084 | 0.53227 | 0.8017 | 0.65886 | 2.0007 | 0.71599 | 1.2421 | 1.1642 | 0.41501 | 0.58653 | 0.35118 | 0.53726 | 0.56907 | 0.95077 | 1.2724 | 0.046842 | 0.077545 | 0.0061368 | 0.1614 | -0.042551 | 0.096031 | 0.19695 | 0.012544 | 0.036549 | 0.027333 | 0.037704 | 0.022875 | 0.021696 | 0.063966 | 9.65% | 10.71% | 0.9402% | 8.775% | -5.61% | 8.38% | 20.36% | 3.117% | 6.645% | 8.44% | 7.547% | 4.188% | 2.335% | 5.293%
HVplus | NHH UMS category A | HVplusNHH UMS category A | 2.0466 | 1.3567 | 1.118 | 2.3973 | 1.2778 | 1.6365 | 1.6092 | 0.97358 | 1.3323 | 0.97112 | 1.2287 | 1.4524 | 2.1163 | 2.2527 | 2.2396 | 1.4246 | 1.1452 | 3.1474 | 1.5888 | 1.7432 | 1.8639 | 1.2137 | 1.4111 | 1.1112 | 1.3488 | 1.5512 | 2.2393 | 2.4572 | 0.19301 | 0.067941 | 0.027181 | 0.75008 | 0.31097 | 0.10671 | 0.25477 | 0.24017 | 0.078863 | 0.14012 | 0.12018 | 0.09875 | 0.12302 | 0.20452 | 9.431% | 5.008% | 2.431% | 31.29% | 24.34% | 6.521% | 15.83% | 24.67% | 5.919% | 14.43% | 9.781% | 6.799% | 5.813% | 9.079%
HVplus | NHH UMS category B | HVplusNHH UMS category B | 2.1731 | 1.572 | 1.1881 | 2.3151 | 1.395 | 1.808 | 1.8322 | 0.8641 | 1.802 | 1.416 | 1.3786 | 1.6294 | 2.3801 | 2.4513 | 2.3737 | 1.6494 | 1.2203 | 3.1509 | 1.694 | 1.9352 | 2.0478 | 1.0535 | 1.8539 | 1.5824 | 1.4982 | 1.717 | 2.4804 | 2.6937 | 0.20061 | 0.077338 | 0.032188 | 0.83582 | 0.29898 | 0.12729 | 0.21552 | 0.18935 | 0.051881 | 0.1664 | 0.1196 | 0.087582 | 0.10027 | 0.24245 | 9.231% | 4.92% | 2.709% | 36.1% | 21.43% | 7.04% | 11.76% | 21.91% | 2.879% | 11.75% | 8.676% | 5.375% | 4.213% | 9.891%
HVplus | NHH UMS category C | HVplusNHH UMS category C | 2.8661 | 2.3512 | 1.598 | 2.8888 | 1.983 | 2.4086 | 2.6544 | 1.6391 | 2.9453 | 2.3762 | 1.8976 | 2.1819 | 3.0023 | 2.9444 | 3.1338 | 2.3967 | 1.6537 | 3.7392 | 2.2034 | 2.5587 | 2.8293 | 1.9922 | 2.943 | 2.6133 | 2.0487 | 2.2677 | 3.1254 | 3.2753 | 0.26769 | 0.045535 | 0.055793 | 0.85046 | 0.22041 | 0.15015 | 0.17489 | 0.3531 | -0.0022385 | 0.23708 | 0.15108 | 0.085818 | 0.12302 | 0.33095 | 9.34% | 1.937% | 3.491% | 29.44% | 11.11% | 6.234% | 6.589% | 21.54% | -0.076% | 9.977% | 7.961% | 3.933% | 4.098% | 11.24%
HVplus | NHH UMS category D | HVplusNHH UMS category D | 2.0016 | 1.2135 | 1.0815 | 2.4886 | 1.2006 | 1.5137 | 1.4494 | 1.1167 | 1.0361 | 0.6758 | 1.0781 | 1.2702 | 1.8603 | 2.0631 | 2.1908 | 1.2728 | 1.1051 | 3.1843 | 1.5269 | 1.6037 | 1.7359 | 1.4076 | 1.1331 | 0.79913 | 1.2 | 1.379 | 2.0068 | 2.2297 | 0.18921 | 0.059268 | 0.023605 | 0.6957 | 0.32628 | 0.08994 | 0.28644 | 0.29095 | 0.097045 | 0.12333 | 0.12189 | 0.10874 | 0.14649 | 0.16659 | 9.453% | 4.884% | 2.183% | 27.96% | 27.18% | 5.942% | 19.76% | 26.06% | 9.367% | 18.25% | 11.31% | 8.561% | 7.875% | 8.075%
HVplus | LV UMS (Pseudo HH Metered) | HVplusLV UMS (Pseudo HH Metered) | 2.2067 | 1.551 | 1.1756 | 2.3451 | 1.4034 | 1.8267 | 1.8419 | 0.85966 | 1.7306 | 1.4668 | 1.4804 | 1.6086 | 2.4876 | 2.5869 | 2.3979 | 1.6293 | 1.2041 | 3.1912 | 1.8471 | 1.9538 | 2.0687 | 1.1691 | 1.8888 | 1.6265 | 1.537 | 1.7116 | 2.5273 | 2.773 | 0.19125 | 0.078299 | 0.028509 | 0.84611 | 0.44371 | 0.12717 | 0.22672 | 0.30946 | 0.15821 | 0.15965 | 0.056643 | 0.10296 | 0.039729 | 0.18605 | 8.667% | 5.048% | 2.425% | 36.08% | 31.62% | 6.962% | 12.31% | 36% | 9.142% | 10.88% | 3.826% | 6.4% | 1.597% | 7.192%
HVplus | LV Generation NHH or Aggregate HH | HVplusLV Generation NHH or Aggregate HH | -0.40007 | -0.3787 | -0.26471 | -0.7004 | -0.38755 | -0.4737 | -0.61358 | -0.35517 | -0.38989 | -0.29741 | -0.24571 | -0.22439 | -0.37093 | -0.51168 | -0.42351 | -0.3625 | -0.27162 | -0.69809 | -0.38755 | -0.4681 | -0.63211 | -0.36473 | -0.41401 | -0.31718 | -0.24261 | -0.22401 | -0.36933 | -0.51229 | -0.023432 | 0.016207 | -0.0069101 | 0.0023058 | 0 | 0.0055949 | -0.018531 | -0.0095608 | -0.024123 | -0.019767 | 0.0031054 | 0.00037649 | 0.0015988 | -0.00061574 | 5.857% | -4.28% | 2.61% | -0.3292% | 0% | -1.181% | 3.02% | 2.692% | 6.187% | 6.646% | -1.264% | -0.1678% | -0.431% | 0.1203%
HVplus | LV Sub Generation NHH | HVplusLV Sub Generation NHH | -0.2496 | -0.26121 | -0.18268 | -0.57365 | -0.28948 | -0.38349 | -0.49118 | -0.24053 | -0.29805 | -0.2099 | -0.17308 | -0.1464 | -0.28295 | -0.41116 | -0.26343 | -0.26209 | -0.19022 | -0.58284 | -0.29194 | -0.37494 | -0.50169 | -0.24668 | -0.3157 | -0.22398 | -0.16997 | -0.14525 | -0.28115 | -0.41171 | -0.013829 | -0.00088097 | -0.0075419 | -0.0091914 | -0.0024532 | 0.0085472 | -0.010509 | -0.0061563 | -0.017647 | -0.014079 | 0.0031074 | 0.001155 | 0.0017993 | -0.00054315 | 5.541% | 0.3373% | 4.128% | 1.602% | 0.8475% | -2.229% | 2.14% | 2.56% | 5.921% | 6.708% | -1.795% | -0.789% | -0.6359% | 0.1321%
HVplus | LV Generation Intermittent | HVplusLV Generation Intermittent | -0.39513 | -0.3743 | -0.25963 | -0.70005 | -0.36364 | -0.4653 | -0.60209 | -0.33804 | -0.38314 | -0.29084 | -0.24082 | -0.21899 | -0.36455 | -0.49617 | -0.41871 | -0.35946 | -0.26575 | -0.68826 | -0.37745 | -0.46075 | -0.62196 | -0.34273 | -0.40759 | -0.30202 | -0.23772 | -0.21488 | -0.3617 | -0.49842 | -0.023583 | 0.014842 | -0.0061261 | 0.011786 | -0.013813 | 0.0045548 | -0.019876 | -0.0046968 | -0.024454 | -0.011179 | 0.0031007 | 0.0041146 | 0.0028509 | -0.0022432 | 5.968% | -3.965% | 2.36% | -1.684% | 3.799% | -0.9789% | 3.301% | 1.389% | 6.382% | 3.844% | -1.288% | -1.879% | -0.782% | 0.4521%
HVplus | LV Generation Non-Intermittent | HVplusLV Generation Non-Intermittent | -0.38601 | -0.38134 | -0.25889 | -0.73877 | -0.38938 | -0.47134 | -0.63158 | -0.33786 | -0.36984 | -1.3547 | -0.25845 | -0.23013 | -0.37779 | -0.46358 | -0.39782 | -0.3668 | -0.26853 | -0.711 | -0.41894 | -0.53234 | -0.63937 | -0.36198 | -0.42501 | -1.2803 | -0.25382 | -0.22547 | -0.36577 | -0.47011 | -0.011812 | 0.014535 | -0.0096407 | 0.02777 | -0.029561 | -0.061003 | -0.0077941 | -0.024113 | -0.055169 | 0.074307 | 0.0046326 | 0.0046575 | 0.012017 | -0.0065242 | 3.06% | -3.812% | 3.724% | -3.759% | 7.592% | 12.94% | 1.234% | 7.137% | 14.92% | -5.485% | -1.792% | -2.024% | -3.181% | 1.407%
HVplus | LV Sub Generation Intermittent | HVplusLV Sub Generation Intermittent | -0.24691 | -0.25963 | -0.18189 | -0.57338 | -0.27095 | -0.3556 | -0.48958 | -0.23862 | -0.29781 | -0.11022 | -0.16712 | -0.14222 | -0.27585 | -0.41116 | -0.26146 | -0.25998 | -0.1893 | -0.58284 | -0.28415 | -0.35391 | -0.50073 | -0.24465 | -0.31544 | -0.17002 | -0.16699 | -0.14137 | -0.27407 | -0.41126 | -0.014548 | -0.00035868 | -0.0074147 | -0.009467 | -0.013205 | 0.0016878 | -0.011142 | -0.0060306 | -0.017635 | -0.059799 | 0.00013019 | 0.00085178 | 0.0017776 | -9.6602e-05 | 5.892% | 0.1382% | 4.077% | 1.651% | 4.874% | -0.4746% | 2.276% | 2.527% | 5.922% | 54.25% | -0.0779% | -0.5989% | -0.6444% | 0.02349%
HVplus | LV Sub Generation Non-Intermittent | HVplusLV Sub Generation Non-Intermittent | -0.23489 | -0.26275 | -0.18492 | -0.6038 | -0.29083 | -0.40389 | -0.48896 | -0.2287 | -0.28211 | -0.8945 | -0.17621 | -0.14613 | -0.28703 | -0.37424 | -0.27179 | -0.26219 | -0.18764 | -0.59375 | -0.31582 | -0.38313 | -0.49398 | -0.24469 | -0.3232 | -0.60155 | -0.15968 | -0.14379 | -0.28364 | -0.37232 | -0.036892 | 0.00056348 | -0.0027147 | 0.010054 | -0.024999 | 0.02075 | -0.0050103 | -0.015993 | -0.04109 | 0.29295 | 0.016534 | 0.0023398 | 0.0033872 | 0.0019195 | 15.71% | -0.2145% | 1.468% | -1.665% | 8.596% | -5.138% | 1.025% | 6.993% | 14.56% | -32.75% | -9.383% | -1.601% | -1.18% | -0.5129%
HVplus | HV Generation Intermittent | HVplusHV Generation Intermittent | 0 | 0 | 0 | 0 | 0 | 0 | 0 | 0 | 0 | 0 | 0 | 0 | 0 | 0 | 0 | 0 | 0 | 0 | 0 | 0 | 0 | 0 | 0 | 0 | 0 | 0 | 0 | 0 | 0 | 0 | 0 | 0 | 0 | 0 | 0 | 0 | 0 | 0 | 0 | 0 | 0 | 0
HVplus | HV Generation Non-Intermittent | HVplusHV Generation Non-Intermittent | 0 | 0 | 0 | 0 | 0 | 0 | 0 | 0 | 0 | 0 | 0 | 0 | 0 | 0 | 0 | 0 | 0 | 0 | 0 | 0 | 0 | 0 | 0 | 0 | 0 | 0 | 0 | 0 | 0 | 0 | 0 | 0 | 0 | 0 | 0 | 0 | 0 | 0 | 0 | 0 | 0 | 0

## ATW Tariff Changes
|  |  | 2018/19 Tariffs | [6 empty] | 2019/20 Tariffs | [6 empty] | Volume data from CDCM (2305) | [6 empty] | Revenue
Region | Tariff | Profile Class | Unit rate 1 p/kWh | Unit rate 2 p/kWh | Unit rate 3 p/kWh | Fixed charge p/MPAN/day | Capacity charge p/kVA/day | Excess Capacity charge p/kVA/day | Reactive power charge p/kVArh | Unit rate 1 p/kWh | Unit rate 2 p/kWh | Unit rate 3 p/kWh | Fixed charge p/MPAN/day | Capacity charge p/kVA/day | Excess Capacity charge p/kVA/day | Reactive power charge p/kVArh | Rate 1 units (MWh) | Rate 2 units (MWh) | Rate 3 units (MWh) | MPANs | Import capacity (kVA) | Excess capacity (kVA) | Reactive power units (MVArh) | Total Rev 2018/19 | Total Rev 2019/20
WMID | Domestic Unrestricted | 1 | 2.146 | 0 | 0 | 4.29 | 0 | 0 | 0 | 2.196 | 0 | 0 | 4.22 | 0 | 0 | 0 | 7106303.2189 | 0 | 0 | 2022783.3029 | 0 | 0 | 0 | 184175019.4254 | 187211349.901
WMID | Domestic Two Rate | 2 | 2.368 | 1.05 | 0 | 4.29 | 0 | 0 | 0 | 2.405 | 1.092 | 0 | 4.22 | 0 | 0 | 0 | 860838.3126 | 638528.9113 | 0 | 281485.0564 | 0 | 0 | 0 | 31496838.5666 | 32011611.4531
WMID | Domestic Off Peak (related MPAN) | 2 | 1.111 | 0 | 0 | 0 | 0 | 0 | 0 | 1.162 | 0 | 0 | 0 | 0 | 0 | 0 | 22924.7244 | 0 | 0 | 9842 | 0 | 0 | 0 | 254693.688 | 266385.2974
WMID | Small Non Domestic Unrestricted | 3 | 1.957 | 0 | 0 | 6.5 | 0 | 0 | 0 | 2.021 | 0 | 0 | 7.5 | 0 | 0 | 0 | 1605604.6231 | 0 | 0 | 134888.0461 | 0 | 0 | 0 | 34621901.3679 | 36141829.695
WMID | Small Non Domestic Two Rate | 4 | 2.148 | 1.04 | 0 | 6.5 | 0 | 0 | 0 | 2.192 | 1.082 | 0 | 7.5 | 0 | 0 | 0 | 536641.9029 | 205229.0054 | 0 | 36616.7458 | 0 | 0 | 0 | 14530182.0253 | 14986151.767
WMID | Small Non Domestic Off Peak (related MPAN) | 4 | 1.193 | 0 | 0 | 0 | 0 | 0 | 0 | 1.228 | 0 | 0 | 0 | 0 | 0 | 0 | 4352.9808 | 0 | 0 | 864 | 0 | 0 | 0 | 51931.0606 | 53454.6039
WMID | LV Medium Non-Domestic | 5-8 | 2.096 | 1.035 | 0 | 37.45 | 0 | 0 | 0 | 2.144 | 1.078 | 0 | 19.54 | 0 | 0 | 0 | 0.00080216 | 0.00019784 | 0 | 1.2049e-05 | 0 | 0 | 0 | 0.020508 | 0.02019
WMID | LV Sub Medium Non-Domestic | 5-8 | 2.007 | 1.029 | 0 | 25.36 | 0 | 0 | 0 | 2.046 | 1.07 | 0 | 23.88 | 0 | 0 | 0 | 0.00076043 | 0.00023957 | 0 | 1.2536e-05 | 0 | 0 | 0 | 0.018887 | 0.019215
WMID | HV Medium Non-Domestic | 5-8 | 1.27 | 0.978 |  | 266.97 |  |  |  | 1.315 | 1.018 |  | 183.19 |  |  |  | 0.00079345 | 0.00020655 | 0 | 6.1529e-06 | 0 | 0 | 0 | 0.018092 | 0.016651
WMID | LV Network Domestic | 0 | 7.253 | 1.489 | 1.037 | 4.29 | 0 | 0 | 0 | 7.5 | 1.613 | 1.084 | 4.22 | 0 | 0 | 0 | 0 | 0 | 0 | 0 | 0 | 0 | 0 | 0 | 0
WMID | LV Network Non-Domestic Non-CT | 0 | 6.645 | 1.439 | 1.031 | 6.5 | 0 | 0 | 0 | 6.852 | 1.553 | 1.076 | 7.5 | 0 | 0 | 0 | 65907.9579 | 250976.0454 | 279266.1398 | 9996.9802 | 0 | 0 | 0 | 11107541.3504 | 11692242.2556
WMID | LV HH Metered | 0 | 5.393 | 1.339 | 1.013 | 8.46 | 3.68 | 7.58 | 0.17 | 5.282 | 1.415 | 1.054 | 9.26 | 3.84 | 7.58 | 0.168 | 295564.6408 | 1160216.032 | 1248794.2033 | 13942.6215 | 1482928.1339 | 19740.0173 | 187754.1915 | 65339933.1135 | 67308613.571
WMID | LV Sub HH Metered | 0 | 3.841 | 1.219 | 0.99 | 6.52 | 4.71 | 6.89 | 0.109 | 3.924 | 1.303 | 1.031 | 7.22 | 4.68 | 6.74 | 0.114 | 16199.9217 | 63164.3299 | 70070.1591 | 268.7555 | 106855.6118 | 472.5795 | 10358.3829 | 3952486.1447 | 4036964.0447
WMID | HV HH Metered | 0 | 2.417 | 1.09 | 0.976 | 64.66 | 4.97 | 6.93 | 0.049 | 2.418 | 1.147 | 1.016 | 78.03 | 4.95 | 6.77 | 0.049 | 745393.0955 | 2967427.0755 | 3871531.4409 | 4170.4682 | 2897598.7513 | 60724.3185 | 952838.5995 | 143698293.4624 | 146902326.6235
WMID | NHH UMS category A | 8 | 2.472 | 0 | 0 | 0 | 0 | 0 | 0 | 2.64 | 0 | 0 | 0 | 0 | 0 | 0 | 59241.8235 | 0 | 0 | 948 | 0 | 0 | 0 | 1464457.8759 | 1563984.1393
WMID | NHH UMS category B | 1 | 2.773 | 0 | 0 | 0 | 0 | 0 | 0 | 2.922 | 0 | 0 | 0 | 0 | 0 | 0 | 11272.9077 | 0 | 0 | 694 | 0 | 0 | 0 | 312597.7314 | 329394.364
WMID | NHH UMS category C | 1 | 3.714 | 0 | 0 | 0 | 0 | 0 | 0 | 3.86 | 0 | 0 | 0 | 0 | 0 | 0 | 987.2103 | 0 | 0 | 135 | 0 | 0 | 0 | 36664.9892 | 38106.3162
WMID | NHH UMS category D | 1 | 2.162 | 0 | 0 | 0 | 0 | 0 | 0 | 2.347 | 0 | 0 | 0 | 0 | 0 | 0 | 6690.9793 | 0 | 0 | 40 | 0 | 0 | 0 | 144658.9727 | 157037.2845
WMID | LV UMS (Pseudo HH Metered) | 0 | 23.7 | 2.104 | 1.661 | 0 | 0 | 0 | 0 | 23.795 | 2.315 | 1.805 | 0 | 0 | 0 | 0 | 12297.7189 | 40044.1224 | 215732.4022 | 42.9355 | 0 | 0 | 0 | 7340402.9096 | 7747233.5
EMID | Domestic Unrestricted | 1 | 1.957 | 0 | 0 | 3.31 | 0 | 0 | 0 | 2.06 | 0 | 0 | 3.11 | 0 | 0 | 0 | 5648847.2286 | 0 | 0 | 1668878.2967 | 0 | 0 | 0 | 130710493.4057 | 135310524.8946
EMID | Domestic Two Rate | 2 | 2.185 | 0.807 | 0 | 3.31 | 0 | 0 | 0 | 2.291 | 0.898 | 0 | 3.11 | 0 | 0 | 0 | 2500450.8842 | 1108788.6295 | 0 | 821121.2292 | 0 | 0 | 0 | 73503152.191 | 76563209.2838
EMID | Domestic Off Peak (related MPAN) | 2 | 1.168 | 0 | 0 | 0 | 0 | 0 | 0 | 1.263 | 0 | 0 | 0 | 0 | 0 | 0 | 65160.6114 | 0 | 0 | 33104 | 0 | 0 | 0 | 761075.9409 | 822978.5217
EMID | Small Non Domestic Unrestricted | 3 | 1.955 | 0 | 0 | 5.46 | 0 | 0 | 0 | 2.118 | 0 | 0 | 6.15 | 0 | 0 | 0 | 1135237.8914 | 0 | 0 | 96849.7848 | 0 | 0 | 0 | 24124020.1371 | 26218374.0831
EMID | Small Non Domestic Two Rate | 4 | 2.052 | 0.807 | 0 | 5.46 | 0 | 0 | 0 | 2.192 | 0.898 | 0 | 6.15 | 0 | 0 | 0 | 1537282.6428 | 466358.205 | 0 | 83290.5469 | 0 | 0 | 0 | 36968447.8542 | 39754796.7631
EMID | Small Non Domestic Off Peak (related MPAN) | 4 | 0.962 | 0 | 0 | 0 | 0 | 0 | 0 | 1.056 | 0 | 0 | 0 | 0 | 0 | 0 | 2702.112 | 0 | 0 | 595 | 0 | 0 | 0 | 25994.3179 | 28534.3032
EMID | LV Medium Non-Domestic | 5-8 | 2.035 | 0.803 | 0 | 32.5 | 0 | 0 | 0 | 2.142 | 0.894 | 0 | 17.33 | 0 | 0 | 0 | 0.00079593 | 0.00020407 | 0 | 9.6213e-06 | 0 | 0 | 0 | 0.018977 | 0.019482
EMID | LV Sub Medium Non-Domestic | 5-8 | 1.888 | 0.797 | 0 | 24.35 | 0 | 0 | 0 | 1.997 | 0.889 | 0 | 15.74 | 0 | 0 | 0 | 0.00079533 | 0.00020467 | 0 | 9.5314e-06 | 0 | 0 | 0 | 0.017494 | 0.01825
EMID | HV Medium Non-Domestic | 5-8 | 1.259 | 0.769 |  | 223.48 |  |  |  | 1.361 | 0.862 |  | 150.18 |  |  |  | 0.00077435 | 0.00022565 | 0 | 6.4038e-06 | 0 | 0 | 0 | 0.016708 | 0.015994
EMID | LV Network Domestic | 0 | 7.331 | 1.359 | 0.802 | 3.31 | 0 | 0 | 0 | 7.566 | 1.544 | 0.894 | 3.11 | 0 | 0 | 0 | 0 | 0 | 0 | 0 | 0 | 0 | 0 | 0 | 0
EMID | LV Network Non-Domestic Non-CT | 0 | 7.675 | 1.391 | 0.804 | 5.46 | 0 | 0 | 0 | 7.998 | 1.588 | 0.897 | 6.15 | 0 | 0 | 0 | 17149.2583 | 66385.4295 | 74692.2365 | 2534.8857 | 0 | 0 | 0 | 2890670.2167 | 3152689.5067
EMID | LV HH Metered | 0 | 6.195 | 1.227 | 0.792 | 8.27 | 2.6 | 5.79 | 0.161 | 6.045 | 1.365 | 0.883 | 8.6 | 2.66 | 5.75 | 0.129 | 394719.6209 | 1561784.4601 | 1706361.7121 | 14837.5548 | 2008370.5116 | 25961.5211 | 307328.1135 | 77681131.8329 | 81152673.7129
EMID | LV Sub HH Metered | 0 | 4.663 | 1.048 | 0.778 | 6.37 | 3.52 | 5.63 | 0.11 | 4.635 | 1.189 | 0.871 | 6.71 | 3.44 | 5.43 | 0.09 | 20564.403 | 79106.9581 | 92841.4464 | 282.3027 | 115909.2159 | 1789.2589 | 16690.2212 | 4061158.3892 | 4215144.3556
EMID | HV HH Metered | 0 | 3.147 | 0.89 | 0.767 | 63.18 | 4.2 | 6.46 | 0.058 | 3.129 | 1.018 | 0.86 | 72.5 | 4.13 | 6.24 | 0.047 | 751734.8625 | 2892112.3029 | 4006748.6054 | 3304.3945 | 2661311.9036 | 46691.8178 | 612364.0756 | 123144702.952 | 129765160.7512
EMID | NHH UMS category A | 8 | 2.147 | 0 | 0 | 0 | 0 | 0 | 0 | 2.357 | 0 | 0 | 0 | 0 | 0 | 0 | 47462.4781 | 0 | 0 | 1471 | 0 | 0 | 0 | 1019019.4047 | 1118690.6087
EMID | NHH UMS category B | 1 | 2.409 | 0 | 0 | 0 | 0 | 0 | 0 | 2.619 | 0 | 0 | 0 | 0 | 0 | 0 | 38869.1758 | 0 | 0 | 1205 | 0 | 0 | 0 | 936358.4447 | 1017983.7139
EMID | NHH UMS category C | 1 | 3.316 | 0 | 0 | 0 | 0 | 0 | 0 | 3.581 | 0 | 0 | 0 | 0 | 0 | 0 | 399.1873 | 0 | 0 | 177 | 0 | 0 | 0 | 13237.0506 | 14294.8969
EMID | NHH UMS category D | 1 | 1.885 | 0 | 0 | 0 | 0 | 0 | 0 | 2.097 | 0 | 0 | 0 | 0 | 0 | 0 | 10277.034 | 0 | 0 | 252 | 0 | 0 | 0 | 193722.0915 | 215509.4036
EMID | LV UMS (Pseudo HH Metered) | 0 | 20.83 | 1.882 | 1.396 | 0 | 0 | 0 | 0 | 21.657 | 2.13 | 1.552 | 0 | 0 | 0 | 0 | 12697.7998 | 34054.2831 | 174318.4037 | 30.7104 | 0 | 0 | 0 | 5719338.2277 | 6180740.3642
NPgN | Domestic Unrestricted | 1 | 2.202 | 0 | 0 | 5.38 | 0 | 0 | 0 | 2.355 | 0 | 0 | 5.57 | 0 | 0 | 0 | 4496086.2053 | 0 | 0 | 1416755.7372 | 0 | 0 | 0 | 126824650.6522 | 134686182.6501
NPgN | Domestic Two Rate | 2 | 2.526 | 0.968 | 0 | 5.38 | 0 | 0 | 0 | 2.674 | 1.131 | 0 | 5.57 | 0 | 0 | 0 | 224032.143 | 233982.6896 | 0 | 84779.4957 | 0 | 0 | 0 | 9588819.325 | 10360573.261
NPgN | Domestic Off Peak (related MPAN) | 2 | 1.099 | 0 | 0 | 0 | 0 | 0 | 0 | 1.25 | 0 | 0 | 0 | 0 | 0 | 0 | 63655.1825 | 0 | 0 | 14394.703 | 0 | 0 | 0 | 699570.4559 | 795689.7815
NPgN | Small Non Domestic Unrestricted | 3 | 2.162 | 0 | 0 | 5.71 | 0 | 0 | 0 | 2.379 | 0 | 0 | 5.84 | 0 | 0 | 0 | 867581.6742 | 0 | 0 | 76468.9832 | 0 | 0 | 0 | 20350844.1098 | 22269780.8754
NPgN | Small Non Domestic Two Rate | 4 | 2.373 | 1.001 | 0 | 5.71 | 0 | 0 | 0 | 2.6 | 1.166 | 0 | 5.84 | 0 | 0 | 0 | 225887.9754 | 128013.1167 | 0 | 17163.7201 | 0 | 0 | 0 | 6999450.6255 | 7731582.1572
NPgN | Small Non Domestic Off Peak (related MPAN) | 4 | 1.095 | 0 | 0 | 0 | 0 | 0 | 0 | 1.311 | 0 | 0 | 0 | 0 | 0 | 0 | 5993.1978 | 0 | 0 | 486.3952 | 0 | 0 | 0 | 65625.5165 | 78570.8238
NPgN | LV Medium Non-Domestic | 5-8 | 2.172 | 0.961 | 0 | 28.44 | 0 | 0 | 0 | 2.29 | 1.12 | 0 | 30.49 | 0 | 0 | 0 | 0.0008919 | 0.0001081 | 0 | 1.3763e-05 | 0 | 0 | 0 | 0.02184 | 0.023167
NPgN | LV Sub Medium Non-Domestic | 5-8 | 2.25 | 0.994 | 0 | 35.24 | 0 | 0 | 0 | 2.343 | 1.152 | 0 | 30.5 | 0 | 0 | 0 | 0.00084667 | 0.00015333 | 0 | 8.2539e-06 | 0 | 0 | 0 | 0.021636 | 0.022523
NPgN | HV Medium Non-Domestic | 5-8 | 1.51 | 0.941 | 0 | 268.98 | 0 | 0 | 0 | 1.653 | 1.103 | 0 | 284.23 | 0 | 0 | 0 | 0.00086852 | 0.00013148 | 0 | 4.8483e-06 | 0 | 0 | 0 | 0.019112 | 0.020837
NPgN | LV Network Domestic | 0 | 7.287 | 1.817 | 0.955 | 5.38 | 0 | 0 | 0 | 7.567 | 1.91 | 1.117 | 5.57 | 0 | 0 | 0 | 0 | 0 | 0 | 0 | 0 | 0 | 0 | 0 | 0
NPgN | LV Network Non-Domestic Non-CT | 0 | 7.282 | 1.818 | 0.956 | 5.71 | 0 | 0 | 0 | 7.934 | 1.958 | 1.12 | 5.84 | 0 | 0 | 0 | 107729.0416 | 262337.6997 | 264394.9567 | 9933.7409 | 0 | 0 | 0 | 15348778.0379 | 16856765.4577
NPgN | LV HH Metered | 0 | 5.563 | 1.565 | 0.94 | 13.06 | 2.1 | 4.87 | 0.168 | 5.589 | 1.641 | 1.099 | 15.9 | 1.77 | 4.14 | 0.166 | 265919.3505 | 891168.01 | 1056614.8834 | 10729.4539 | 1165964.5049 | 31132.9243 | 178923.3949 | 48974627.5949 | 50021357.1063
NPgN | LV Sub HH Metered | 0 | 4.161 | 1.358 | 0.927 | 13.36 | 2.62 | 4.49 | 0.104 | 4.01 | 1.419 | 1.086 | 15.9 | 2.49 | 4.11 | 0.097 | 48230.5758 | 160181.9355 | 223536.9053 | 563.9947 | 183550.1138 | 4523.3534 | 29531.5115 | 8141968.1797 | 8432067.8388
NPgN | HV HH Metered | 0 | 3.081 | 1.2 | 0.917 | 140.33 | 2.4 | 4.21 | 0.068 | 3.266 | 1.314 | 1.08 | 151.06 | 2.39 | 4.32 | 0.067 | 325910.6686 | 1020813.8781 | 1474078.1206 | 915.307 | 1080253.0087 | 25657.1772 | 295713.003 | 46335557.1922 | 50508729.6206
NPgN | NHH UMS category A | 8 | 1.877 | 0 | 0 | 0 | 0 | 0 | 0 | 1.972 | 0 | 0 | 0 | 0 | 0 | 0 | 19663.1055 | 0 | 0 | 797.2735 | 0 | 0 | 0 | 369076.4901 | 387756.4404
NPgN | NHH UMS category B | 1 | 2.176 | 0 | 0 | 0 | 0 | 0 | 0 | 2.283 | 0 | 0 | 0 | 0 | 0 | 0 | 106123.1477 | 0 | 0 | 414.1127 | 0 | 0 | 0 | 2309239.6948 | 2422791.4629
NPgN | NHH UMS category C | 1 | 3.254 | 0 | 0 | 0 | 0 | 0 | 0 | 3.317 | 0 | 0 | 0 | 0 | 0 | 0 | 810.2534 | 0 | 0 | 38.526 | 0 | 0 | 0 | 26365.6455 | 26876.1052
NPgN | NHH UMS category D | 1 | 1.679 | 0 | 0 | 0 | 0 | 0 | 0 | 1.762 | 0 | 0 | 0 | 0 | 0 | 0 | 1185.6801 | 0 | 0 | 21.6825 | 0 | 0 | 0 | 19907.5693 | 20891.6838
NPgN | LV UMS (Pseudo HH Metered) | 0 | 18.807 | 1.768 | 0.955 | 0 | 0 | 0 | 0 | 18.384 | 1.815 | 1.112 | 0 | 0 | 0 | 0 | 3499.5826 | 10707.4428 | 45556.8707 | 10.5776 | 0 | 0 | 0 | 1282542.1962 | 1344295.7471
NPgY | Domestic Unrestricted | 1 | 1.805 | 0 | 0 | 5.18 | 0 | 0 | 0 | 1.832 | 0 | 0 | 5.78 | 0 | 0 | 0 | 6613598.2596 | 0 | 0 | 2018260.311 | 0 | 0 | 0 | 157534696.2859 | 163740357.897
NPgY | Domestic Two Rate | 2 | 2.019 | 1.054 | 0 | 5.18 | 0 | 0 | 0 | 2.083 | 1.065 | 0 | 5.78 | 0 | 0 | 0 | 359140.909 | 349339.7042 | 0 | 129745.6719 | 0 | 0 | 0 | 13386196.8521 | 13938617.4227
NPgY | Domestic Off Peak (related MPAN) | 2 | 1.196 | 0 | 0 | 0 | 0 | 0 | 0 | 1.212 | 0 | 0 | 0 | 0 | 0 | 0 | 25367.4685 | 0 | 0 | 7244.3127 | 0 | 0 | 0 | 303394.9233 | 307453.7183
NPgY | Small Non Domestic Unrestricted | 3 | 2.026 | 0 | 0 | 5.46 | 0 | 0 | 0 | 2.117 | 0 | 0 | 6.11 | 0 | 0 | 0 | 1427867.2627 | 0 | 0 | 106325.4834 | 0 | 0 | 0 | 31047551.302 | 32599167.7205
NPgY | Small Non Domestic Two Rate | 4 | 2.16 | 1.111 | 0 | 5.46 | 0 | 0 | 0 | 2.269 | 1.131 | 0 | 6.11 | 0 | 0 | 0 | 456013.9315 | 296708.9417 | 0 | 28651.7819 | 0 | 0 | 0 | 13717338.6222 | 14341711.9483
NPgY | Small Non Domestic Off Peak (related MPAN) | 4 | 1.225 | 0 | 0 | 0 | 0 | 0 | 0 | 1.255 | 0 | 0 | 0 | 0 | 0 | 0 | 21529.1063 | 0 | 0 | 1789.1328 | 0 | 0 | 0 | 263731.5518 | 270190.2837
NPgY | LV Medium Non-Domestic | 5-8 | 1.996 | 1.056 | 0 | 29.77 | 0 | 0 | 0 | 2.049 | 1.048 | 0 | 35.31 | 0 | 0 | 0 | 0.00082829 | 0.00017171 | 0 | 9.5591e-06 | 0 | 0 | 0 | 0.019385 | 0.020003
NPgY | LV Sub Medium Non-Domestic | 5-8 | 1.552 | 1.012 | 0 | 13.67 | 0 | 0 | 0 | 1.616 | 1.013 | 0 | 17.88 | 0 | 0 | 0 | 0 | 0 | 0 | 0 | 0 | 0 | 0 | 0 | 0
NPgY | HV Medium Non-Domestic | 5-8 | 1.428 | 0.983 | 0 | 231.8 | 0 | 0 | 0 | 1.475 | 0.994 | 0 | 267.88 | 0 | 0 | 0 | 0.0008191 | 0.0001809 | 0 | 5.8269e-06 | 0 | 0 | 0 | 0.018405 | 0.019577
NPgY | LV Network Domestic | 0 | 4.66 | 1.701 | 1.031 | 5.18 | 0 | 0 | 0 | 4.773 | 1.73 | 1.038 | 5.78 | 0 | 0 | 0 | 0 | 0 | 0 | 0 | 0 | 0 | 0 | 0 | 0
NPgY | LV Network Non-Domestic Non-CT | 0 | 5.485 | 1.869 | 1.049 | 5.46 | 0 | 0 | 0 | 5.877 | 1.953 | 1.061 | 6.11 | 0 | 0 | 0 | 59398.7472 | 140193.34 | 140270.1152 | 4032.9987 | 0 | 0 | 0 | 7430041.948 | 7807048.1459
NPgY | LV HH Metered | 0 | 4.18 | 1.581 | 1.018 | 13.36 | 1.25 | 2.9 | 0.162 | 4.229 | 1.602 | 1.025 | 17.88 | 1.34 | 2.96 | 0.149 | 373943.7005 | 1295434.0167 | 1422331.5784 | 13937.5866 | 1571000.9288 | 54929.2876 | 271211.8272 | 59459127.832 | 60736752.6843
NPgY | LV Sub HH Metered | 0 | 3.266 | 1.367 | 0.995 | 13.67 | 1.5 | 2.49 | 0.102 | 3.221 | 1.373 | 1.002 | 17.88 | 1.64 | 2.64 | 0.094 | 29676.5154 | 103561.4341 | 124183.096 | 337.1638 | 135244.8907 | 2355.6493 | 20600.3771 | 4420252.0386 | 4495736.9638
NPgY | HV HH Metered | 0 | 2.691 | 1.223 | 0.98 | 144.56 | 1.8 | 2.99 | 0.067 | 2.657 | 1.238 | 0.988 | 172.52 | 1.88 | 3.12 | 0.064 | 597306.9053 | 1970004.7204 | 2770108.9245 | 2023.6603 | 2117371.7975 | 34345.5616 | 545550.716 | 83033008.1948 | 84171758.9077
NPgY | NHH UMS category A | 8 | 1.563 | 0 | 0 | 0 | 0 | 0 | 0 | 1.601 | 0 | 0 | 0 | 0 | 0 | 0 | 23941.5953 | 0 | 0 | 445.8193 | 0 | 0 | 0 | 374207.1348 | 383304.941
NPgY | NHH UMS category B | 1 | 1.661 | 0 | 0 | 0 | 0 | 0 | 0 | 1.706 | 0 | 0 | 0 | 0 | 0 | 0 | 46733.5334 | 0 | 0 | 229.1087 | 0 | 0 | 0 | 776243.9904 | 797274.0805
NPgY | NHH UMS category C | 1 | 2.234 | 0 | 0 | 0 | 0 | 0 | 0 | 2.312 | 0 | 0 | 0 | 0 | 0 | 0 | 336.2981 | 0 | 0 | 19.8834 | 0 | 0 | 0 | 7512.8995 | 7775.212
NPgY | NHH UMS category D | 1 | 1.512 | 0 | 0 | 0 | 0 | 0 | 0 | 1.546 | 0 | 0 | 0 | 0 | 0 | 0 | 1106.4484 | 0 | 0 | 13.9897 | 0 | 0 | 0 | 16729.5002 | 17105.6926
NPgY | LV UMS (Pseudo HH Metered) | 0 | 10.135 | 1.613 | 1.027 | 0 | 0 | 0 | 0 | 10.676 | 1.651 | 1.035 | 0 | 0 | 0 | 0 | 11907.4894 | 34841.2731 | 162275.6848 | 14.424 | 0 | 0 | 0 | 3435385.0644 | 3526026.3204
EPN | Domestic Unrestricted | 1 | 1.991 | 0 | 0 | 4.43 | 0 | 0 | 0 | 2.121 | 0 | 0 | 4.87 | 0 | 0 | 0 | 7958764.9801 | 0 | 0 | 2276583.2054 | 0 | 0 | 0 | 195270222.8938 | 209272809.9959
EPN | Domestic Two Rate | 2 | 2.421 | 0.157 | 0 | 4.43 | 0 | 0 | 0 | 2.613 | 0.193 | 0 | 4.87 | 0 | 0 | 0 | 2754848.8971 | 1670157.4272 | 0 | 918236.9747 | 0 | 0 | 0 | 84164471.7219 | 91529726.8595
EPN | Domestic Off Peak (related MPAN) | 2 | 0.215 | 0 | 0 | 0 | 0 | 0 | 0 | 0.248 | 0 | 0 | 0 | 0 | 0 | 0 | 83053.3531 | 0 | 0 | 40468.8944 | 0 | 0 | 0 | 178564.7091 | 205972.3157
EPN | Small Non Domestic Unrestricted | 3 | 1.499 | 0 | 0 | 4.67 | 0 | 0 | 0 | 1.663 | 0 | 0 | 4.79 | 0 | 0 | 0 | 1955087.235 | 0 | 0 | 152882.7806 | 0 | 0 | 0 | 31912721.0892 | 35186026.8125
EPN | Small Non Domestic Two Rate | 4 | 1.795 | 0.151 | 0 | 4.67 | 0 | 0 | 0 | 1.919 | 0.176 | 0 | 4.79 | 0 | 0 | 0 | 1252249.1171 | 459781.2735 | 0 | 85155.2676 | 0 | 0 | 0 | 24623655.4879 | 26328687.7186
EPN | Small Non Domestic Off Peak (related MPAN) | 4 | 0.29 | 0 | 0 | 0 | 0 | 0 | 0 | 0.319 | 0 | 0 | 0 | 0 | 0 | 0 | 16079.5859 | 0 | 0 | 1441.4302 | 0 | 0 | 0 | 46630.7991 | 51293.879
EPN | LV Medium Non-Domestic | 5-8 | 1.713 | 0.139 | 0 | 34.74 | 0 | 0 | 0 | 2.054 | 0.165 | 0 | 38.48 | 0 | 0 | 0 | 80473.2351 | 14854.7285 | 0 | 886.7122 | 0 | 0 | 0 | 1511590.5843 | 1801971.0537
EPN | LV Sub Medium Non-Domestic | 5-8 | 1.065 | 0.124 | 0 | 9.34 | 0 | 0 | 0 | 1.135 | 0.134 | 0 | 8.08 | 0 | 0 | 0 | 0 | 0 | 0 | 0 | 0 | 0 | 0 | 0 | 0
EPN | HV Medium Non-Domestic | 5-8 | 0.708 | 0.111 | 0 | 93.92 | 0 | 0 | 0 | 0.752 | 0.114 | 0 | 97.09 | 0 | 0 | 0 | 0 | 0 | 0 | 0 | 0 | 0 | 0 | 0 | 0
EPN | LV Network Domestic | 0 | 14.086 | 0.312 | 0.14 | 4.43 | 0 | 0 | 0 | 14.625 | 0.422 | 0.16 | 4.87 | 0 | 0 | 0 | 74064.2819 | 342054.136 | 354220.4614 | 184274.2752 | 0 | 0 | 0 | 14975435.1951 | 16117689.8025
EPN | LV Network Non-Domestic Non-CT | 0 | 12.159 | 0.284 | 0.135 | 4.97 | 0 | 0 | 0 | 12.726 | 0.38 | 0.152 | 4.99 | 0 | 0 | 0 | 113487.122 | 531855.0134 | 497626.8225 | 23295.0833 | 0 | 0 | 0 | 16403748.0702 | 17644097.9656
EPN | LV HH Metered | 0 | 9.71 | 0.227 | 0.126 | 13.62 | 3.06 | 6.96 | 0.295 | 9.75 | 0.286 | 0.136 | 12.05 | 3.4 | 7.26 | 0.307 | 452127.7009 | 2038286.1149 | 1738969.6619 | 16648.8443 | 2524500.7358 | 56100.6839 | 521080.2878 | 82705792.353 | 87424588.3015
EPN | LV Sub HH Metered | 0 | 6.831 | 0.164 | 0.115 | 9.34 | 4.6 | 6.18 | 0.191 | 7.004 | 0.195 | 0.12 | 8.08 | 4.94 | 6.53 | 0.2 | 87635.6157 | 402902.5324 | 383879.1193 | 913.2106 | 373621.6153 | 9361.7723 | 65986.008 | 13730056.0057 | 14503122.3358
EPN | HV HH Metered | 0 | 5.534 | 0.142 | 0.111 | 93.92 | 3.76 | 5.46 | 0.155 | 5.711 | 0.162 | 0.114 | 97.09 | 4.08 | 5.79 | 0.161 | 606908.4545 | 2601393.239 | 2760769.7653 | 1849.2555 | 2175496.3082 | 73242.1526 | 423102.4623 | 72950649.2932 | 77303961.8175
EPN | NHH UMS category A | 8 | 1.786 | 0 | 0 | 0 | 0 | 0 | 0 | 2.033 | 0 | 0 | 0 | 0 | 0 | 0 | 47722.8352 | 0 | 0 | 2859.2904 | 0 | 0 | 0 | 852329.8372 | 970205.2402
EPN | NHH UMS category B | 1 | 2.601 | 0 | 0 | 0 | 0 | 0 | 0 | 2.896 | 0 | 0 | 0 | 0 | 0 | 0 | 18435.7701 | 0 | 0 | 932.4525 | 0 | 0 | 0 | 479514.3801 | 533899.9018
EPN | NHH UMS category C | 1 | 4.36 | 0 | 0 | 0 | 0 | 0 | 0 | 4.782 | 0 | 0 | 0 | 0 | 0 | 0 | 566.2515 | 0 | 0 | 26.2606 | 0 | 0 | 0 | 24688.5674 | 27078.1489
EPN | NHH UMS category D | 1 | 1.245 | 0 | 0 | 0 | 0 | 0 | 0 | 1.462 | 0 | 0 | 0 | 0 | 0 | 0 | 567.5149 | 0 | 0 | 15 | 0 | 0 | 0 | 7065.5609 | 8297.0684
EPN | LV UMS (Pseudo HH Metered) | 0 | 38.178 | 0.748 | 0.625 | 0 | 0 | 0 | 0 | 40.892 | 0.944 | 0.778 | 0 | 0 | 0 | 0 | 14526.5181 | 73538.0693 | 179902.1181 | 42.421 | 0 | 0 | 0 | 7220387.0829 | 8034021.6411
SPN | Domestic Unrestricted | 1 | 2.187 | 0 | 0 | 4.43 | 0 | 0 | 0 | 2.439 | 0 | 0 | 4.65 | 0 | 0 | 0 | 5464099.4945 | 0 | 0 | 1546757.9235 | 0 | 0 | 0 | 144510158.1888 | 159521735.5275
SPN | Domestic Two Rate | 2 | 2.657 | 0.439 | 0 | 4.43 | 0 | 0 | 0 | 3.007 | 0.509 | 0 | 4.65 | 0 | 0 | 0 | 1411305.4898 | 854857.8278 | 0 | 464596.1713 | 0 | 0 | 0 | 48763500.5191 | 54674540.9384
SPN | Domestic Off Peak (related MPAN) | 2 | 0.554 | 0 | 0 | 0 | 0 | 0 | 0 | 0.617 | 0 | 0 | 0 | 0 | 0 | 0 | 51767.4373 | 0 | 0 | 17175.5073 | 0 | 0 | 0 | 286791.6026 | 319405.0881
SPN | Small Non Domestic Unrestricted | 3 | 1.438 | 0 | 0 | 4.69 | 0 | 0 | 0 | 1.664 | 0 | 0 | 4.57 | 0 | 0 | 0 | 1138838.4417 | 0 | 0 | 113657.4057 | 0 | 0 | 0 | 18322141.0909 | 20846134.0254
SPN | Small Non Domestic Two Rate | 4 | 1.837 | 0.416 | 0 | 4.69 | 0 | 0 | 0 | 2.192 | 0.48 | 0 | 4.57 | 0 | 0 | 0 | 756942.2485 | 269511.4653 | 0 | 47333.2417 | 0 | 0 | 0 | 15836470.8988 | 18675371.2591
SPN | Small Non Domestic Off Peak (related MPAN) | 4 | 0.75 | 0 | 0 | 0 | 0 | 0 | 0 | 0.759 | 0 | 0 | 0 | 0 | 0 | 0 | 8450.2124 | 0 | 0 | 1278.9924 | 0 | 0 | 0 | 63376.5934 | 64137.1125
SPN | LV Medium Non-Domestic | 5-8 | 1.973 | 0.406 | 0 | 37.7 | 0 | 0 | 0 | 2.106 | 0.452 | 0 | 38.44 | 0 | 0 | 0 | 46903.1887 | 15970.7671 | 0 | 485.7306 | 0 | 0 | 0 | 1057080.1918 | 1128119.944
SPN | LV Sub Medium Non-Domestic | 5-8 | 1.339 | 0.392 | 0 | 9.81 | 0 | 0 | 0 | 1.417 | 0.424 | 0 | 7.93 | 0 | 0 | 0 | 0 | 0 | 0 | 0 | 0 | 0 | 0 | 0 | 0
SPN | HV Medium Non-Domestic | 5-8 | 0.949 | 0.381 | 0 | 76.9 | 0 | 0 | 0 | 1 | 0.402 | 0 | 102.31 | 0 | 0 | 0 | 0 | 0 | 0 | 0 | 0 | 0 | 0 | 0 | 0
SPN | LV Network Domestic | 0 | 13.668 | 0.664 | 0.406 | 4.43 | 0 | 0 | 0 | 14.861 | 0.854 | 0.457 | 4.65 | 0 | 0 | 0 | 95256.8423 | 162588.2242 | 219496.8985 | 116023.3311 | 0 | 0 | 0 | 16866487.6768 | 18516929.5847
SPN | LV Network Non-Domestic Non-CT | 0 | 9.287 | 0.567 | 0.395 | 4.87 | 0 | 0 | 0 | 10.798 | 0.723 | 0.437 | 4.78 | 0 | 0 | 0 | 87684.3857 | 317951.5154 | 312303.8964 | 15019.6697 | 0 | 0 | 0 | 11446616.5183 | 13393765.6248
SPN | LV HH Metered | 0 | 8.348 | 0.54 | 0.391 | 14.31 | 3.12 | 6.38 | 0.238 | 8.325 | 0.625 | 0.422 | 12.43 | 3.47 | 6.81 | 0.253 | 357378.5432 | 1586077.972 | 1409028.7555 | 10738.6618 | 1576226.2468 | 59595.3673 | 425846.9994 | 64820358.3535 | 68620478.7911
SPN | LV Sub HH Metered | 0 | 5.862 | 0.478 | 0.384 | 9.81 | 5.13 | 6.83 | 0.149 | 5.623 | 0.518 | 0.406 | 7.93 | 5.57 | 7.32 | 0.155 | 4123.8587 | 18426.1817 | 21714.4701 | 39.7593 | 15975.2854 | 275.5724 | 6335.3593 | 730063.7548 | 758611.8512
SPN | HV HH Metered | 0 | 5.165 | 0.458 | 0.381 | 76.9 | 3.77 | 6.08 | 0.138 | 5.251 | 0.495 | 0.401 | 102.31 | 4.15 | 6.53 | 0.147 | 257007.4002 | 1134558.7238 | 1234587.201 | 831.8957 | 1037710.4092 | 18336.2615 | 253651.7372 | 38444360.8593 | 40901497.1111
SPN | NHH UMS category A | 1&8 | 2.15 | 0 | 0 | 0 | 0 | 0 | 0 | 2.279 | 0 | 0 | 0 | 0 | 0 | 0 | 21316.6588 | 0 | 0 | 636.638 | 0 | 0 | 0 | 458308.165 | 485806.6549
SPN | NHH UMS category B | 1 | 2.909 | 0 | 0 | 0 | 0 | 0 | 0 | 2.994 | 0 | 0 | 0 | 0 | 0 | 0 | 8836.2205 | 0 | 0 | 431.6177 | 0 | 0 | 0 | 257045.6552 | 264556.4426
SPN | NHH UMS category C | 1 | 4.754 | 0 | 0 | 0 | 0 | 0 | 0 | 4.754 | 0 | 0 | 0 | 0 | 0 | 0 | 1017.6674 | 0 | 0 | 25.2506 | 0 | 0 | 0 | 48379.9062 | 48379.9062
SPN | NHH UMS category D | 1 | 1.672 | 0 | 0 | 0 | 0 | 0 | 0 | 1.831 | 0 | 0 | 0 | 0 | 0 | 0 | 1755.5032 | 0 | 0 | 61.6115 | 0 | 0 | 0 | 29352.0141 | 32143.2643
SPN | LV UMS (Pseudo HH Metered) | 0 | 39.868 | 1.109 | 0.916 | 0 | 0 | 0 | 0 | 38.122 | 1.305 | 1.094 | 0 | 0 | 0 | 0 | 7245.5271 | 41381.8869 | 105981.216 | 18.1804 | 0 | 0 | 0 | 4318359.8152 | 4461607.9746
LPN | Domestic Unrestricted | 1 | 1.65 | 0 | 0 | 4.23 | 0 | 0 | 0 | 1.947 | 0 | 0 | 4.08 | 0 | 0 | 0 | 5880133.1833 | 0 | 0 | 1835311.9136 | 0 | 0 | 0 | 125358495.8132 | 141817658.0948
LPN | Domestic Two Rate | 2 | 2.078 | 0 | 0 | 4.23 | 0 | 0 | 0 | 2.512 | 0 | 0 | 4.08 | 0 | 0 | 0 | 461760.257 | 352690.4453 | 0 | 153499.6297 | 0 | 0 | 0 | 11965335.6724 | 13885334.1405
LPN | Domestic Off Peak (related MPAN) | 2 | 0 | 0 | 0 | 0 | 0 | 0 | 0 | 0 | 0 | 0 | 0 | 0 | 0 | 0 | 54858.7619 | 0 | 0 | 13760.2249 | 0 | 0 | 0 | 0 | 0
LPN | Small Non Domestic Unrestricted | 3 | 1.193 | 0 | 0 | 4.44 | 0 | 0 | 0 | 1.205 | 0 | 0 | 4 | 0 | 0 | 0 | 2739480.2894 | 0 | 0 | 226595.5704 | 0 | 0 | 0 | 36354207.6657 | 36319032.8144
LPN | Small Non Domestic Two Rate | 4 | 1.57 | 0 | 0 | 4.44 | 0 | 0 | 0 | 1.687 | 0 | 0 | 4 | 0 | 0 | 0 | 373282.5909 | 144453.89 | 0 | 22137.0236 | 0 | 0 | 0 | 6219289.2807 | 6620477.8522
LPN | Small Non Domestic Off Peak (related MPAN) | 4 | 0 | 0 | 0 | 0 | 0 | 0 | 0 | 0 | 0 | 0 | 0 | 0 | 0 | 0 | 12666.6026 | 0 | 0 | 1528.3918 | 0 | 0 | 0 | 0 | 0
LPN | LV Medium Non-Domestic | 5-8 | 1.393 | 0 | 0 | 39.63 | 0 | 0 | 0 | 1.694 | 0 | 0 | 39.88 | 0 | 0 | 0 | 61764.4016 | 11569.658 | 0 | 545.4107 | 0 | 0 | 0 | 939271.4943 | 1125680.0303
LPN | LV Sub Medium Non-Domestic | 5-8 | 0.902 | 0 | 0 | 8.46 | 0 | 0 | 0 | 0.868 | 0 | 0 | 6.43 | 0 | 0 | 0 | 0 | 0 | 0 | 0 | 0 | 0 | 0 | 0 | 0
LPN | HV Medium Non-Domestic | 5-8 | 0.308 | 0 | 0 | 90.62 | 0 | 0 | 0 | 0.267 | 0 | 0 | 73.61 | 0 | 0 | 0 | 0 | 0 | 0 | 0 | 0 | 0 | 0 | 0 | 0
LPN | LV Network Domestic | 0 | 8.049 | 0.295 | 0 | 4.23 | 0 | 0 | 0 | 9.557 | 0.481 | 0 | 4.08 | 0 | 0 | 0 | 82788.5319 | 141518.7628 | 190975.5834 | 114777.1949 | 0 | 0 | 0 | 8853231.7817 | 10302067.2271
LPN | LV Network Non-Domestic Non-CT | 0 | 4.942 | 0.051 | 0 | 4.55 | 0 | 0 | 0 | 5.227 | 0.086 | 0 | 4.05 | 0 | 0 | 0 | 91415.9914 | 289926.7918 | 278562.0832 | 18096.0842 | 0 | 0 | 0 | 4966171.6777 | 5295156.2768
LPN | LV HH Metered | 0 | 4.898 | 0 | 0 | 12.34 | 3.96 | 6.21 | 0.36 | 4.744 | 0 | 0 | 9.38 | 4.17 | 6.51 | 0.375 | 1326475.7264 | 2170039.6708 | 2532258.1083 | 15635.2706 | 3157484.0611 | 60588.4248 | 635870.1761 | 114975744.0868 | 115345984.3891
LPN | LV Sub HH Metered | 0 | 3.146 | 0 | 0 | 8.46 | 7.24 | 8.28 | 0.229 | 3.274 | 0 | 0 | 6.43 | 7.53 | 8.6 | 0.246 | 59155.4624 | 89015.787 | 123484.5011 | 204.9977 | 99375.7475 | 2404.8226 | 16075.4023 | 4602955.6955 | 4787886.6371
LPN | HV HH Metered | 0 | 2.425 | 0 | 0 | 90.62 | 7.24 | 8.18 | 0.184 | 2.447 | 0 | 0 | 73.61 | 7.5 | 8.46 | 0.192 | 1423447.1474 | 2129984.0436 | 2870478.7057 | 1197.6193 | 2654528.3905 | 38824.0412 | 304741.6563 | 106783182.7827 | 109605190.1073
LPN | NHH UMS category A | 1&8 | 1.936 | 0 | 0 | 0 | 0 | 0 | 0 | 2.424 | 0 | 0 | 0 | 0 | 0 | 0 | 27350.0171 | 0 | 0 | 454.4165 | 0 | 0 | 0 | 529496.3316 | 662964.4151
LPN | NHH UMS category B | 1 | 1.721 | 0 | 0 | 0 | 0 | 0 | 0 | 2.104 | 0 | 0 | 0 | 0 | 0 | 0 | 28783.3127 | 0 | 0 | 244.2261 | 0 | 0 | 0 | 495360.8115 | 605600.8992
LPN | NHH UMS category C | 1 | 3.243 | 0 | 0 | 0 | 0 | 0 | 0 | 3.978 | 0 | 0 | 0 | 0 | 0 | 0 | 560.2332 | 0 | 0 | 3.0301 | 0 | 0 | 0 | 18168.363 | 22286.0771
LPN | NHH UMS category D | 1 | 2.217 | 0 | 0 | 0 | 0 | 0 | 0 | 2.812 | 0 | 0 | 0 | 0 | 0 | 0 | 2966.5392 | 0 | 0 | 24.2406 | 0 | 0 | 0 | 65768.1743 | 83419.0827
LPN | LV UMS (Pseudo HH Metered) | 0 | 29.447 | 0.874 | 0.08 | 0 | 0 | 0 | 0 | 35.061 | 1.337 | 0.081 | 0 | 0 | 0 | 0 | 7184.6463 | 36100.6871 | 103592.0211 | 23.2306 | 0 | 0 | 0 | 2514056.4314 | 3085584.5786
ENWL | Domestic Unrestricted | 1 | 2.205 | 0 | 0 | 3.31 | 0 | 0 | 0 | 2.39 | 0 | 0 | 3.61 | 0 | 0 | 0 | 6240741.9428 | 0 | 0 | 2051587.2108 | 0 | 0 | 0 | 162394610.7264 | 176186471.3165
ENWL | Domestic Two Rate | 2 | 2.536 | 0.686 | 0 | 3.31 | 0 | 0 | 0 | 2.794 | 0.775 | 0 | 3.61 | 0 | 0 | 0 | 457319.4256 | 455797.9457 | 0 | 183918.8834 | 0 | 0 | 0 | 16946410.5299 | 18733345.9968
ENWL | Domestic Off Peak (related MPAN) | 2 | 0.727 | 0 | 0 | 0 | 0 | 0 | 0 | 0.822 | 0 | 0 | 0 | 0 | 0 | 0 | 17385.2748 | 0 | 0 | 5453 | 0 | 0 | 0 | 126390.9478 | 142906.9588
ENWL | Small Non Domestic Unrestricted | 3 | 2.053 | 0 | 0 | 3.23 | 0 | 0 | 0 | 2.252 | 0 | 0 | 3.53 | 0 | 0 | 0 | 1464642.8478 | 0 | 0 | 122905.5625 | 0 | 0 | 0 | 31518112.7946 | 34567333.6526
ENWL | Small Non Domestic Two Rate | 4 | 2.118 | 0.646 | 0 | 3.23 | 0 | 0 | 0 | 2.356 | 0.735 | 0 | 3.53 | 0 | 0 | 0 | 537686.3383 | 199237.1518 | 0 | 34728.1163 | 0 | 0 | 0 | 13084695.7733 | 14579737.611
ENWL | Small Non Domestic Off Peak (related MPAN) | 4 | 0.669 | 0 | 0 | 0 | 0 | 0 | 0 | 0.758 | 0 | 0 | 0 | 0 | 0 | 0 | 19488.6458 | 0 | 0 | 3846 | 0 | 0 | 0 | 130379.0407 | 147723.9355
ENWL | LV Medium Non-Domestic | 5-8 | 2.137 | 0.637 | 0 | 15.1 | 0 | 0 | 0 | 2.197 | 0.712 | 0 | 18.09 | 0 | 0 | 0 | 14944.0556 | 3871.7447 | 0 | 384.8571 | 0 | 0 | 0 | 365228.8831 | 381299.2634
ENWL | LV Sub Medium Non-Domestic | 5-8 | 1.82 | 0.609 | 0 | 56.48 | 0 | 0 | 0 | 3.957 | 0.858 | 0 | 131.8 | 0 | 0 | 0 | 1937.0701 | 495.1971 | 0 | 33.9534 | 0 | 0 | 0 | 45269.993 | 97232.6299
ENWL | HV Medium Non-Domestic | 5-8 | 1.282 | 0.558 | 0 | 176.45 | 0 | 0 | 0 | 3.012 | 0.767 | 0 | 1193.82 | 0 | 0 | 0 | 2190.1866 | 633.676 | 0 | 22.5342 | 0 | 0 | 0 | 46127.1171 | 169020.4109
ENWL | LV Network Domestic | 0 | 9.803 | 1.855 | 0.668 | 3.31 | 0 | 0 | 0 | 10.371 | 2.081 | 0.754 | 3.61 | 0 | 0 | 0 | 0.10556 | 0.37475 | 0.51969 | 0.3286 | 0 | 0 | 0 | 24.7408 | 26.994
ENWL | LV Network Non-Domestic Non-CT | 0 | 8.908 | 1.724 | 0.651 | 3.23 | 0 | 0 | 0 | 9.526 | 1.951 | 0.738 | 3.53 | 0 | 0 | 0 | 22613.6999 | 80284.7877 | 111336.5171 | 4571.4466 | 0 | 0 | 0 | 4177233.9198 | 4601101.5569
ENWL | LV HH Metered | 0 | 6.623 | 1.341 | 0.604 | 13.06 | 3.41 | 5.19 | 0.164 | 7.182 | 1.534 | 0.691 | 14.05 | 3.26 | 5.06 | 0.148 | 338154.5049 | 1201558.719 | 1550627.0451 | 12392.159 | 1662819.7424 | 16628.1974 | 282448.2944 | 69939881.8434 | 74579522.8334
ENWL | LV Sub HH Metered | 0 | 5.405 | 1.133 | 0.578 | 41.93 | 3.5 | 6.36 | 0.127 | 5.78 | 1.284 | 0.662 | 45.11 | 3.25 | 5.85 | 0.111 | 144713.081 | 527578.6426 | 704429.1849 | 2137.7743 | 702833.0397 | 7028.3304 | 109887.4243 | 27479388.1145 | 28763239.2069
ENWL | HV HH Metered | 0 | 3.953 | 0.894 | 0.548 | 92.2 | 2.94 | 5.96 | 0.086 | 4.244 | 1.018 | 0.632 | 99.18 | 2.93 | 5.75 | 0.074 | 497457.6283 | 1692466.7818 | 2771610.2977 | 2196.471 | 1869447.5553 | 18694.4756 | 395757.0112 | 71530828.2675 | 77331145.925
ENWL | NHH UMS category A | 8 | 3.235 | 0 | 0 | 0 | 0 | 0 | 0 | 3.539 | 0 | 0 | 0 | 0 | 0 | 0 | 21903.5088 | 0 | 0 | 210.5342 | 0 | 0 | 0 | 708578.5095 | 775165.1762
ENWL | NHH UMS category B | 1 | 3.434 | 0 | 0 | 0 | 0 | 0 | 0 | 3.752 | 0 | 0 | 0 | 0 | 0 | 0 | 8864.1544 | 0 | 0 | 397.5827 | 0 | 0 | 0 | 304395.0625 | 332583.0735
ENWL | NHH UMS category C | 1 | 4.53 | 0 | 0 | 0 | 0 | 0 | 0 | 4.952 | 0 | 0 | 0 | 0 | 0 | 0 | 277.2299 | 0 | 0 | 8 | 0 | 0 | 0 | 12558.5151 | 13728.4254
ENWL | NHH UMS category D | 1 | 3.163 | 0 | 0 | 0 | 0 | 0 | 0 | 3.462 | 0 | 0 | 0 | 0 | 0 | 0 | 1 | 0 | 0 | 0.028857 | 0 | 0 | 0 | 31.63 | 34.62
ENWL | LV UMS (Pseudo HH Metered) | 0 | 24.503 | 3.209 | 2.246 | 0 | 0 | 0 | 0 | 26.83 | 3.515 | 2.459 | 0 | 0 | 0 | 0 | 12533.4419 | 31367.0165 | 205047.9913 | 25 | 0 | 0 | 0 | 8683014.7121 | 9507403.197
SPD | Domestic Unrestricted | 1 | 2.416 | 0 | 0 | 5.1 | 0 | 0 | 0 | 2.618 | 0 | 0 | 4.63 | 0 | 0 | 0 | 5389450.8306 | 0 | 0 | 1701642.1322 | 0 | 0 | 0 | 161885200.3588 | 169852723.9588
SPD | Domestic Two Rate | 2 | 2.854 | 1.117 | 0 | 5.1 | 0 | 0 | 0 | 3.056 | 1.286 | 0 | 4.63 | 0 | 0 | 0 | 471424.1931 | 427860.1141 | 0 | 175981.82 | 0 | 0 | 0 | 21509545.5242 | 22883009.1749
SPD | Domestic Off Peak (related MPAN) | 2 | 1.097 | 0 | 0 | 0 | 0 | 0 | 0 | 1.275 | 0 | 0 | 0 | 0 | 0 | 0 | 433019.9917 | 0 | 0 | 113204.5072 | 0 | 0 | 0 | 4750229.3088 | 5521004.894
SPD | Small Non Domestic Unrestricted | 3 | 2.446 | 0 | 0 | 6.43 | 0 | 0 | 0 | 2.569 | 0 | 0 | 5.83 | 0 | 0 | 0 | 1551371.1911 | 0 | 0 | 101996.9857 | 0 | 0 | 0 | 40340357.5894 | 42025170.7558
SPD | Small Non Domestic Two Rate | 4 | 2.951 | 1.184 | 0 | 6.43 | 0 | 0 | 0 | 3.071 | 1.343 | 0 | 5.83 | 0 | 0 | 0 | 209461.6285 | 189859.3441 | 0 | 17209.5084 | 0 | 0 | 0 | 8833045.848 | 9348587.3359
SPD | Small Non Domestic Off Peak (related MPAN) | 4 | 1.472 | 0 | 0 | 0 | 0 | 0 | 0 | 1.648 | 0 | 0 | 0 | 0 | 0 | 0 | 109573.8012 | 0 | 0 | 8618 | 0 | 0 | 0 | 1612926.3541 | 1805776.2443
SPD | LV Medium Non-Domestic | 5-8 | 2.216 | 1.105 | 0 | 30.02 | 0 | 0 | 0 | 2.395 | 1.28 | 0 | 27.89 | 0 | 0 | 0 | 97.1 | 2.9 | 0 | 1 | 0 | 0 | 0 | 2293.354 | 2464.4635
SPD | LV Sub Medium Non-Domestic | 5-8 | 1.829 | 1.066 | 0 | 0 | 0 | 0 | 0 | 1.998 | 1.246 | 0 | 0 | 0 | 0 | 0 | 0 | 0 | 0 | 0 | 0 | 0 | 0 | 0 | 0
SPD | HV Medium Non-Domestic | 5-8 | 1.465 | 1.016 | 0 | 318.78 | 0 | 0 | 0 | 1.643 | 1.205 | 0 | 301.8 | 0 | 0 | 0 | 170.6284 | 1.6444 | 0 | 1 | 0 | 0 | 0 | 3679.9601 | 3924.8096
SPD | LV Network Domestic | 0 | 8.906 | 1.856 | 1.056 | 5.1 | 0 | 0 | 0 | 9.419 | 2.005 | 1.227 | 4.63 | 0 | 0 | 0 | 0 | 0 | 0 | 0 | 0 | 0 | 0 | 0 | 0
SPD | LV Network Non-Domestic Non-CT | 0 | 9.336 | 1.903 | 1.06 | 6.43 | 0 | 0 | 0 | 9.448 | 2.008 | 1.227 | 5.83 | 0 | 0 | 0 | 53137.6197 | 236071.1967 | 188929.7701 | 5075.9532 | 0 | 0 | 0 | 11575148.69 | 12186933.9592
SPD | LV HH Metered | 0 | 7.046 | 1.608 | 1.035 | 25.48 | 2.45 | 3.59 | 0.186 | 7.271 | 1.761 | 1.211 | 23.18 | 2.39 | 3.55 | 0.172 | 296599.9205 | 1396145.7202 | 1214494.2523 | 11045.3708 | 1512472.3918 | 19557.8893 | 24625.6697 | 70773075.576 | 75283777.8458
SPD | LV Sub HH Metered | 0 | 5.118 | 1.325 | 1.009 | 8.99 | 4.46 | 5.08 | 0.098 | 5.059 | 1.496 | 1.192 | 8.18 | 4.37 | 5 | 0.097 | 12529.9623 | 58930.6408 | 55934.2579 | 117.0748 | 62297.4486 | 437.6 | 9326.51 | 3021726.8843 | 3196433.4064
SPD | HV HH Metered | 0 | 3.835 | 1.191 | 0.999 | 136.14 | 4.92 | 6.05 | 0.057 | 3.892 | 1.381 | 1.186 | 123.85 | 4.8 | 5.95 | 0.063 | 352367.4291 | 1627311.9856 | 1741562.3155 | 1222.5868 | 1312548.0781 | 15913.21 | 290532.4291 | 74988046.3241 | 80919394.2194
SPD | NHH UMS category A | 8 | 2.147 | 0 | 0 | 0 | 0 | 0 | 0 | 2.287 | 0 | 0 | 0 | 0 | 0 | 0 | 38804.8425 | 0 | 0 | 3180.3067 | 0 | 0 | 0 | 833139.9692 | 887466.7487
SPD | NHH UMS category B | 1 | 2.371 | 0 | 0 | 0 | 0 | 0 | 0 | 2.539 | 0 | 0 | 0 | 0 | 0 | 0 | 73095.2101 | 0 | 0 | 1535.8081 | 0 | 0 | 0 | 1733087.432 | 1855887.385
SPD | NHH UMS category C | 1 | 3.159 | 0 | 0 | 0 | 0 | 0 | 0 | 3.357 | 0 | 0 | 0 | 0 | 0 | 0 | 2072.95 | 0 | 0 | 158.5727 | 0 | 0 | 0 | 65484.4905 | 69588.9315
SPD | NHH UMS category D | 1 | 1.986 | 0 | 0 | 0 | 0 | 0 | 0 | 2.104 | 0 | 0 | 0 | 0 | 0 | 0 | 0.95312 | 0 | 0 | 0.34679 | 0 | 0 | 0 | 18.9289 | 20.0535
SPD | LV UMS (Pseudo HH Metered) | 0 | 15.24 | 2.032 | 1.506 | 0 | 0 | 0 | 0 | 16.104 | 2.13 | 1.64 | 0 | 0 | 0 | 0 | 12981.9981 | 46996.1615 | 168207.3868 | 20 | 0 | 0 | 0 | 5466621.753 | 5850240.353
SPMW | Domestic Unrestricted | 1 | 2.844 | 0 | 0 | 3.69 | 0 | 0 | 0 | 3.356 | 0 | 0 | 3.68 | 0 | 0 | 0 | 4267893.4104 | 0 | 0 | 1300154.008 | 0 | 0 | 0 | 138890012.8481 | 160694171.4881
SPMW | Domestic Two Rate | 2 | 3.305 | 1.158 | 0 | 3.69 | 0 | 0 | 0 | 3.686 | 1.545 | 0 | 3.68 | 0 | 0 | 0 | 271113.5743 | 308334.7511 | 0 | 94041.1725 | 0 | 0 | 0 | 13797413.5801 | 16020179.2822
SPMW | Domestic Off Peak (related MPAN) | 2 | 1.158 | 0 | 0 | 0 | 0 | 0 | 0 | 1.556 | 0 | 0 | 0 | 0 | 0 | 0 | 17938.5781 | 0 | 0 | 4117 | 0 | 0 | 0 | 207728.7341 | 279124.2748
SPMW | Small Non Domestic Unrestricted | 3 | 2.957 | 0 | 0 | 4.64 | 0 | 0 | 0 | 3.367 | 0 | 0 | 4.63 | 0 | 0 | 0 | 1083811.244 | 0 | 0 | 79872.8118 | 0 | 0 | 0 | 33401024.4262 | 37841735.1691
SPMW | Small Non Domestic Two Rate | 4 | 3.073 | 1.081 | 0 | 4.64 | 0 | 0 | 0 | 3.515 | 1.466 | 0 | 4.63 | 0 | 0 | 0 | 379853.7866 | 137612.607 | 0 | 17890.304 | 0 | 0 | 0 | 13463489.3333 | 15671598.611
SPMW | Small Non Domestic Off Peak (related MPAN) | 4 | 1.099 | 0 | 0 | 0 | 0 | 0 | 0 | 1.498 | 0 | 0 | 0 | 0 | 0 | 0 | 6384.5344 | 0 | 0 | 1077 | 0 | 0 | 0 | 70166.0326 | 95640.3247
SPMW | LV Medium Non-Domestic | 5-8 | 2.978 | 1.05 | 0 | 19.85 | 0 | 0 | 0 | 3.452 | 1.434 | 0 | 20.58 | 0 | 0 | 0 | 80.4 | 19.6 | 0 | 1 | 0 | 0 | 0 | 2672.5645 | 3131.589
SPMW | LV Sub Medium Non-Domestic | 5-8 | 2.99 | 1.054 | 0 | 24.31 | 0 | 0 | 0 | 3.44 | 1.434 | 0 | 24.87 | 0 | 0 | 0 | 80.3 | 19.7 | 0 | 1 | 0 | 0 | 0 | 2697.3395 | 3135.5935
SPMW | HV Medium Non-Domestic | 5-8 | 2.1 | 0.998 | 0 | 188.23 | 0 | 0 | 0 | 2.533 | 1.378 | 0 | 190.08 | 0 | 0 | 0 | 78.6 | 21.4 | 0 | 1 | 0 | 0 | 0 | 2551.2115 | 2979.622
SPMW | LV Network Domestic | 0 | 11.815 | 1.989 | 1.063 | 3.69 | 0 | 0 | 0 | 12.266 | 2.621 | 1.453 | 3.68 | 0 | 0 | 0 | 0 | 0 | 0 | 0 | 0 | 0 | 0 | 0 | 0
SPMW | LV Network Non-Domestic Non-CT | 0 | 12.769 | 2.089 | 1.082 | 4.64 | 0 | 0 | 0 | 12.568 | 2.659 | 1.458 | 4.63 | 0 | 0 | 0 | 27437.314 | 118566.0755 | 94771.0062 | 2847.4752 | 0 | 0 | 0 | 7053963.0675 | 8030875.747
SPMW | LV HH Metered | 0 | 9.85 | 1.667 | 1.028 | 18.74 | 2.41 | 4.28 | 0.371 | 10.481 | 2.305 | 1.423 | 18.71 | 2.51 | 4.46 | 0.367 | 98152.8763 | 434778.3809 | 376997.0131 | 5466.3714 | 568442.2725 | 7514.75 | 52963.3017 | 26479440.2135 | 31571510.6554
SPMW | LV Sub HH Metered | 0 | 8.449 | 1.317 | 1.007 | 6.61 | 5.03 | 6.96 | 0.264 | 8.066 | 1.869 | 1.383 | 6.6 | 5.15 | 7.12 | 0.232 | 139321.185 | 656110.1356 | 566412.1222 | 3823.93 | 646227.423 | 13039.6667 | 88890.2653 | 38638587.8866 | 44118503.5945
SPMW | HV HH Metered | 0 | 6.642 | 1.094 | 0.967 | 100.14 | 3.95 | 6.48 | 0.172 | 6.54 | 1.653 | 1.352 | 99.97 | 4.05 | 6.63 | 0.161 | 175432.6961 | 802979.05 | 855219.7676 | 766.4519 | 647487.5478 | 12960.1667 | 128743.5368 | 38850076.6858 | 46681175.6041
SPMW | NHH UMS category A | 8 | 2.337 | 0 | 0 | 0 | 0 | 0 | 0 | 2.707 | 0 | 0 | 0 | 0 | 0 | 0 | 32848.6102 | 0 | 0 | 164 | 0 | 0 | 0 | 767672.0204 | 889211.8781
SPMW | NHH UMS category B | 1 | 2.661 | 0 | 0 | 0 | 0 | 0 | 0 | 2.974 | 0 | 0 | 0 | 0 | 0 | 0 | 85651.4011 | 0 | 0 | 383.1029 | 0 | 0 | 0 | 2279183.7827 | 2547272.668
SPMW | NHH UMS category C | 1 | 3.855 | 0 | 0 | 0 | 0 | 0 | 0 | 4.108 | 0 | 0 | 0 | 0 | 0 | 0 | 179.025 | 0 | 0 | 44 | 0 | 0 | 0 | 6901.4137 | 7354.347
SPMW | NHH UMS category D | 1 | 2.105 | 0 | 0 | 0 | 0 | 0 | 0 | 2.521 | 0 | 0 | 0 | 0 | 0 | 0 | 0 | 0 | 0 | 0 | 0 | 0 | 0 | 0 | 0
SPMW | LV UMS (Pseudo HH Metered) | 0 | 22.001 | 2.189 | 1.352 | 0 | 0 | 0 | 0 | 20.912 | 2.645 | 1.731 | 0 | 0 | 0 | 0 | 5059.0559 | 19355.3287 | 66790.0881 | 22 | 0 | 0 | 0 | 2439733.0313 | 2726034.6448
SSES | Domestic Unrestricted | 1 | 2.102 | 0 | 0 | 2.96 | 0 | 0 | 0 | 2.092 | 0 | 0 | 3.1 | 0 | 0 | 0 | 9525211.224 | 0 | 0 | 2566437.957 | 0 | 0 | 0 | 227947735.6153 | 228306664.2889
SSES | Domestic Two Rate | 2 | 2.357 | 0.766 | 0 | 2.96 | 0 | 0 | 0 | 2.572 | 0.637 | 0 | 3.1 | 0 | 0 | 0 | 907752.876 | 755214.8818 | 0 | 278904.6183 | 0 | 0 | 0 | 30193966.7791 | 31313928.5249
SSES | Domestic Off Peak (related MPAN) | 2 | 0.815 | 0 | 0 | 0 | 0 | 0 | 0 | 0.7 | 0 | 0 | 0 | 0 | 0 | 0 | 225709.9597 | 0 | 0 | 50387.7732 | 0 | 0 | 0 | 1839536.1717 | 1579969.718
SSES | Small Non Domestic Unrestricted | 3 | 1.78 | 0 | 0 | 4.67 | 0 | 0 | 0 | 1.76 | 0 | 0 | 4.46 | 0 | 0 | 0 | 2621200.9023 | 0 | 0 | 191213.8467 | 0 | 0 | 0 | 49916711.684 | 49245906.0901
SSES | Small Non Domestic Two Rate | 4 | 2.283 | 0.883 | 0 | 4.67 | 0 | 0 | 0 | 2.537 | 0.765 | 0 | 4.46 | 0 | 0 | 0 | 457770.2789 | 292385.9317 | 0 | 31370.8221 | 0 | 0 | 0 | 13567394.593 | 14361069.967
SSES | Small Non Domestic Off Peak (related MPAN) | 4 | 0.9 | 0 | 0 | 0 | 0 | 0 | 0 | 0.826 | 0 | 0 | 0 | 0 | 0 | 0 | 39771.3503 | 0 | 0 | 5557.6329 | 0 | 0 | 0 | 357942.1531 | 328511.3538
SSES | LV Medium Non-Domestic | 5-8 | 1.722 | 0.738 | 0 | 43.68 | 0 | 0 | 0 | 1.612 | 0.602 | 0 | 27.01 | 0 | 0 | 0 | 247.8604 | 7.3624 | 0 | 1 | 0 | 0 | 0 | 4481.923 | 4138.4181
SSES | LV Sub Medium Non-Domestic | 5-8 | 1.624 | 0.694 | 0 | 86.58 | 0 | 0 | 0 | 1.459 | 0.571 | 0 | 24.01 | 0 | 0 | 0 | 247.8604 | 7.2018 | 0 | 1 | 0 | 0 | 0 | 4391.2508 | 3745.0424
SSES | HV Medium Non-Domestic | 5-8 | 1.072 | 0.603 | 0 | 194.45 | 0 | 0 | 0 | 0.995 | 0.505 | 0 | 342.9 | 0 | 0 | 0 | 68.6056 | 2.3521 | 0 | 1 | 0 | 0 | 0 | 1459.3779 | 1946.089
SSES | LV Network Domestic | 0 | 8.116 | 1.413 | 0.728 | 2.96 | 0 | 0 | 0 | 8.723 | 1.369 | 0.579 | 3.1 | 0 | 0 | 0 | 0.53417 | 2.3691 | 1.1743 | 1 | 0 | 0 | 0 | 96.1812 | 97.1424
SSES | LV Network Non-Domestic Non-CT | 0 | 7.601 | 1.355 | 0.716 | 4.67 | 0 | 0 | 0 | 8.254 | 1.318 | 0.573 | 4.46 | 0 | 0 | 0 | 34425.1769 | 200148.3535 | 100007.8934 | 6184.7087 | 0 | 0 | 0 | 6150145.8522 | 6153135.4994
SSES | LV HH Metered | 0 | 5.889 | 1.032 | 0.655 | 10.11 | 2.38 | 4.29 | 0.193 | 6.177 | 0.986 | 0.533 | 14.56 | 2.44 | 4.56 | 0.2 | 619066.009 | 3482829.1434 | 1882249.0144 | 21313.3726 | 3196522.6852 | 79302.0766 | 521273.5088 | 115530822.4957 | 114576149.6628
SSES | LV Sub HH Metered | 0 | 5.803 | 0.8 | 0.619 | 3.98 | 4.24 | 5.69 | 0.158 | 5.695 | 0.743 | 0.504 | 24.01 | 4.42 | 5.96 | 0.149 | 17032.9071 | 95762.911 | 52489.7545 | 118.2196 | 68474.9787 | 776.8152 | 11530.9686 | 3175222.8285 | 3095238.014
SSES | HV HH Metered | 0 | 3.863 | 0.675 | 0.585 | 96.99 | 5.01 | 6.19 | 0.089 | 3.718 | 0.607 | 0.486 | 142.48 | 5.44 | 6.75 | 0.086 | 456164.5896 | 2550060.2422 | 1695813.4053 | 1804.569 | 2212994.1795 | 46251.7568 | 359875.4778 | 87227091.2535 | 87009420.9879
SSES | NHH UMS category A | 8 | 1.919 | 0 | 0 | 0 | 0 | 0 | 0 | 2.386 | 0 | 0 | 0 | 0 | 0 | 0 | 30446.8818 | 0 | 0 | 2097.6189 | 0 | 0 | 0 | 584275.6616 | 726462.5996
SSES | NHH UMS category B | 1 | 2.095 | 0 | 0 | 0 | 0 | 0 | 0 | 2.544 | 0 | 0 | 0 | 0 | 0 | 0 | 13538.1972 | 0 | 0 | 1281.425 | 0 | 0 | 0 | 283625.2314 | 344411.7368
SSES | NHH UMS category C | 1 | 2.978 | 0 | 0 | 0 | 0 | 0 | 0 | 3.309 | 0 | 0 | 0 | 0 | 0 | 0 | 970.7002 | 0 | 0 | 133 | 0 | 0 | 0 | 28907.4517 | 32120.4693
SSES | NHH UMS category D | 1 | 1.803 | 0 | 0 | 0 | 0 | 0 | 0 | 2.293 | 0 | 0 | 0 | 0 | 0 | 0 | 475.3138 | 0 | 0 | 8 | 0 | 0 | 0 | 8569.9087 | 10898.9466
SSES | LV UMS (Pseudo HH Metered) | 0 | 16.277 | 1.755 | 1.119 | 0 | 0 | 0 | 0 | 14.862 | 2.237 | 1.698 | 0 | 0 | 0 | 0 | 12693.151 | 60952.3974 | 160085.2739 | 40.5765 | 0 | 0 | 0 | 4927132.9846 | 5968209.1889
SSEH | Domestic Unrestricted | 1 | 3.132 | 0 | 0 | 8.02 | 0 | 0 | 0 | 3.369 | 0 | 0 | 6.68 | 0 | 0 | 0 | 2351106.7861 | 0 | 0 | 641285.1572 | 0 | 0 | 0 | 92409004.9469 | 94844602.3263
SSEH | Domestic Two Rate | 2 | 3.485 | 1.878 | 0 | 8.02 | 0 | 0 | 0 | 3.777 | 2.112 | 0 | 6.68 | 0 | 0 | 0 | 215828.2898 | 211336.768 | 0 | 59212.1806 | 0 | 0 | 0 | 13223838.5661 | 14058978.4342
SSEH | Domestic Off Peak (related MPAN) | 2 | 1.936 | 0 | 0 | 0 | 0 | 0 | 0 | 2.127 | 0 | 0 | 0 | 0 | 0 | 0 | 430038.494 | 0 | 0 | 83998.621 | 0 | 0 | 0 | 8325545.2436 | 9146918.7672
SSEH | Small Non Domestic Unrestricted | 3 | 3.054 | 0 | 0 | 12.13 | 0 | 0 | 0 | 3.383 | 0 | 0 | 9.02 | 0 | 0 | 0 | 803304.2915 | 0 | 0 | 54770.7634 | 0 | 0 | 0 | 26957861.2245 | 28979002.0233
SSEH | Small Non Domestic Two Rate | 4 | 3.362 | 1.693 | 0 | 12.13 | 0 | 0 | 0 | 3.623 | 1.937 | 0 | 9.02 | 0 | 0 | 0 | 131271.8858 | 79120.3983 | 0 | 9418.5126 | 0 | 0 | 0 | 6169869.0813 | 6598628.2291
SSEH | Small Non Domestic Off Peak (related MPAN) | 4 | 1.835 | 0 | 0 | 0 | 0 | 0 | 0 | 2.033 | 0 | 0 | 0 | 0 | 0 | 0 | 26544.6926 | 0 | 0 | 2549.6378 | 0 | 0 | 0 | 487095.1096 | 539653.601
SSEH | LV Medium Non-Domestic | 5-8 | 2.888 | 1.633 | 0 | 138.75 | 0 | 0 | 0 | 3.367 | 1.939 | 0 | 83.99 | 0 | 0 | 0 | 194.2699 | 28.0992 | 0 | 1 | 0 | 0 | 0 | 6575.8108 | 7392.473
SSEH | LV Sub Medium Non-Domestic | 5-8 | 2.649 | 1.554 | 0 | 91.28 | 0 | 0 | 0 | 2.758 | 1.747 | 0 | 44.34 | 0 | 0 | 0 | 190.069 | 27.142 | 0 | 1 | 0 | 0 | 0 | 5789.8853 | 5878.1135
SSEH | HV Medium Non-Domestic | 5-8 | 1.672 | 1.233 | 0 | 857.48 | 0 | 0 | 0 | 1.978 | 1.489 | 0 | 1964.83 | 0 | 0 | 0 | 160.3381 | 78.346 | 0 | 1 | 0 | 0 | 0 | 6776.6624 | 11509.6905
SSEH | LV Network Domestic | 0 | 7.64 | 3.042 | 1.598 | 8.02 | 0 | 0 | 0 | 9.212 | 2.948 | 1.851 | 6.68 | 0 | 0 | 0 | 0.46901 | 1.8059 | 1.4181 | 1 | 0 | 0 | 0 | 142.7017 | 147.0738
SSEH | LV Network Non-Domestic Non-CT | 0 | 7.598 | 3.03 | 1.594 | 12.13 | 0 | 0 | 0 | 9.628 | 3.036 | 1.881 | 9.02 | 0 | 0 | 0 | 7427.4269 | 36609.1186 | 26400.8067 | 1157 | 0 | 0 | 0 | 2145646.6468 | 2361256.5905
SSEH | LV HH Metered | 0 | 5.397 | 2.349 | 1.402 | 23.35 | 5.4 | 9.02 | 0.235 | 7.02 | 2.478 | 1.691 | 26.58 | 4.89 | 8.99 | 0.263 | 167013.81 | 827311.7042 | 636745.4809 | 6126.5641 | 812822.0726 | 31558.4812 | 197036.9038 | 55419370.2909 | 59648306.4836
SSEH | LV Sub HH Metered | 0 | 3.436 | 1.734 | 1.228 | 9.2 | 8.64 | 11.59 | 0.127 | 4.538 | 1.935 | 1.505 | 44.34 | 8.24 | 11.45 | 0.135 | 7824.4863 | 38764.5193 | 29844.4985 | 44.6634 | 16594.0902 | 1433.3961 | 1678.0675 | 1895096.3974 | 2122811.166
SSEH | HV HH Metered | 0 | 2.517 | 1.446 | 1.147 | 224.06 | 11.11 | 12.83 | 0.074 | 3.193 | 1.646 | 1.407 | 278.92 | 10.97 | 12.97 | 0.078 | 92993.4269 | 450125.3253 | 404320.3167 | 713.8914 | 430982.6023 | 12144.8603 | 155106.5729 | 32231352.3028 | 34746598.4108
SSEH | NHH UMS category A | 8 | 3.438 | 0 | 0 | 0 | 0 | 0 | 0 | 4.515 | 0 | 0 | 0 | 0 | 0 | 0 | 12426.2135 | 0 | 0 | 256 | 0 | 0 | 0 | 427213.2184 | 561043.5373
SSEH | NHH UMS category B | 1 | 3.321 | 0 | 0 | 0 | 0 | 0 | 0 | 4.52 | 0 | 0 | 0 | 0 | 0 | 0 | 8773.0764 | 0 | 0 | 2331.3313 | 0 | 0 | 0 | 291353.8671 | 396543.0531
SSEH | NHH UMS category C | 1 | 4.143 | 0 | 0 | 0 | 0 | 0 | 0 | 5.363 | 0 | 0 | 0 | 0 | 0 | 0 | 3822.8002 | 0 | 0 | 1438 | 0 | 0 | 0 | 158378.6111 | 205016.7732
SSEH | NHH UMS category D | 1 | 3.57 | 0 | 0 | 0 | 0 | 0 | 0 | 4.567 | 0 | 0 | 0 | 0 | 0 | 0 | 41.1841 | 0 | 0 | 4 | 0 | 0 | 0 | 1470.2736 | 1880.8794
SSEH | LV UMS (Pseudo HH Metered) | 0 | 16.26 | 3.7 | 2.409 | 0 | 0 | 0 | 0 | 18.666 | 4.598 | 3.583 | 0 | 0 | 0 | 0 | 5333.6835 | 16051.455 | 77675.3002 | 14 | 0 | 0 | 0 | 3332358.7543 | 4516737.2699
SWALES | Domestic Unrestricted | 1 | 2.737 | 0 | 0 | 4.58 | 0 | 0 | 0 | 2.878 | 0 | 0 | 4.37 | 0 | 0 | 0 | 3192597.2644 | 0 | 0 | 994428.4456 | 0 | 0 | 0 | 104005247.4523 | 107744580.1916
SWALES | Domestic Two Rate | 2 | 3.031 | 1.476 | 0 | 4.58 | 0 | 0 | 0 | 3.052 | 1.583 | 0 | 4.37 | 0 | 0 | 0 | 144841.9249 | 149837.5382 | 0 | 52006.0095 | 0 | 0 | 0 | 7471145.2688 | 7622025.6326
SWALES | Domestic Off Peak (related MPAN) | 2 | 1.479 | 0 | 0 | 0 | 0 | 0 | 0 | 1.576 | 0 | 0 | 0 | 0 | 0 | 0 | 2346.4935 | 0 | 0 | 964 | 0 | 0 | 0 | 34704.6392 | 36980.7379
SWALES | Small Non Domestic Unrestricted | 3 | 2.456 | 0 | 0 | 7.81 | 0 | 0 | 0 | 2.413 | 0 | 0 | 8.9 | 0 | 0 | 0 | 783772.3202 | 0 | 0 | 64629.1116 | 0 | 0 | 0 | 21091797.9548 | 21011902.7778
SWALES | Small Non Domestic Two Rate | 4 | 2.743 | 1.489 | 0 | 7.81 | 0 | 0 | 0 | 2.745 | 1.588 | 0 | 8.9 | 0 | 0 | 0 | 198437.2558 | 91127.3609 | 0 | 13392.1238 | 0 | 0 | 0 | 7181782.9066 | 7329248.3034
SWALES | Small Non Domestic Off Peak (related MPAN) | 4 | 1.481 | 0 | 0 | 0 | 0 | 0 | 0 | 1.577 | 0 | 0 | 0 | 0 | 0 | 0 | 1612.1947 | 0 | 0 | 279 | 0 | 0 | 0 | 23876.6037 | 25424.3106
SWALES | LV Medium Non-Domestic | 5-8 | 2.599 | 1.427 | 0 | 40.77 | 0 | 0 | 0 | 2.691 | 1.546 | 0 | 25.09 | 0 | 0 | 0 | 0.00079121 | 0.00020879 | 0 | 1.032e-05 | 0 | 0 | 0 | 0.025079 | 0.025464
SWALES | LV Sub Medium Non-Domestic | 5-8 | 2.52 | 1.416 | 0 | 33.98 | 0 | 0 | 0 | 2.617 | 1.537 | 0 | 31.16 | 0 | 0 | 0 | 0.00078654 | 0.00021346 | 0 | 6.0514e-06 | 0 | 0 | 0 | 0.023594 | 0.024553
SWALES | HV Medium Non-Domestic | 5-8 | 1.946 | 1.339 |  | 171.25 |  |  |  | 2.102 | 1.467 |  | 134.07 |  |  |  | 0.00076825 | 0.00023175 | 0 | 1.3009e-05 | 0 | 0 | 0 | 0.026185 | 0.025915
SWALES | LV Network Domestic | 0 | 9.929 | 2.117 | 1.447 | 4.58 | 0 | 0 | 0 | 10.564 | 2.152 | 1.574 | 4.37 | 0 | 0 | 0 | 0 | 0 | 0 | 0 | 0 | 0 | 0 | 0 | 0
SWALES | LV Network Non-Domestic Non-CT | 0 | 9.976 | 2.122 | 1.448 | 7.81 | 0 | 0 | 0 | 9.529 | 2.06 | 1.549 | 8.9 | 0 | 0 | 0 | 13494.9996 | 89598.8324 | 69425.3901 | 2534.5229 | 0 | 0 | 0 | 4325078.4123 | 4289407.7314
SWALES | LV HH Metered | 0 | 7.785 | 1.885 | 1.396 | 12.22 | 2.88 | 6.36 | 0.22 | 7.874 | 1.908 | 1.51 | 12.71 | 3.11 | 6.61 | 0.222 | 121911.7108 | 778209.1984 | 586115.6893 | 5451.8068 | 719815.283 | 16256.3885 | 103452.9857 | 40757082.6639 | 42343682.5887
SWALES | LV Sub HH Metered | 0 | 6.465 | 1.728 | 1.364 | 9.41 | 3.36 | 6.44 | 0.17 | 6.218 | 1.748 | 1.473 | 9.92 | 3.48 | 6.48 | 0.162 | 4329.5544 | 27260.6397 | 21877.4063 | 57.634 | 21598.7361 | 571.8315 | 5916.544 | 1339743.3891 | 1367525.5865
SWALES | HV HH Metered | 0 | 5.12 | 1.591 | 1.331 | 93.37 | 3.51 | 6.98 | 0.12 | 5.034 | 1.642 | 1.442 | 107.14 | 3.61 | 6.98 | 0.116 | 148066.4971 | 904696.7119 | 846729.0669 | 655.0117 | 626879.1303 | 25161.8803 | 124073.1643 | 42289120.5376 | 43819817.11
SWALES | NHH UMS category A | 8 | 3.029 | 0 | 0 | 0 | 0 | 0 | 0 | 3.287 | 0 | 0 | 0 | 0 | 0 | 0 | 3084.2044 | 0 | 0 | 510 | 0 | 0 | 0 | 93420.5513 | 101377.7986
SWALES | NHH UMS category B | 1 | 3.296 | 0 | 0 | 0 | 0 | 0 | 0 | 3.606 | 0 | 0 | 0 | 0 | 0 | 0 | 7919.671 | 0 | 0 | 729 | 0 | 0 | 0 | 261032.3556 | 285583.3356
SWALES | NHH UMS category C | 1 | 3.96 | 0 | 0 | 0 | 0 | 0 | 0 | 4.378 | 0 | 0 | 0 | 0 | 0 | 0 | 336.0566 | 0 | 0 | 82 | 0 | 0 | 0 | 13307.8406 | 14712.5571
SWALES | NHH UMS category D | 1 | 2.774 | 0 | 0 | 0 | 0 | 0 | 0 | 2.982 | 0 | 0 | 0 | 0 | 0 | 0 | 0 | 0 | 0 | 1 | 0 | 0 | 0 | 0 | 0
SWALES | LV UMS (Pseudo HH Metered) | 0 | 23.451 | 2.878 | 2.285 | 0 | 0 | 0 | 0 | 26.061 | 3.075 | 2.505 | 0 | 0 | 0 | 0 | 5818.3311 | 36091.2272 | 79203.3416 | 41.5081 | 0 | 0 | 0 | 4212958.6892 | 4610164.1988
SWEST | Domestic Unrestricted | 1 | 2.696 | 0 | 0 | 5.25 | 0 | 0 | 0 | 2.75 | 0 | 0 | 5.1 | 0 | 0 | 0 | 4330764.5851 | 0 | 0 | 1257589.1003 | 0 | 0 | 0 | 140855964.3486 | 142506047.1921
SWEST | Domestic Two Rate | 2 | 3.035 | 1.434 | 0 | 5.25 | 0 | 0 | 0 | 3.013 | 1.425 | 0 | 5.1 | 0 | 0 | 0 | 608931.3436 | 664767.5262 | 0 | 209444.2907 | 0 | 0 | 0 | 32027308.8247 | 31718844.1026
SWEST | Domestic Off Peak (related MPAN) | 2 | 1.416 | 0 | 0 | 0 | 0 | 0 | 0 | 1.426 | 0 | 0 | 0 | 0 | 0 | 0 | 45959.7084 | 0 | 0 | 15622 | 0 | 0 | 0 | 650789.4704 | 655385.4412
SWEST | Small Non Domestic Unrestricted | 3 | 2.459 | 0 | 0 | 8.37 | 0 | 0 | 0 | 2.529 | 0 | 0 | 9.38 | 0 | 0 | 0 | 1182644.1894 | 0 | 0 | 110349.6176 | 0 | 0 | 0 | 32452456.6113 | 33687111.4093
SWEST | Small Non Domestic Two Rate | 4 | 2.66 | 1.429 | 0 | 8.37 | 0 | 0 | 0 | 2.701 | 1.425 | 0 | 9.38 | 0 | 0 | 0 | 394784.609 | 183373.3301 | 0 | 29453.9768 | 0 | 0 | 0 | 14021509.2038 | 14284618.0456
SWEST | Small Non Domestic Off Peak (related MPAN) | 4 | 1.424 | 0 | 0 | 0 | 0 | 0 | 0 | 1.434 | 0 | 0 | 0 | 0 | 0 | 0 | 17319.8195 | 0 | 0 | 3339 | 0 | 0 | 0 | 246634.2294 | 248366.2113
SWEST | LV Medium Non-Domestic | 5-8 | 2.518 | 1.403 | 0 | 37.15 | 0 | 0 | 0 | 2.564 | 1.405 | 0 | 23.47 | 0 | 0 | 0 | 0.00080133 | 0.00019867 | 0 | 1.1375e-05 | 0 | 0 | 0 | 0.024507 | 0.024312
SWEST | LV Sub Medium Non-Domestic | 5-8 | 2.39 | 1.39 | 0 | 25.77 | 0 | 0 | 0 | 2.413 | 1.392 | 0 | 21.41 | 0 | 0 | 0 | 0.00078188 | 0.00021812 | 0 | 8.3651e-06 | 0 | 0 | 0 | 0.022506 | 0.022557
SWEST | HV Medium Non-Domestic | 5-8 | 1.934 | 1.337 |  | 172.89 |  |  |  | 2.028 | 1.352 |  | 143.55 |  |  |  | 0.00077903 | 0.00022097 | 0 | 8.8911e-06 | 0 | 0 | 0 | 0.023632 | 0.023445
SWEST | LV Network Domestic | 0 | 13.893 | 1.806 | 1.42 | 5.25 | 0 | 0 | 0 | 14.414 | 1.806 | 1.417 | 5.1 | 0 | 0 | 0 | 0.022038 | 0.056003 | 0.052892 | 0.084932 | 0 | 0 | 0 | 6.4518 | 6.5185
SWEST | LV Network Non-Domestic Non-CT | 0 | 14.143 | 1.817 | 1.423 | 8.37 | 0 | 0 | 0 | 14.93 | 1.825 | 1.421 | 9.38 | 0 | 0 | 0 | 26891.4701 | 198928.0984 | 188258.1056 | 6149.2814 | 0 | 0 | 0 | 10284560.6241 | 10531014.9052
SWEST | LV HH Metered | 0 | 10.317 | 1.617 | 1.376 | 11.81 | 3.05 | 6.95 | 0.151 | 10.437 | 1.619 | 1.381 | 12 | 3.29 | 7.28 | 0.149 | 87398.0179 | 634061.4773 | 558023.3408 | 6716.8644 | 687462.1504 | 12092.1087 | 79264.5336 | 35317177.6824 | 36082492.3439
SWEST | LV Sub HH Metered | 0 | 8.281 | 1.48 | 1.347 | 9.09 | 3.27 | 6.72 | 0.107 | 8.442 | 1.491 | 1.359 | 9.37 | 3.36 | 6.73 | 0.104 | 49868.9648 | 369713.4545 | 340548.1699 | 1937.7204 | 364948.6922 | 5286.811 | 65192.4748 | 18808158.5733 | 19090085.0571
SWEST | HV HH Metered | 0 | 6.463 | 1.383 | 1.324 | 90.23 | 2.78 | 6.82 | 0.072 | 6.719 | 1.407 | 1.343 | 101.16 | 2.82 | 6.7 | 0.072 | 154123.6969 | 1097390.0217 | 1189244.9618 | 1065.9896 | 863578.0887 | 14165.4012 | 163995.3817 | 50468017.1941 | 51514309.0851
SWEST | NHH UMS category A | 8 | 2.976 | 0 | 0 | 0 | 0 | 0 | 0 | 3.149 | 0 | 0 | 0 | 0 | 0 | 0 | 10216.6763 | 0 | 0 | 741 | 0 | 0 | 0 | 304048.2876 | 321723.1376
SWEST | NHH UMS category B | 1 | 3.348 | 0 | 0 | 0 | 0 | 0 | 0 | 3.488 | 0 | 0 | 0 | 0 | 0 | 0 | 7875.3062 | 0 | 0 | 689 | 0 | 0 | 0 | 263665.2503 | 274690.6789
SWEST | NHH UMS category C | 1 | 4.223 | 0 | 0 | 0 | 0 | 0 | 0 | 4.394 | 0 | 0 | 0 | 0 | 0 | 0 | 993.5479 | 0 | 0 | 179 | 0 | 0 | 0 | 41957.5298 | 43656.4968
SWEST | NHH UMS category D | 1 | 2.616 | 0 | 0 | 0 | 0 | 0 | 0 | 2.823 | 0 | 0 | 0 | 0 | 0 | 0 | 0 | 0 | 0 | 1 | 0 | 0 | 0 | 0 | 0
SWEST | LV UMS (Pseudo HH Metered) | 0 | 33.837 | 2.664 | 2.247 | 0 | 0 | 0 | 0 | 34.952 | 2.921 | 2.328 | 0 | 0 | 0 | 0 | 4106.5892 | 29546.2091 | 79799.2437 | 27.8924 | 0 | 0 | 0 | 3969746.6177 | 4156106.2326
5470076331.214
Overall tariff change
ENWL | 8.2%
NPgN | 6.476%
NPgY | 3.181%
SSEH | 6.266%
SSES | 0.2423%
SPD | 5.964%
SPMW | 16.07%
LPN | 5.869%
SPN | 9.953%
EPN | 7.291%
EMID | 4.936%
WMID | 2.391%
SWEST | 1.59%
SWALES | 3.218%

## Results & Charts
|  |  |  | YoY change |  |  | Diff to Overall DNO tariff change |  | Absolute difference (as a measure of volatility) |  |  | Mean Absolute Difference between discount change and overall ATW tariff change
|  |  |  | Pre-266 | Post-266 | Overall Change in ATW tariffs | Pre-266 | Post-266 | Pre-266 | Post-266 |  | Pre-266 | Post-266
ENWL | LV | Domestic Unrestricted | LVDomestic Unrestricted | 7.902% | 8.891% | 8.2% | -0.2987% | 0.6904% | 0.2987% | 0.6904% | ENWL | 2.151% | 0.8142%
ENWL | LV | Domestic Two Rate | LVDomestic Two Rate | 10.05% | 8.623% | 8.2% | 1.849% | 0.4229% | 1.849% | 0.4229% | NPgN | 3.716% | 2.875%
ENWL | LV | Domestic Off Peak (related MPAN) | LVDomestic Off Peak (related MPAN) | 13.07% | 11.64% | 8.2% | 4.871% | 3.441% | 4.871% | 3.441% | NPgY | 2.922% | 1.04%
ENWL | LV | Small Non Domestic Unrestricted | LVSmall Non Domestic Unrestricted | 9.543% | 8.891% | 8.2% | 1.343% | 0.6904% | 1.343% | 0.6904% | SSEH | 10.39% | 1.431%
ENWL | LV | Small Non Domestic Two Rate | LVSmall Non Domestic Two Rate | 11.6% | 8.963% | 8.2% | 3.402% | 0.7631% | 3.402% | 0.7631% | SSES | 11.23% | 2.623%
ENWL | LV | Small Non Domestic Off Peak (related MPAN) | LVSmall Non Domestic Off Peak (related MPAN) | 13.31% | 10.63% | 8.2% | 5.107% | 2.428% | 5.107% | 2.428% | SPD | 2.199% | 1.409%
ENWL | LV | LV Medium Non-Domestic | LVLV Medium Non-Domestic | 6.308% | 8.891% | 8.2% | -1.892% | 0.6904% | 1.892% | 0.6904% | SPMW | 4.693% | 1.838%
ENWL | LV | LV Sub Medium Non-Domestic | LVLV Sub Medium Non-Domestic |  |  | 8.2% |  |  |  |  | LPN | 12.25% | 2.525%
ENWL | LV | HV Medium Non-Domestic | LVHV Medium Non-Domestic |  |  | 8.2% |  |  |  |  | SPN | 6.777% | 2.702%
ENWL | LV | LV Network Domestic | LVLV Network Domestic | 15.61% | 8.891% | 8.2% | 7.407% | 0.6904% | 7.407% | 0.6904% | EPN | 4.695% | 2.465%
ENWL | LV | LV Network Non-Domestic Non-CT | LVLV Network Non-Domestic Non-CT | 8.957% | 8.891% | 8.2% | 0.7564% | 0.6904% | 0.7564% | 0.6904% | EMID | 2.925% | 0.6547%
ENWL | LV | LV HH Metered | LVLV HH Metered | 6.072% | 8.891% | 8.2% | -2.128% | 0.6904% | 2.128% | 0.6904% | WMID | 3.665% | 0.644%
ENWL | LV | LV Sub HH Metered | LVLV Sub HH Metered |  |  | 8.2% |  |  |  |  | SWEST | 3.566% | 0.9218%
ENWL | LV | HV HH Metered | LVHV HH Metered |  |  | 8.2% |  |  |  |  | SWALES | 2.27% | 0.531%
ENWL | LV | NHH UMS category A | LVNHH UMS category A | 9.435% | 8.891% | 8.2% | 1.235% | 0.6904% | 1.235% | 0.6904% | Overall | 5.324% | 1.666%
ENWL | LV | NHH UMS category B | LVNHH UMS category B | 9.235% | 8.891% | 8.2% | 1.035% | 0.6904% | 1.035% | 0.6904%
ENWL | LV | NHH UMS category C | LVNHH UMS category C | 9.344% | 8.891% | 8.2% | 1.144% | 0.6904% | 1.144% | 0.6904%
ENWL | LV | NHH UMS category D | LVNHH UMS category D | 9.457% | 8.891% | 8.2% | 1.257% | 0.6904% | 1.257% | 0.6904%
ENWL | LV | LV UMS (Pseudo HH Metered) | LVLV UMS (Pseudo HH Metered) | 8.671% | 8.891% | 8.2% | 0.471% | 0.6904% | 0.471% | 0.6904%
ENWL | HV | Domestic Unrestricted | HVDomestic Unrestricted | 7.541% | 8.527% | 8.2% | -0.6593% | 0.3265% | 0.6593% | 0.3265%
ENWL | HV | Domestic Two Rate | HVDomestic Two Rate | 9.682% | 8.26% | 8.2% | 1.482% | 0.05991% | 1.482% | 0.05991%
ENWL | HV | Domestic Off Peak (related MPAN) | HVDomestic Off Peak (related MPAN) | 12.69% | 11.27% | 8.2% | 4.494% | 3.068% | 4.494% | 3.068%
ENWL | HV | Small Non Domestic Unrestricted | HVSmall Non Domestic Unrestricted | 9.177% | 8.527% | 8.2% | 0.9769% | 0.3265% | 0.9769% | 0.3265%
ENWL | HV | Small Non Domestic Two Rate | HVSmall Non Domestic Two Rate | 11.23% | 8.599% | 8.2% | 3.029% | 0.399% | 3.029% | 0.399%
ENWL | HV | Small Non Domestic Off Peak (related MPAN) | HVSmall Non Domestic Off Peak (related MPAN) | 12.93% | 10.26% | 8.2% | 4.729% | 2.058% | 4.729% | 2.058%
ENWL | HV | LV Medium Non-Domestic | HVLV Medium Non-Domestic | 5.953% | 8.527% | 8.2% | -2.248% | 0.3265% | 2.248% | 0.3265%
ENWL | HV | LV Sub Medium Non-Domestic | HVLV Sub Medium Non-Domestic |  |  | 8.2%
ENWL | HV | HV Medium Non-Domestic | HVHV Medium Non-Domestic |  |  | 8.2%
ENWL | HV | LV Network Domestic | HVLV Network Domestic | 15.22% | 8.527% | 8.2% | 7.02% | 0.3265% | 7.02% | 0.3265%
ENWL | HV | LV Network Non-Domestic Non-CT | HVLV Network Non-Domestic Non-CT | 8.593% | 8.527% | 8.2% | 0.3923% | 0.3265% | 0.3923% | 0.3265%
ENWL | HV | LV HH Metered | HVLV HH Metered | 5.718% | 8.527% | 8.2% | -2.483% | 0.3265% | 2.483% | 0.3265%
ENWL | HV | LV Sub HH Metered | HVLV Sub HH Metered | 5.241% | 7.68% | 8.2% | -2.96% | -0.5206% | 2.96% | 0.5206%
ENWL | HV | HV HH Metered | HVHV HH Metered | 7.353% | 6.495% | 8.2% | -0.8475% | -1.705% | 0.8475% | 1.705%
ENWL | HV | NHH UMS category A | HVNHH UMS category A | 9.07% | 8.527% | 8.2% | 0.8692% | 0.3265% | 0.8692% | 0.3265%
ENWL | HV | NHH UMS category B | HVNHH UMS category B | 8.87% | 8.527% | 8.2% | 0.6701% | 0.3265% | 0.6701% | 0.3265%
ENWL | HV | NHH UMS category C | HVNHH UMS category C | 8.979% | 8.527% | 8.2% | 0.7783% | 0.3265% | 0.7783% | 0.3265%
ENWL | HV | NHH UMS category D | HVNHH UMS category D | 9.092% | 8.527% | 8.2% | 0.8912% | 0.3265% | 0.8912% | 0.3265%
ENWL | HV | LV UMS (Pseudo HH Metered) | HVLV UMS (Pseudo HH Metered) | 8.308% | 8.527% | 8.2% | 0.1078% | 0.3265% | 0.1078% | 0.3265%
NPgN | LV | Domestic Unrestricted | LVDomestic Unrestricted | 7.502% | 9.416% | 6.476% | 1.026% | 2.941% | 1.026% | 2.941%
NPgN | LV | Domestic Two Rate | LVDomestic Two Rate | 9.825% | 8.051% | 6.476% | 3.35% | 1.575% | 3.35% | 1.575%
NPgN | LV | Domestic Off Peak (related MPAN) | LVDomestic Off Peak (related MPAN) | 14.57% | 12.71% | 6.476% | 8.091% | 6.236% | 8.091% | 6.236%
NPgN | LV | Small Non Domestic Unrestricted | LVSmall Non Domestic Unrestricted | 10.35% | 9.416% | 6.476% | 3.879% | 2.941% | 3.879% | 2.941%
NPgN | LV | Small Non Domestic Two Rate | LVSmall Non Domestic Two Rate | 11.45% | 9.281% | 6.476% | 4.978% | 2.805% | 4.978% | 2.805%
NPgN | LV | Small Non Domestic Off Peak (related MPAN) | LVSmall Non Domestic Off Peak (related MPAN) | 20.6% | 18.14% | 6.476% | 14.12% | 11.66% | 14.12% | 11.66%
NPgN | LV | LV Medium Non-Domestic | LVLV Medium Non-Domestic | 6.875% | 9.416% | 6.476% | 0.3992% | 2.941% | 0.3992% | 2.941%
NPgN | LV | LV Sub Medium Non-Domestic | LVLV Sub Medium Non-Domestic |  |  | 6.476%
NPgN | LV | HV Medium Non-Domestic | LVHV Medium Non-Domestic |  |  | 6.476%
NPgN | LV | LV Network Domestic | LVLV Network Domestic | 5.627% | 9.416% | 6.476% | -0.849% | 2.941% | 0.849% | 2.941%
NPgN | LV | LV Network Non-Domestic Non-CT | LVLV Network Non-Domestic Non-CT | -3.141% | 9.416% | 6.476% | -9.617% | 2.941% | 9.617% | 2.941%
NPgN | LV | LV HH Metered | LVLV HH Metered | 10.18% | 9.416% | 6.476% | 3.701% | 2.941% | 3.701% | 2.941%
NPgN | LV | LV Sub HH Metered | LVLV Sub HH Metered |  |  | 6.476%
NPgN | LV | HV HH Metered | LVHV HH Metered |  |  | 6.476%
NPgN | LV | NHH UMS category A | LVNHH UMS category A | 5.771% | 9.416% | 6.476% | -0.7044% | 2.941% | 0.7044% | 2.941%
NPgN | LV | NHH UMS category B | LVNHH UMS category B | 5.682% | 9.416% | 6.476% | -0.7935% | 2.941% | 0.7935% | 2.941%
NPgN | LV | NHH UMS category C | LVNHH UMS category C | 2.678% | 9.416% | 6.476% | -3.798% | 2.941% | 3.798% | 2.941%
NPgN | LV | NHH UMS category D | LVNHH UMS category D | 5.646% | 9.416% | 6.476% | -0.8294% | 2.941% | 0.8294% | 2.941%
NPgN | LV | LV UMS (Pseudo HH Metered) | LVLV UMS (Pseudo HH Metered) | 5.812% | 9.416% | 6.476% | -0.6637% | 2.941% | 0.6637% | 2.941%
NPgN | HV | Domestic Unrestricted | HVDomestic Unrestricted | 6.427% | 8.322% | 6.476% | -0.04906% | 1.846% | 0.04906% | 1.846%
NPgN | HV | Domestic Two Rate | HVDomestic Two Rate | 8.727% | 6.97% | 6.476% | 2.251% | 0.4943% | 2.251% | 0.4943%
NPgN | HV | Domestic Off Peak (related MPAN) | HVDomestic Off Peak (related MPAN) | 13.42% | 11.58% | 6.476% | 6.945% | 5.108% | 6.945% | 5.108%
NPgN | HV | Small Non Domestic Unrestricted | HVSmall Non Domestic Unrestricted | 9.25% | 8.322% | 6.476% | 2.775% | 1.846% | 2.775% | 1.846%
NPgN | HV | Small Non Domestic Two Rate | HVSmall Non Domestic Two Rate | 10.34% | 8.188% | 6.476% | 3.863% | 1.712% | 3.863% | 1.712%
NPgN | HV | Small Non Domestic Off Peak (related MPAN) | HVSmall Non Domestic Off Peak (related MPAN) | 19.39% | 16.96% | 6.476% | 12.91% | 10.48% | 12.91% | 10.48%
NPgN | HV | LV Medium Non-Domestic | HVLV Medium Non-Domestic | 5.806% | 8.322% | 6.476% | -0.67% | 1.846% | 0.67% | 1.846%
NPgN | HV | LV Sub Medium Non-Domestic | HVLV Sub Medium Non-Domestic |  |  | 6.476%
NPgN | HV | HV Medium Non-Domestic | HVHV Medium Non-Domestic |  |  | 6.476%
NPgN | HV | LV Network Domestic | HVLV Network Domestic | 4.57% | 8.322% | 6.476% | -1.906% | 1.846% | 1.906% | 1.846%
NPgN | HV | LV Network Non-Domestic Non-CT | HVLV Network Non-Domestic Non-CT | -4.11% | 8.322% | 6.476% | -10.59% | 1.846% | 10.59% | 1.846%
NPgN | HV | LV HH Metered | HVLV HH Metered | 9.074% | 8.322% | 6.476% | 2.599% | 1.846% | 2.599% | 1.846%
NPgN | HV | LV Sub HH Metered | HVLV Sub HH Metered | 3.97% | 7.442% | 6.476% | -2.506% | 0.9665% | 2.506% | 0.9665%
NPgN | HV | HV HH Metered | HVHV HH Metered | 8.348% | 6.073% | 6.476% | 1.872% | -0.4027% | 1.872% | 0.4027%
NPgN | HV | NHH UMS category A | HVNHH UMS category A | 4.713% | 8.322% | 6.476% | -1.763% | 1.846% | 1.763% | 1.846%
NPgN | HV | NHH UMS category B | HVNHH UMS category B | 4.625% | 8.322% | 6.476% | -1.851% | 1.846% | 1.851% | 1.846%
NPgN | HV | NHH UMS category C | HVNHH UMS category C | 1.65% | 8.322% | 6.476% | -4.825% | 1.846% | 4.825% | 1.846%
NPgN | HV | NHH UMS category D | HVNHH UMS category D | 4.589% | 5.406% | 6.476% | -1.886% | -1.069% | 1.886% | 1.069%
NPgN | HV | LV UMS (Pseudo HH Metered) | HVLV UMS (Pseudo HH Metered) | 4.753% | 8.322% | 6.476% | -1.722% | 1.846% | 1.722% | 1.846%
NPgY | LV | Domestic Unrestricted | LVDomestic Unrestricted | 5.335% | 4.809% | 3.181% | 2.154% | 1.628% | 2.154% | 1.628%
NPgY | LV | Domestic Two Rate | LVDomestic Two Rate | 5.723% | 4.697% | 3.181% | 2.542% | 1.517% | 2.542% | 1.517%
NPgY | LV | Domestic Off Peak (related MPAN) | LVDomestic Off Peak (related MPAN) | 2.094% | 1.047% | 3.181% | -1.087% | -2.134% | 1.087% | 2.134%
NPgY | LV | Small Non Domestic Unrestricted | LVSmall Non Domestic Unrestricted | 6% | 4.809% | 3.181% | 2.819% | 1.628% | 2.819% | 1.628%
NPgY | LV | Small Non Domestic Two Rate | LVSmall Non Domestic Two Rate | 5.338% | 4.482% | 3.181% | 2.157% | 1.301% | 2.157% | 1.301%
NPgY | LV | Small Non Domestic Off Peak (related MPAN) | LVSmall Non Domestic Off Peak (related MPAN) | 3.213% | 2.409% | 3.181% | 0.0323% | -0.7717% | 0.0323% | 0.7717%
NPgY | LV | LV Medium Non-Domestic | LVLV Medium Non-Domestic | 3.982% | 4.809% | 3.181% | 0.8009% | 1.628% | 0.8009% | 1.628%
NPgY | LV | LV Sub Medium Non-Domestic | LVLV Sub Medium Non-Domestic |  |  | 3.181%
NPgY | LV | HV Medium Non-Domestic | LVHV Medium Non-Domestic |  |  | 3.181%
NPgY | LV | LV Network Domestic | LVLV Network Domestic | 17.9% | 4.809% | 3.181% | 14.72% | 1.628% | 14.72% | 1.628%
NPgY | LV | LV Network Non-Domestic Non-CT | LVLV Network Non-Domestic Non-CT | -6.594% | 4.809% | 3.181% | -9.775% | 1.628% | 9.775% | 1.628%
NPgY | LV | LV HH Metered | LVLV HH Metered | 9.281% | 4.809% | 3.181% | 6.1% | 1.628% | 6.1% | 1.628%
NPgY | LV | LV Sub HH Metered | LVLV Sub HH Metered |  |  | 3.181%
NPgY | LV | HV HH Metered | LVHV HH Metered |  |  | 3.181%
NPgY | LV | NHH UMS category A | LVNHH UMS category A | 3.195% | 4.809% | 3.181% | 0.01441% | 1.628% | 0.01441% | 1.628%
NPgY | LV | NHH UMS category B | LVNHH UMS category B | 3.475% | 4.809% | 3.181% | 0.2945% | 1.628% | 0.2945% | 1.628%
NPgY | LV | NHH UMS category C | LVNHH UMS category C | 4.263% | 4.809% | 3.181% | 1.083% | 1.628% | 1.083% | 1.628%
NPgY | LV | NHH UMS category D | LVNHH UMS category D | 2.945% | 4.809% | 3.181% | -0.2361% | 1.628% | 0.2361% | 1.628%
NPgY | LV | LV UMS (Pseudo HH Metered) | LVLV UMS (Pseudo HH Metered) | 3.189% | 4.809% | 3.181% | 0.008154% | 1.628% | 0.008154% | 1.628%
NPgY | HV | Domestic Unrestricted | HVDomestic Unrestricted | 3.963% | 3.444% | 3.181% | 0.7821% | 0.2628% | 0.7821% | 0.2628%
NPgY | HV | Domestic Two Rate | HVDomestic Two Rate | 4.346% | 3.334% | 3.181% | 1.165% | 0.1526% | 1.165% | 0.1526%
NPgY | HV | Domestic Off Peak (related MPAN) | HVDomestic Off Peak (related MPAN) | 0.7638% | -0.2693% | 3.181% | -2.417% | -3.45% | 2.417% | 3.45%
NPgY | HV | Small Non Domestic Unrestricted | HVSmall Non Domestic Unrestricted | 4.619% | 3.444% | 3.181% | 1.438% | 0.2628% | 1.438% | 0.2628%
NPgY | HV | Small Non Domestic Two Rate | HVSmall Non Domestic Two Rate | 3.966% | 3.121% | 3.181% | 0.7848% | -0.05994% | 0.7848% | 0.05994%
NPgY | HV | Small Non Domestic Off Peak (related MPAN) | HVSmall Non Domestic Off Peak (related MPAN) | 1.869% | 1.075% | 3.181% | -1.312% | -2.106% | 1.312% | 2.106%
NPgY | HV | LV Medium Non-Domestic | HVLV Medium Non-Domestic | 2.627% | 3.444% | 3.181% | -0.5536% | 0.2628% | 0.5536% | 0.2628%
NPgY | HV | LV Sub Medium Non-Domestic | HVLV Sub Medium Non-Domestic |  |  | 3.181%
NPgY | HV | HV Medium Non-Domestic | HVHV Medium Non-Domestic |  |  | 3.181%
NPgY | HV | LV Network Domestic | HVLV Network Domestic | 16.36% | 3.444% | 3.181% | 13.18% | 0.2628% | 13.18% | 0.2628%
NPgY | HV | LV Network Non-Domestic Non-CT | HVLV Network Non-Domestic Non-CT | -7.811% | 3.444% | 3.181% | -10.99% | 0.2628% | 10.99% | 0.2628%
NPgY | HV | LV HH Metered | HVLV HH Metered | 7.857% | 3.444% | 3.181% | 4.676% | 0.2628% | 4.676% | 0.2628%
NPgY | HV | LV Sub HH Metered | HVLV Sub HH Metered | 1.256% | 2.434% | 3.181% | -1.925% | -0.7471% | 1.925% | 0.7471%
NPgY | HV | HV HH Metered | HVHV HH Metered | -2.402% | 0.6122% | 3.181% | -5.582% | -2.569% | 5.582% | 2.569%
NPgY | HV | NHH UMS category A | HVNHH UMS category A | 1.851% | 3.444% | 3.181% | -1.33% | 0.2628% | 1.33% | 0.2628%
NPgY | HV | NHH UMS category B | HVNHH UMS category B | 2.127% | 3.444% | 3.181% | -1.053% | 0.2628% | 1.053% | 0.2628%
NPgY | HV | NHH UMS category C | HVNHH UMS category C | 2.905% | 3.444% | 3.181% | -0.2756% | 0.2628% | 0.2756% | 0.2628%
NPgY | HV | NHH UMS category D | HVNHH UMS category D | 1.604% | 3.444% | 3.181% | -1.577% | 0.2628% | 1.577% | 0.2628%
NPgY | HV | LV UMS (Pseudo HH Metered) | HVLV UMS (Pseudo HH Metered) | 1.845% | 3.444% | 3.181% | -1.336% | 0.2628% | 1.336% | 0.2628%
SSEH | LV | Domestic Unrestricted | LVDomestic Unrestricted | 3.17% | 6.38% | 6.266% | -3.097% | 0.114% | 3.097% | 0.114%
SSEH | LV | Domestic Two Rate | LVDomestic Two Rate | 7.157% | 5.567% | 6.266% | 0.8907% | -0.6997% | 0.8907% | 0.6997%
SSEH | LV | Domestic Off Peak (related MPAN) | LVDomestic Off Peak (related MPAN) | 9.616% | 8.005% | 6.266% | 3.349% | 1.738% | 3.349% | 1.738%
SSEH | LV | Small Non Domestic Unrestricted | LVSmall Non Domestic Unrestricted | 8.153% | 6.38% | 6.266% | 1.887% | 0.114% | 1.887% | 0.114%
SSEH | LV | Small Non Domestic Two Rate | LVSmall Non Domestic Two Rate | 7.264% | 6.001% | 6.266% | 0.9975% | -0.2649% | 0.9975% | 0.2649%
SSEH | LV | Small Non Domestic Off Peak (related MPAN) | LVSmall Non Domestic Off Peak (related MPAN) | 10.54% | 9.237% | 6.266% | 4.272% | 2.971% | 4.272% | 2.971%
SSEH | LV | LV Medium Non-Domestic | LVLV Medium Non-Domestic | 11.27% | 6.38% | 6.266% | 5.006% | 0.114% | 5.006% | 0.114%
SSEH | LV | LV Sub Medium Non-Domestic | LVLV Sub Medium Non-Domestic |  |  | 6.266%
SSEH | LV | HV Medium Non-Domestic | LVHV Medium Non-Domestic |  |  | 6.266%
SSEH | LV | LV Network Domestic | LVLV Network Domestic | -8.332% | 6.38% | 6.266% | -14.6% | 0.114% | 14.6% | 0.114%
SSEH | LV | LV Network Non-Domestic Non-CT | LVLV Network Non-Domestic Non-CT | 9.901% | 6.38% | 6.266% | 3.634% | 0.114% | 3.634% | 0.114%
SSEH | LV | LV HH Metered | LVLV HH Metered | 8.447% | 6.38% | 6.266% | 2.181% | 0.114% | 2.181% | 0.114%
SSEH | LV | LV Sub HH Metered | LVLV Sub HH Metered |  |  | 6.266%
SSEH | LV | HV HH Metered | LVHV HH Metered |  |  | 6.266%
SSEH | LV | NHH UMS category A | LVNHH UMS category A | 30.99% | 6.38% | 6.266% | 24.72% | 0.114% | 24.72% | 0.114%
SSEH | LV | NHH UMS category B | LVNHH UMS category B | 35.79% | 6.38% | 6.266% | 29.53% | 0.114% | 29.53% | 0.114%
SSEH | LV | NHH UMS category C | LVNHH UMS category C | 29.15% | 6.38% | 6.266% | 22.88% | 0.114% | 22.88% | 0.114%
SSEH | LV | NHH UMS category D | LVNHH UMS category D | 27.66% | 6.38% | 6.266% | 21.4% | 0.114% | 21.4% | 0.114%
SSEH | LV | LV UMS (Pseudo HH Metered) | LVLV UMS (Pseudo HH Metered) | 35.77% | 6.38% | 6.266% | 29.5% | 0.114% | 29.5% | 0.114%
SSEH | HV | Domestic Unrestricted | HVDomestic Unrestricted | 1.629% | 4.792% | 6.266% | -4.637% | -1.474% | 4.637% | 1.474%
SSEH | HV | Domestic Two Rate | HVDomestic Two Rate | 5.557% | 3.991% | 6.266% | -0.7092% | -2.276% | 0.7092% | 2.276%
SSEH | HV | Domestic Off Peak (related MPAN) | HVDomestic Off Peak (related MPAN) | 7.979% | 6.392% | 6.266% | 1.713% | 0.1259% | 1.713% | 0.1259%
SSEH | HV | Small Non Domestic Unrestricted | HVSmall Non Domestic Unrestricted | 6.539% | 4.792% | 6.266% | 0.2722% | -1.474% | 0.2722% | 1.474%
SSEH | HV | Small Non Domestic Two Rate | HVSmall Non Domestic Two Rate | 5.662% | 4.419% | 6.266% | -0.604% | -1.848% | 0.604% | 1.848%
SSEH | HV | Small Non Domestic Off Peak (related MPAN) | HVSmall Non Domestic Off Peak (related MPAN) | 8.888% | 7.606% | 6.266% | 2.621% | 1.34% | 2.621% | 1.34%
SSEH | HV | LV Medium Non-Domestic | HVLV Medium Non-Domestic | 9.611% | 4.792% | 6.266% | 3.344% | -1.474% | 3.344% | 1.474%
SSEH | HV | LV Sub Medium Non-Domestic | HVLV Sub Medium Non-Domestic |  |  | 6.266%
SSEH | HV | HV Medium Non-Domestic | HVHV Medium Non-Domestic |  |  | 6.266%
SSEH | HV | LV Network Domestic | HVLV Network Domestic | -9.701% | 4.792% | 6.266% | -15.97% | -1.474% | 15.97% | 1.474%
SSEH | HV | LV Network Non-Domestic Non-CT | HVLV Network Non-Domestic Non-CT | 8.26% | 4.792% | 6.266% | 1.993% | -1.474% | 1.993% | 1.474%
SSEH | HV | LV HH Metered | HVLV HH Metered | 6.828% | 4.792% | 6.266% | 0.5617% | -1.474% | 0.5617% | 1.474%
SSEH | HV | LV Sub HH Metered | HVLV Sub HH Metered | 11.16% | 3.763% | 6.266% | 4.897% | -2.503% | 4.897% | 2.503%
SSEH | HV | HV HH Metered | HVHV HH Metered | 4.833% | 3.225% | 6.266% | -1.434% | -3.041% | 1.434% | 3.041%
SSEH | HV | NHH UMS category A | HVNHH UMS category A | 29.03% | 4.792% | 6.266% | 22.77% | -1.474% | 22.77% | 1.474%
SSEH | HV | NHH UMS category B | HVNHH UMS category B | 33.77% | 4.792% | 6.266% | 27.5% | -1.474% | 27.5% | 1.474%
SSEH | HV | NHH UMS category C | HVNHH UMS category C | 27.22% | 4.792% | 6.266% | 20.95% | -1.474% | 20.95% | 1.474%
SSEH | HV | NHH UMS category D | HVNHH UMS category D | 25.76% | 4.792% | 6.266% | 19.49% | -1.474% | 19.49% | 1.474%
SSEH | HV | LV UMS (Pseudo HH Metered) | HVLV UMS (Pseudo HH Metered) | 33.74% | 4.792% | 6.266% | 27.48% | -1.474% | 27.48% | 1.474%
SSES | LV | Domestic Unrestricted | LVDomestic Unrestricted | 1.259% | -0.1328% | 0.2423% | 1.017% | -0.3751% | 1.017% | 0.3751%
SSES | LV | Domestic Two Rate | LVDomestic Two Rate | 0.4245% | 0.7904% | 0.2423% | 0.1822% | 0.5482% | 0.1822% | 0.5482%
SSES | LV | Domestic Off Peak (related MPAN) | LVDomestic Off Peak (related MPAN) | -13.4% | -12.9% | 0.2423% | -13.64% | -13.14% | 13.64% | 13.14%
SSES | LV | Small Non Domestic Unrestricted | LVSmall Non Domestic Unrestricted | -0.5849% | -0.1328% | 0.2423% | -0.8271% | -0.3751% | 0.8271% | 0.3751%
SSES | LV | Small Non Domestic Two Rate | LVSmall Non Domestic Two Rate | 7.441% | 0.3994% | 0.2423% | 7.198% | 0.1571% | 7.198% | 0.1571%
SSES | LV | Small Non Domestic Off Peak (related MPAN) | LVSmall Non Domestic Off Peak (related MPAN) | -7.46% | -13.49% | 0.2423% | -7.702% | -13.73% | 7.702% | 13.73%
SSES | LV | LV Medium Non-Domestic | LVLV Medium Non-Domestic | -4.483% | -0.1328% | 0.2423% | -4.726% | -0.3751% | 4.726% | 0.3751%
SSES | LV | LV Sub Medium Non-Domestic | LVLV Sub Medium Non-Domestic |  |  | 0.2423%
SSES | LV | HV Medium Non-Domestic | LVHV Medium Non-Domestic |  |  | 0.2423%
SSES | LV | LV Network Domestic | LVLV Network Domestic | -14.99% | -0.1328% | 0.2423% | -15.23% | -0.3751% | 15.23% | 0.3751%
SSES | LV | LV Network Non-Domestic Non-CT | LVLV Network Non-Domestic Non-CT | -0.4778% | -0.1328% | 0.2423% | -0.7201% | -0.3751% | 0.7201% | 0.3751%
SSES | LV | LV HH Metered | LVLV HH Metered | -0.2855% | -0.1328% | 0.2423% | -0.5278% | -0.3751% | 0.5278% | 0.3751%
SSES | LV | LV Sub HH Metered | LVLV Sub HH Metered |  |  | 0.2423%
SSES | LV | HV HH Metered | LVHV HH Metered |  |  | 0.2423%
SSES | LV | NHH UMS category A | LVNHH UMS category A | 25.37% | -0.1328% | 0.2423% | 25.13% | -0.3751% | 25.13% | 0.3751%
SSES | LV | NHH UMS category B | LVNHH UMS category B | 22.44% | -0.1328% | 0.2423% | 22.2% | -0.3751% | 22.2% | 0.3751%
SSES | LV | NHH UMS category C | LVNHH UMS category C | 12.04% | -0.1328% | 0.2423% | 11.8% | -0.3751% | 11.8% | 0.3751%
SSES | LV | NHH UMS category D | LVNHH UMS category D | 28.23% | -0.1328% | 0.2423% | 27.99% | -0.3751% | 27.99% | 0.3751%
SSES | LV | LV UMS (Pseudo HH Metered) | LVLV UMS (Pseudo HH Metered) | 32.71% | -0.1328% | 0.2423% | 32.47% | -0.3751% | 32.47% | 0.3751%
SSES | HV | Domestic Unrestricted | HVDomestic Unrestricted | -0.2295% | -1.601% | 0.2423% | -0.4718% | -1.843% | 0.4718% | 1.843%
SSES | HV | Domestic Two Rate | HVDomestic Two Rate | -1.052% | -0.6913% | 0.2423% | -1.294% | -0.9336% | 1.294% | 0.9336%
SSES | HV | Domestic Off Peak (related MPAN) | HVDomestic Off Peak (related MPAN) | -14.67% | -14.18% | 0.2423% | -14.91% | -14.42% | 14.91% | 14.42%
SSES | HV | Small Non Domestic Unrestricted | HVSmall Non Domestic Unrestricted | -2.046% | -1.601% | 0.2423% | -2.289% | -1.843% | 2.289% | 1.843%
SSES | HV | Small Non Domestic Two Rate | HVSmall Non Domestic Two Rate | 5.861% | -1.077% | 0.2423% | 5.619% | -1.319% | 5.619% | 1.319%
SSES | HV | Small Non Domestic Off Peak (related MPAN) | HVSmall Non Domestic Off Peak (related MPAN) | -8.82% | -14.76% | 0.2423% | -9.063% | -15% | 9.063% | 15%
SSES | HV | LV Medium Non-Domestic | HVLV Medium Non-Domestic | -5.888% | -1.601% | 0.2423% | -6.13% | -1.843% | 6.13% | 1.843%
SSES | HV | LV Sub Medium Non-Domestic | HVLV Sub Medium Non-Domestic |  |  | 0.2423%
SSES | HV | HV Medium Non-Domestic | HVHV Medium Non-Domestic |  |  | 0.2423%
SSES | HV | LV Network Domestic | HVLV Network Domestic | -16.24% | -1.601% | 0.2423% | -16.48% | -1.843% | 16.48% | 1.843%
SSES | HV | LV Network Non-Domestic Non-CT | HVLV Network Non-Domestic Non-CT | -1.941% | -1.601% | 0.2423% | -2.183% | -1.843% | 2.183% | 1.843%
SSES | HV | LV HH Metered | HVLV HH Metered | -1.751% | -1.601% | 0.2423% | -1.994% | -1.843% | 1.994% | 1.843%
SSES | HV | LV Sub HH Metered | HVLV Sub HH Metered | -9.294% | -2.703% | 0.2423% | -9.537% | -2.945% | 9.537% | 2.945%
SSES | HV | HV HH Metered | HVHV HH Metered | -8.314% | -3.773% | 0.2423% | -8.557% | -4.015% | 8.557% | 4.015%
SSES | HV | NHH UMS category A | HVNHH UMS category A | 23.53% | -1.601% | 0.2423% | 23.28% | -1.843% | 23.28% | 1.843%
SSES | HV | NHH UMS category B | HVNHH UMS category B | 20.64% | -1.601% | 0.2423% | 20.4% | -1.843% | 20.4% | 1.843%
SSES | HV | NHH UMS category C | HVNHH UMS category C | 10.39% | -1.601% | 0.2423% | 10.15% | -1.843% | 10.15% | 1.843%
SSES | HV | NHH UMS category D | HVNHH UMS category D | 26.35% | -1.601% | 0.2423% | 26.11% | -1.843% | 26.11% | 1.843%
SSES | HV | LV UMS (Pseudo HH Metered) | HVLV UMS (Pseudo HH Metered) | 30.76% | -1.601% | 0.2423% | 30.52% | -1.843% | 30.52% | 1.843%
SPD | LV | Domestic Unrestricted | LVDomestic Unrestricted | 5.767% | 6.38% | 5.964% | -0.1975% | 0.4154% | 0.1975% | 0.4154%
SPD | LV | Domestic Two Rate | LVDomestic Two Rate | 8.917% | 3.797% | 5.964% | 2.952% | -2.168% | 2.952% | 2.168%
SPD | LV | Domestic Off Peak (related MPAN) | LVDomestic Off Peak (related MPAN) | 16.21% | 10.72% | 5.964% | 10.24% | 4.76% | 10.24% | 4.76%
SPD | LV | Small Non Domestic Unrestricted | LVSmall Non Domestic Unrestricted | 4.524% | 6.38% | 5.964% | -1.441% | 0.4154% | 1.441% | 0.4154%
SPD | LV | Small Non Domestic Two Rate | LVSmall Non Domestic Two Rate | 6.293% | 4.735% | 5.964% | 0.3283% | -1.229% | 0.3283% | 1.229%
SPD | LV | Small Non Domestic Off Peak (related MPAN) | LVSmall Non Domestic Off Peak (related MPAN) | 12.04% | 10.47% | 5.964% | 6.076% | 4.501% | 6.076% | 4.501%
SPD | LV | LV Medium Non-Domestic | LVLV Medium Non-Domestic | 7.561% | 6.38% | 5.964% | 1.596% | 0.4154% | 1.596% | 0.4154%
SPD | LV | LV Sub Medium Non-Domestic | LVLV Sub Medium Non-Domestic |  |  | 5.964%
SPD | LV | HV Medium Non-Domestic | LVHV Medium Non-Domestic |  |  | 5.964%
SPD | LV | LV Network Domestic | LVLV Network Domestic | 4.751% | 6.38% | 5.964% | -1.214% | 0.4154% | 1.214% | 0.4154%
SPD | LV | LV Network Non-Domestic Non-CT | LVLV Network Non-Domestic Non-CT | 5.825% | 6.38% | 5.964% | -0.1394% | 0.4154% | 0.1394% | 0.4154%
SPD | LV | LV HH Metered | LVLV HH Metered | 7.343% | 6.38% | 5.964% | 1.378% | 0.4154% | 1.378% | 0.4154%
SPD | LV | LV Sub HH Metered | LVLV Sub HH Metered |  |  | 5.964%
SPD | LV | HV HH Metered | LVHV HH Metered |  |  | 5.964%
SPD | LV | NHH UMS category A | LVNHH UMS category A | 6.601% | 6.38% | 5.964% | 0.6361% | 0.4154% | 0.6361% | 0.4154%
SPD | LV | NHH UMS category B | LVNHH UMS category B | 7.121% | 6.38% | 5.964% | 1.156% | 0.4154% | 1.156% | 0.4154%
SPD | LV | NHH UMS category C | LVNHH UMS category C | 6.314% | 6.38% | 5.964% | 0.3493% | 0.4154% | 0.3493% | 0.4154%
SPD | LV | NHH UMS category D | LVNHH UMS category D | 6.021% | 6.38% | 5.964% | 0.0565% | 0.4154% | 0.0565% | 0.4154%
SPD | LV | LV UMS (Pseudo HH Metered) | LVLV UMS (Pseudo HH Metered) | 7.042% | 6.38% | 5.964% | 1.077% | 0.4154% | 1.077% | 0.4154%
SPD | HV | Domestic Unrestricted | HVDomestic Unrestricted | 4.974% | 5.582% | 5.964% | -0.9905% | -0.3823% | 0.9905% | 0.3823%
SPD | HV | Domestic Two Rate | HVDomestic Two Rate | 8.1% | 3.019% | 5.964% | 2.136% | -2.946% | 2.136% | 2.946%
SPD | HV | Domestic Off Peak (related MPAN) | HVDomestic Off Peak (related MPAN) | 15.34% | 9.895% | 5.964% | 9.371% | 3.93% | 9.371% | 3.93%
SPD | HV | Small Non Domestic Unrestricted | HVSmall Non Domestic Unrestricted | 3.74% | 5.582% | 5.964% | -2.225% | -0.3823% | 2.225% | 0.3823%
SPD | HV | Small Non Domestic Two Rate | HVSmall Non Domestic Two Rate | 5.496% | 3.95% | 5.964% | -0.4687% | -2.015% | 0.4687% | 2.015%
SPD | HV | Small Non Domestic Off Peak (related MPAN) | HVSmall Non Domestic Off Peak (related MPAN) | 11.2% | 9.637% | 5.964% | 5.236% | 3.673% | 5.236% | 3.673%
SPD | HV | LV Medium Non-Domestic | HVLV Medium Non-Domestic | 6.754% | 5.582% | 5.964% | 0.7898% | -0.3823% | 0.7898% | 0.3823%
SPD | HV | LV Sub Medium Non-Domestic | HVLV Sub Medium Non-Domestic |  |  | 5.964%
SPD | HV | HV Medium Non-Domestic | HVHV Medium Non-Domestic |  |  | 5.964%
SPD | HV | LV Network Domestic | HVLV Network Domestic | 3.965% | 5.582% | 5.964% | -1.999% | -0.3823% | 1.999% | 0.3823%
SPD | HV | LV Network Non-Domestic Non-CT | HVLV Network Non-Domestic Non-CT | 5.032% | 5.582% | 5.964% | -0.9329% | -0.3823% | 0.9329% | 0.3823%
SPD | HV | LV HH Metered | HVLV HH Metered | 6.538% | 5.582% | 5.964% | 0.5733% | -0.3823% | 0.5733% | 0.3823%
SPD | HV | LV Sub HH Metered | HVLV Sub HH Metered | 1.698% | 4.472% | 5.964% | -4.266% | -1.492% | 4.266% | 1.492%
SPD | HV | HV HH Metered | HVHV HH Metered | 5.74% | 3.679% | 5.964% | -0.2248% | -2.286% | 0.2248% | 2.286%
SPD | HV | NHH UMS category A | HVNHH UMS category A | 5.801% | 5.582% | 5.964% | -0.1632% | -0.3823% | 0.1632% | 0.3823%
SPD | HV | NHH UMS category B | HVNHH UMS category B | 6.317% | 5.582% | 5.964% | 0.353% | -0.3823% | 0.353% | 0.3823%
SPD | HV | NHH UMS category C | HVNHH UMS category C | 5.517% | 5.582% | 5.964% | -0.4478% | -0.3823% | 0.4478% | 0.3823%
SPD | HV | NHH UMS category D | HVNHH UMS category D | 5.226% | 5.582% | 5.964% | -0.7384% | -0.3823% | 0.7384% | 0.3823%
SPD | HV | LV UMS (Pseudo HH Metered) | HVLV UMS (Pseudo HH Metered) | 6.239% | 5.582% | 5.964% | 0.2748% | -0.3823% | 0.2748% | 0.3823%
SPMW | LV | Domestic Unrestricted | LVDomestic Unrestricted | 16.78% | 16.03% | 16.07% | 0.7091% | -0.03807% | 0.7091% | 0.03807%
SPMW | LV | Domestic Two Rate | LVDomestic Two Rate | 18.32% | 15.58% | 16.07% | 2.248% | -0.4874% | 2.248% | 0.4874%
SPMW | LV | Domestic Off Peak (related MPAN) | LVDomestic Off Peak (related MPAN) | 34.62% | 31.56% | 16.07% | 18.55% | 15.49% | 18.55% | 15.49%
SPMW | LV | Small Non Domestic Unrestricted | LVSmall Non Domestic Unrestricted | 13.83% | 16.03% | 16.07% | -2.234% | -0.03807% | 2.234% | 0.03807%
SPMW | LV | Small Non Domestic Two Rate | LVSmall Non Domestic Two Rate | 17.82% | 15.81% | 16.07% | 1.757% | -0.2601% | 1.757% | 0.2601%
SPMW | LV | Small Non Domestic Off Peak (related MPAN) | LVSmall Non Domestic Off Peak (related MPAN) | 36.77% | 34.46% | 16.07% | 20.7% | 18.4% | 20.7% | 18.4%
SPMW | LV | LV Medium Non-Domestic | LVLV Medium Non-Domestic | 17.5% | 16.03% | 16.07% | 1.433% | -0.03807% | 1.433% | 0.03807%
SPMW | LV | LV Sub Medium Non-Domestic | LVLV Sub Medium Non-Domestic |  |  | 16.07%
SPMW | LV | HV Medium Non-Domestic | LVHV Medium Non-Domestic |  |  | 16.07%
SPMW | LV | LV Network Domestic | LVLV Network Domestic | 10.73% | 16.03% | 16.07% | -5.34% | -0.03807% | 5.34% | 0.03807%
SPMW | LV | LV Network Non-Domestic Non-CT | LVLV Network Non-Domestic Non-CT | 8.907% | 16.03% | 16.07% | -7.16% | -0.03807% | 7.16% | 0.03807%
SPMW | LV | LV HH Metered | LVLV HH Metered | 17.06% | 16.03% | 16.07% | 0.996% | -0.03807% | 0.996% | 0.03807%
SPMW | LV | LV Sub HH Metered | LVLV Sub HH Metered |  |  | 16.07%
SPMW | LV | HV HH Metered | LVHV HH Metered |  |  | 16.07%
SPMW | LV | NHH UMS category A | LVNHH UMS category A | 16.15% | 16.03% | 16.07% | 0.07803% | -0.03807% | 0.07803% | 0.03807%
SPMW | LV | NHH UMS category B | LVNHH UMS category B | 12.06% | 16.03% | 16.07% | -4.003% | -0.03807% | 4.003% | 0.03807%
SPMW | LV | NHH UMS category C | LVNHH UMS category C | 6.877% | 16.03% | 16.07% | -9.19% | -0.03807% | 9.19% | 0.03807%
SPMW | LV | NHH UMS category D | LVNHH UMS category D | 20.09% | 16.03% | 16.07% | 4.019% | -0.03807% | 4.019% | 0.03807%
SPMW | LV | LV UMS (Pseudo HH Metered) | LVLV UMS (Pseudo HH Metered) | 12.61% | 16.03% | 16.07% | -3.455% | -0.03807% | 3.455% | 0.03807%
SPMW | HV | Domestic Unrestricted | HVDomestic Unrestricted | 15.9% | 15.16% | 16.07% | -0.1644% | -0.9061% | 0.1644% | 0.9061%
SPMW | HV | Domestic Two Rate | HVDomestic Two Rate | 17.43% | 14.72% | 16.07% | 1.363% | -1.352% | 1.363% | 1.352%
SPMW | HV | Domestic Off Peak (related MPAN) | HVDomestic Off Peak (related MPAN) | 33.61% | 30.57% | 16.07% | 17.54% | 14.51% | 17.54% | 14.51%
SPMW | HV | Small Non Domestic Unrestricted | HVSmall Non Domestic Unrestricted | 12.98% | 15.16% | 16.07% | -3.086% | -0.9061% | 3.086% | 0.9061%
SPMW | HV | Small Non Domestic Two Rate | HVSmall Non Domestic Two Rate | 16.94% | 14.94% | 16.07% | 0.8755% | -1.126% | 0.8755% | 1.126%
SPMW | HV | Small Non Domestic Off Peak (related MPAN) | HVSmall Non Domestic Off Peak (related MPAN) | 35.74% | 33.46% | 16.07% | 19.68% | 17.39% | 19.68% | 17.39%
SPMW | HV | LV Medium Non-Domestic | HVLV Medium Non-Domestic | 16.62% | 15.16% | 16.07% | 0.5543% | -0.9061% | 0.5543% | 0.9061%
SPMW | HV | LV Sub Medium Non-Domestic | HVLV Sub Medium Non-Domestic |  |  | 16.07%
SPMW | HV | HV Medium Non-Domestic | HVHV Medium Non-Domestic |  |  | 16.07%
SPMW | HV | LV Network Domestic | HVLV Network Domestic | 9.9% | 15.16% | 16.07% | -6.168% | -0.9061% | 6.168% | 0.9061%
SPMW | HV | LV Network Non-Domestic Non-CT | HVLV Network Non-Domestic Non-CT | 8.093% | 15.16% | 16.07% | -7.975% | -0.9061% | 7.975% | 0.9061%
SPMW | HV | LV HH Metered | HVLV HH Metered | 16.19% | 15.16% | 16.07% | 0.1204% | -0.9061% | 0.1204% | 0.9061%
SPMW | HV | LV Sub HH Metered | HVLV Sub HH Metered | 11.43% | 13.85% | 16.07% | -4.64% | -2.216% | 4.64% | 2.216%
SPMW | HV | HV HH Metered | HVHV HH Metered | 17.58% | 12.87% | 16.07% | 1.51% | -3.198% | 1.51% | 3.198%
SPMW | HV | NHH UMS category A | HVNHH UMS category A | 15.28% | 15.16% | 16.07% | -0.7907% | -0.9061% | 0.7907% | 0.9061%
SPMW | HV | NHH UMS category B | HVNHH UMS category B | 11.23% | 15.16% | 16.07% | -4.841% | -0.9061% | 4.841% | 0.9061%
SPMW | HV | NHH UMS category C | HVNHH UMS category C | 6.078% | 15.16% | 16.07% | -9.99% | -0.9061% | 9.99% | 0.9061%
SPMW | HV | NHH UMS category D | HVNHH UMS category D | 19.19% | 15.16% | 16.07% | 3.121% | -0.9061% | 3.121% | 0.9061%
SPMW | HV | LV UMS (Pseudo HH Metered) | HVLV UMS (Pseudo HH Metered) | 11.77% | 15.16% | 16.07% | -4.297% | -0.9061% | 4.297% | 0.9061%
LPN | LV | Domestic Unrestricted | LVDomestic Unrestricted | 14.62% | 8.3% | 5.869% | 8.751% | 2.43% | 8.751% | 2.43%
LPN | LV | Domestic Two Rate | LVDomestic Two Rate | 18.31% | 7.487% | 5.869% | 12.44% | 1.617% | 12.44% | 1.617%
LPN | LV | Domestic Off Peak (related MPAN) | LVDomestic Off Peak (related MPAN) |  |  | 5.869%
LPN | LV | Small Non Domestic Unrestricted | LVSmall Non Domestic Unrestricted | 1.293% | 8.3% | 5.869% | -4.576% | 2.43% | 4.576% | 2.43%
LPN | LV | Small Non Domestic Two Rate | LVSmall Non Domestic Two Rate | 7.881% | 8.106% | 5.869% | 2.012% | 2.237% | 2.012% | 2.237%
LPN | LV | Small Non Domestic Off Peak (related MPAN) | LVSmall Non Domestic Off Peak (related MPAN) |  |  | 5.869%
LPN | LV | LV Medium Non-Domestic | LVLV Medium Non-Domestic | 21.78% | 8.3% | 5.869% | 15.91% | 2.43% | 15.91% | 2.43%
LPN | LV | LV Sub Medium Non-Domestic | LVLV Sub Medium Non-Domestic |  |  | 5.869%
LPN | LV | HV Medium Non-Domestic | LVHV Medium Non-Domestic |  |  | 5.869%
LPN | LV | LV Network Domestic | LVLV Network Domestic | 18.69% | 8.3% | 5.869% | 12.82% | 2.43% | 12.82% | 2.43%
LPN | LV | LV Network Non-Domestic Non-CT | LVLV Network Non-Domestic Non-CT | 19.68% | 8.3% | 5.869% | 13.81% | 2.43% | 13.81% | 2.43%
LPN | LV | LV HH Metered | LVLV HH Metered | 2.075% | 8.3% | 5.869% | -3.795% | 2.43% | 3.795% | 2.43%
LPN | LV | LV Sub HH Metered | LVLV Sub HH Metered |  |  | 5.869%
LPN | LV | HV HH Metered | LVHV HH Metered |  |  | 5.869%
LPN | LV | NHH UMS category A | LVNHH UMS category A | 25.71% | 8.3% | 5.869% | 19.84% | 2.43% | 19.84% | 2.43%
LPN | LV | NHH UMS category B | LVNHH UMS category B | 22.93% | 8.3% | 5.869% | 17.06% | 2.43% | 17.06% | 2.43%
LPN | LV | NHH UMS category C | LVNHH UMS category C | 22.55% | 8.3% | 5.869% | 16.68% | 2.43% | 16.68% | 2.43%
LPN | LV | NHH UMS category D | LVNHH UMS category D | 27.1% | 8.3% | 5.869% | 21.23% | 2.43% | 21.23% | 2.43%
LPN | LV | LV UMS (Pseudo HH Metered) | LVLV UMS (Pseudo HH Metered) | 37.13% | 8.3% | 5.869% | 31.26% | 2.43% | 31.26% | 2.43%
LPN | HV | Domestic Unrestricted | HVDomestic Unrestricted | 13.19% | 6.948% | 5.869% | 7.32% | 1.079% | 7.32% | 1.079%
LPN | HV | Domestic Two Rate | HVDomestic Two Rate | 16.83% | 6.145% | 5.869% | 10.96% | 0.2757% | 10.96% | 0.2757%
LPN | HV | Domestic Off Peak (related MPAN) | HVDomestic Off Peak (related MPAN) |  |  | 5.869%
LPN | HV | Small Non Domestic Unrestricted | HVSmall Non Domestic Unrestricted | 0.02915% | 6.948% | 5.869% | -5.84% | 1.079% | 5.84% | 1.079%
LPN | HV | Small Non Domestic Two Rate | HVSmall Non Domestic Two Rate | 6.535% | 6.757% | 5.869% | 0.6653% | 0.8875% | 0.6653% | 0.8875%
LPN | HV | Small Non Domestic Off Peak (related MPAN) | HVSmall Non Domestic Off Peak (related MPAN) |  |  | 5.869%
LPN | HV | LV Medium Non-Domestic | HVLV Medium Non-Domestic | 20.26% | 6.948% | 5.869% | 14.39% | 1.079% | 14.39% | 1.079%
LPN | HV | LV Sub Medium Non-Domestic | HVLV Sub Medium Non-Domestic |  |  | 5.869%
LPN | HV | HV Medium Non-Domestic | HVHV Medium Non-Domestic |  |  | 5.869%
LPN | HV | LV Network Domestic | HVLV Network Domestic | 17.21% | 6.948% | 5.869% | 11.34% | 1.079% | 11.34% | 1.079%
LPN | HV | LV Network Non-Domestic Non-CT | HVLV Network Non-Domestic Non-CT | 18.19% | 20.73% | 5.869% | 12.32% | 14.86% | 12.32% | 14.86%
LPN | HV | LV HH Metered | HVLV HH Metered | 0.8009% | 6.948% | 5.869% | -5.068% | 1.079% | 5.068% | 1.079%
LPN | HV | LV Sub HH Metered | HVLV Sub HH Metered | 11.55% | 6.29% | 5.869% | 5.68% | 0.4211% | 5.68% | 0.4211%
LPN | HV | HV HH Metered | HVHV HH Metered | 1.295% | 5.557% | 5.869% | -4.574% | -0.3127% | 4.574% | 0.3127%
LPN | HV | NHH UMS category A | HVNHH UMS category A | 24.14% | 6.948% | 5.869% | 18.27% | 1.079% | 18.27% | 1.079%
LPN | HV | NHH UMS category B | HVNHH UMS category B | 21.39% | 6.948% | 5.869% | 15.52% | 1.079% | 15.52% | 1.079%
LPN | HV | NHH UMS category C | HVNHH UMS category C | 21.02% | 6.948% | 5.869% | 15.15% | 1.079% | 15.15% | 1.079%
LPN | HV | NHH UMS category D | HVNHH UMS category D | 25.52% | 6.948% | 5.869% | 19.65% | 1.079% | 19.65% | 1.079%
LPN | HV | LV UMS (Pseudo HH Metered) | HVLV UMS (Pseudo HH Metered) | 35.42% | 6.948% | 5.869% | 29.55% | 1.079% | 29.55% | 1.079%
SPN | LV | Domestic Unrestricted | LVDomestic Unrestricted | 10.43% | 8.846% | 9.953% | 0.4816% | -1.107% | 0.4816% | 1.107%
SPN | LV | Domestic Two Rate | LVDomestic Two Rate | 11.88% | 8.823% | 9.953% | 1.923% | -1.13% | 1.923% | 1.13%
SPN | LV | Domestic Off Peak (related MPAN) | LVDomestic Off Peak (related MPAN) | 10.75% | 7.696% | 9.953% | 0.7966% | -2.257% | 0.7966% | 2.257%
SPN | LV | Small Non Domestic Unrestricted | LVSmall Non Domestic Unrestricted | 13.38% | 8.846% | 9.953% | 3.429% | -1.107% | 3.429% | 1.107%
SPN | LV | Small Non Domestic Two Rate | LVSmall Non Domestic Two Rate | 16.79% | 8.907% | 9.953% | 6.839% | -1.046% | 6.839% | 1.046%
SPN | LV | Small Non Domestic Off Peak (related MPAN) | LVSmall Non Domestic Off Peak (related MPAN) | 0.7981% | -6.007% | 9.953% | -9.155% | -15.96% | 9.155% | 15.96%
SPN | LV | LV Medium Non-Domestic | LVLV Medium Non-Domestic | 17.42% | 8.846% | 9.953% | 7.468% | -1.107% | 7.468% | 1.107%
SPN | LV | LV Sub Medium Non-Domestic | LVLV Sub Medium Non-Domestic |  |  | 9.953%
SPN | LV | HV Medium Non-Domestic | LVHV Medium Non-Domestic |  |  | 9.953%
SPN | LV | LV Network Domestic | LVLV Network Domestic | -22.45% | 8.846% | 9.953% | -32.4% | -1.107% | 32.4% | 1.107%
SPN | LV | LV Network Non-Domestic Non-CT | LVLV Network Non-Domestic Non-CT | 4.566% | 8.846% | 9.953% | -5.387% | -1.107% | 5.387% | 1.107%
SPN | LV | LV HH Metered | LVLV HH Metered | 6.369% | 8.846% | 9.953% | -3.584% | -1.107% | 3.584% | 1.107%
SPN | LV | LV Sub HH Metered | LVLV Sub HH Metered |  |  | 9.953%
SPN | LV | HV HH Metered | LVHV HH Metered |  |  | 9.953%
SPN | LV | NHH UMS category A | LVNHH UMS category A | 5.579% | 8.846% | 9.953% | -4.374% | -1.107% | 4.374% | 1.107%
SPN | LV | NHH UMS category B | LVNHH UMS category B | 2.548% | 8.846% | 9.953% | -7.405% | -1.107% | 7.405% | 1.107%
SPN | LV | NHH UMS category C | LVNHH UMS category C | -0.3971% | 8.846% | 9.953% | -10.35% | -1.107% | 10.35% | 1.107%
SPN | LV | NHH UMS category D | LVNHH UMS category D | 9.015% | 8.846% | 9.953% | -0.9381% | -1.107% | 0.9381% | 1.107%
SPN | LV | LV UMS (Pseudo HH Metered) | LVLV UMS (Pseudo HH Metered) | 8.791% | 8.846% | 9.953% | -1.162% | -1.107% | 1.162% | 1.107%
SPN | HV | Domestic Unrestricted | HVDomestic Unrestricted | 10.15% | 8.567% | 9.953% | 0.1984% | -1.386% | 0.1984% | 1.386%
SPN | HV | Domestic Two Rate | HVDomestic Two Rate | 11.59% | 8.544% | 9.953% | 1.636% | -1.409% | 1.636% | 1.409%
SPN | HV | Domestic Off Peak (related MPAN) | HVDomestic Off Peak (related MPAN) | 10.47% | 7.42% | 9.953% | 0.5125% | -2.533% | 0.5125% | 2.533%
SPN | HV | Small Non Domestic Unrestricted | HVSmall Non Domestic Unrestricted | 13.09% | 8.567% | 9.953% | 3.138% | -1.386% | 3.138% | 1.386%
SPN | HV | Small Non Domestic Two Rate | HVSmall Non Domestic Two Rate | 16.49% | 8.628% | 9.953% | 6.539% | -1.325% | 6.539% | 1.325%
SPN | HV | Small Non Domestic Off Peak (related MPAN) | HVSmall Non Domestic Off Peak (related MPAN) | 0.5396% | -6.248% | 9.953% | -9.414% | -16.2% | 9.414% | 16.2%
SPN | HV | LV Medium Non-Domestic | HVLV Medium Non-Domestic | 17.12% | 8.567% | 9.953% | 7.167% | -1.386% | 7.167% | 1.386%
SPN | HV | LV Sub Medium Non-Domestic | HVLV Sub Medium Non-Domestic |  |  | 9.953%
SPN | HV | HV Medium Non-Domestic | HVHV Medium Non-Domestic |  |  | 9.953%
SPN | HV | LV Network Domestic | HVLV Network Domestic | -22.65% | 8.567% | 9.953% | -32.6% | -1.386% | 32.6% | 1.386%
SPN | HV | LV Network Non-Domestic Non-CT | HVLV Network Non-Domestic Non-CT | 4.298% | 8.567% | 9.953% | -5.655% | -1.386% | 5.655% | 1.386%
SPN | HV | LV HH Metered | HVLV HH Metered | 6.096% | 8.567% | 9.953% | -3.857% | -1.386% | 3.857% | 1.386%
SPN | HV | LV Sub HH Metered | HVLV Sub HH Metered | 1.829% | 7.284% | 9.953% | -8.124% | -2.669% | 8.124% | 2.669%
SPN | HV | HV HH Metered | HVHV HH Metered | 3.699% | 6.106% | 9.953% | -6.254% | -3.847% | 6.254% | 3.847%
SPN | HV | NHH UMS category A | HVNHH UMS category A | 5.308% | 8.567% | 9.953% | -4.645% | -1.386% | 4.645% | 1.386%
SPN | HV | NHH UMS category B | HVNHH UMS category B | 2.285% | 8.567% | 9.953% | -7.668% | -1.386% | 7.668% | 1.386%
SPN | HV | NHH UMS category C | HVNHH UMS category C | -0.6526% | 8.567% | 9.953% | -10.61% | -1.386% | 10.61% | 1.386%
SPN | HV | NHH UMS category D | HVNHH UMS category D | 8.735% | 8.567% | 9.953% | -1.218% | -1.386% | 1.218% | 1.386%
SPN | HV | LV UMS (Pseudo HH Metered) | HVLV UMS (Pseudo HH Metered) | 8.512% | 8.567% | 9.953% | -1.441% | -1.386% | 1.441% | 1.386%
EPN | LV | Domestic Unrestricted | LVDomestic Unrestricted | 8.276% | 10.21% | 7.291% | 0.9848% | 2.918% | 0.9848% | 2.918%
EPN | LV | Domestic Two Rate | LVDomestic Two Rate | 9.368% | 9.843% | 7.291% | 2.077% | 2.553% | 2.077% | 2.553%
EPN | LV | Domestic Off Peak (related MPAN) | LVDomestic Off Peak (related MPAN) | 19.9% | 20.41% | 7.291% | 12.6% | 13.12% | 12.6% | 13.12%
EPN | LV | Small Non Domestic Unrestricted | LVSmall Non Domestic Unrestricted | 11.29% | 10.21% | 7.291% | 3.998% | 2.918% | 3.998% | 2.918%
EPN | LV | Small Non Domestic Two Rate | LVSmall Non Domestic Two Rate | 8.337% | 10.08% | 7.291% | 1.046% | 2.793% | 1.046% | 2.793%
EPN | LV | Small Non Domestic Off Peak (related MPAN) | LVSmall Non Domestic Off Peak (related MPAN) | 12.95% | 14.45% | 7.291% | 5.659% | 7.159% | 5.659% | 7.159%
EPN | LV | LV Medium Non-Domestic | LVLV Medium Non-Domestic | 21.5% | 10.21% | 7.291% | 14.21% | 2.918% | 14.21% | 2.918%
EPN | LV | LV Sub Medium Non-Domestic | LVLV Sub Medium Non-Domestic |  |  | 7.291%
EPN | LV | HV Medium Non-Domestic | LVHV Medium Non-Domestic |  |  | 7.291%
EPN | LV | LV Network Domestic | LVLV Network Domestic | 24.77% | 10.21% | 7.291% | 17.48% | 2.918% | 17.48% | 2.918%
EPN | LV | LV Network Non-Domestic Non-CT | LVLV Network Non-Domestic Non-CT | 9.685% | 10.21% | 7.291% | 2.394% | 2.918% | 2.394% | 2.918%
EPN | LV | LV HH Metered | LVLV HH Metered | 8.039% | 10.21% | 7.291% | 0.7481% | 2.918% | 0.7481% | 2.918%
EPN | LV | LV Sub HH Metered | LVLV Sub HH Metered |  |  | 7.291%
EPN | LV | HV HH Metered | LVHV HH Metered |  |  | 7.291%
EPN | LV | NHH UMS category A | LVNHH UMS category A | 14.91% | 10.21% | 7.291% | 7.624% | 2.918% | 7.624% | 2.918%
EPN | LV | NHH UMS category B | LVNHH UMS category B | 12.23% | 10.21% | 7.291% | 4.935% | 2.918% | 4.935% | 2.918%
EPN | LV | NHH UMS category C | LVNHH UMS category C | 10.44% | 10.21% | 7.291% | 3.154% | 2.918% | 3.154% | 2.918%
EPN | LV | NHH UMS category D | LVNHH UMS category D | 18.75% | 10.21% | 7.291% | 11.46% | 2.918% | 11.46% | 2.918%
EPN | LV | LV UMS (Pseudo HH Metered) | LVLV UMS (Pseudo HH Metered) | 11.35% | 10.21% | 7.291% | 4.064% | 2.918% | 4.064% | 2.918%
EPN | HV | Domestic Unrestricted | HVDomestic Unrestricted | 7.513% | 9.433% | 7.291% | 0.2224% | 2.142% | 0.2224% | 2.142%
EPN | HV | Domestic Two Rate | HVDomestic Two Rate | 8.598% | 9.07% | 7.291% | 1.307% | 1.779% | 1.307% | 1.779%
EPN | HV | Domestic Off Peak (related MPAN) | HVDomestic Off Peak (related MPAN) | 19.05% | 19.56% | 7.291% | 11.76% | 12.27% | 11.76% | 12.27%
EPN | HV | Small Non Domestic Unrestricted | HVSmall Non Domestic Unrestricted | 10.51% | 9.433% | 7.291% | 3.214% | 2.142% | 3.214% | 2.142%
EPN | HV | Small Non Domestic Two Rate | HVSmall Non Domestic Two Rate | 7.574% | 9.309% | 7.291% | 0.2833% | 2.018% | 0.2833% | 2.018%
EPN | HV | Small Non Domestic Off Peak (related MPAN) | HVSmall Non Domestic Off Peak (related MPAN) | 12.15% | 13.64% | 7.291% | 4.864% | 6.353% | 4.864% | 6.353%
EPN | HV | LV Medium Non-Domestic | HVLV Medium Non-Domestic | 20.64% | 9.433% | 7.291% | 13.35% | 2.142% | 13.35% | 2.142%
EPN | HV | LV Sub Medium Non-Domestic | HVLV Sub Medium Non-Domestic |  |  | 7.291%
EPN | HV | HV Medium Non-Domestic | HVHV Medium Non-Domestic |  |  | 7.291%
EPN | HV | LV Network Domestic | HVLV Network Domestic | 23.89% | 9.433% | 7.291% | 16.6% | 2.142% | 16.6% | 2.142%
EPN | HV | LV Network Non-Domestic Non-CT | HVLV Network Non-Domestic Non-CT | 8.913% | 9.433% | 7.291% | 1.622% | 2.142% | 1.622% | 2.142%
EPN | HV | LV HH Metered | HVLV HH Metered | 7.278% | 9.433% | 7.291% | -0.0126% | 2.142% | 0.0126% | 2.142%
EPN | HV | LV Sub HH Metered | HVLV Sub HH Metered | 7.346% | 8.446% | 7.291% | 0.05538% | 1.155% | 0.05538% | 1.155%
EPN | HV | HV HH Metered | HVHV HH Metered | 6.228% | 7.368% | 7.291% | -1.063% | 0.0767% | 1.063% | 0.0767%
EPN | HV | NHH UMS category A | HVNHH UMS category A | 14.11% | 9.433% | 7.291% | 6.815% | 2.142% | 6.815% | 2.142%
EPN | HV | NHH UMS category B | HVNHH UMS category B | 11.44% | 9.433% | 7.291% | 4.145% | 2.142% | 4.145% | 2.142%
EPN | HV | NHH UMS category C | HVNHH UMS category C | 9.667% | 9.433% | 7.291% | 2.376% | 2.142% | 2.376% | 2.142%
EPN | HV | NHH UMS category D | HVNHH UMS category D | 17.92% | 9.433% | 7.291% | 10.62% | 2.142% | 10.62% | 2.142%
EPN | HV | LV UMS (Pseudo HH Metered) | HVLV UMS (Pseudo HH Metered) | 10.57% | 9.433% | 7.291% | 3.28% | 2.142% | 3.28% | 2.142%
EMID | LV | Domestic Unrestricted | LVDomestic Unrestricted | 3.31% | 5.334% | 4.936% | -1.626% | 0.3979% | 1.626% | 0.3979%
EMID | LV | Domestic Two Rate | LVDomestic Two Rate | 3.755% | 5.131% | 4.936% | -1.181% | 0.1953% | 1.181% | 0.1953%
EMID | LV | Domestic Off Peak (related MPAN) | LVDomestic Off Peak (related MPAN) | 7.741% | 9.17% | 4.936% | 2.805% | 4.234% | 2.805% | 4.234%
EMID | LV | Small Non Domestic Unrestricted | LVSmall Non Domestic Unrestricted | 8.153% | 5.334% | 4.936% | 3.217% | 0.3979% | 3.217% | 0.3979%
EMID | LV | Small Non Domestic Two Rate | LVSmall Non Domestic Two Rate | 7.469% | 5.331% | 4.936% | 2.533% | 0.3948% | 2.533% | 0.3948%
EMID | LV | Small Non Domestic Off Peak (related MPAN) | LVSmall Non Domestic Off Peak (related MPAN) | 9.373% | 7.241% | 4.936% | 4.437% | 2.305% | 4.437% | 2.305%
EMID | LV | LV Medium Non-Domestic | LVLV Medium Non-Domestic | 5.932% | 5.334% | 4.936% | 0.9961% | 0.3979% | 0.9961% | 0.3979%
EMID | LV | LV Sub Medium Non-Domestic | LVLV Sub Medium Non-Domestic |  |  | 4.936%
EMID | LV | HV Medium Non-Domestic | LVHV Medium Non-Domestic |  |  | 4.936%
EMID | LV | LV Network Domestic | LVLV Network Domestic | -7.952% | 5.334% | 4.936% | -12.89% | 0.3979% | 12.89% | 0.3979%
EMID | LV | LV Network Non-Domestic Non-CT | LVLV Network Non-Domestic Non-CT | 9.205% | 5.334% | 4.936% | 4.269% | 0.3979% | 4.269% | 0.3979%
EMID | LV | LV HH Metered | LVLV HH Metered | 5.664% | 5.334% | 4.936% | 0.7279% | 0.3979% | 0.7279% | 0.3979%
EMID | LV | LV Sub HH Metered | LVLV Sub HH Metered |  |  | 4.936%
EMID | LV | HV HH Metered | LVHV HH Metered |  |  | 4.936%
EMID | LV | NHH UMS category A | LVNHH UMS category A | 9.382% | 5.334% | 4.936% | 4.447% | 0.3979% | 4.447% | 0.3979%
EMID | LV | NHH UMS category B | LVNHH UMS category B | 8.281% | 5.334% | 4.936% | 3.345% | 0.3979% | 3.345% | 0.3979%
EMID | LV | NHH UMS category C | LVNHH UMS category C | 7.569% | 5.334% | 4.936% | 2.633% | 0.3979% | 2.633% | 0.3979%
EMID | LV | NHH UMS category D | LVNHH UMS category D | 10.9% | 5.334% | 4.936% | 5.966% | 0.3979% | 5.966% | 0.3979%
EMID | LV | LV UMS (Pseudo HH Metered) | LVLV UMS (Pseudo HH Metered) | 3.449% | 5.334% | 4.936% | -1.487% | 0.3979% | 1.487% | 0.3979%
EMID | HV | Domestic Unrestricted | HVDomestic Unrestricted | 3.012% | 5.03% | 4.936% | -1.924% | 0.09406% | 1.924% | 0.09406%
EMID | HV | Domestic Two Rate | HVDomestic Two Rate | 3.456% | 4.828% | 4.936% | -1.48% | -0.1079% | 1.48% | 0.1079%
EMID | HV | Domestic Off Peak (related MPAN) | HVDomestic Off Peak (related MPAN) | 7.43% | 8.855% | 4.936% | 2.494% | 3.919% | 2.494% | 3.919%
EMID | HV | Small Non Domestic Unrestricted | HVSmall Non Domestic Unrestricted | 7.841% | 5.03% | 4.936% | 2.905% | 0.09406% | 2.905% | 0.09406%
EMID | HV | Small Non Domestic Two Rate | HVSmall Non Domestic Two Rate | 7.159% | 5.027% | 4.936% | 2.223% | 0.09102% | 2.223% | 0.09102%
EMID | HV | Small Non Domestic Off Peak (related MPAN) | HVSmall Non Domestic Off Peak (related MPAN) | 9.057% | 6.932% | 4.936% | 4.121% | 1.996% | 4.121% | 1.996%
EMID | HV | LV Medium Non-Domestic | HVLV Medium Non-Domestic | 5.626% | 5.03% | 4.936% | 0.6906% | 0.09406% | 0.6906% | 0.09406%
EMID | HV | LV Sub Medium Non-Domestic | HVLV Sub Medium Non-Domestic |  |  | 4.936%
EMID | HV | HV Medium Non-Domestic | HVHV Medium Non-Domestic |  |  | 4.936%
EMID | HV | LV Network Domestic | HVLV Network Domestic | -8.218% | 5.03% | 4.936% | -13.15% | 0.09406% | 13.15% | 0.09406%
EMID | HV | LV Network Non-Domestic Non-CT | HVLV Network Non-Domestic Non-CT | 8.89% | 5.03% | 4.936% | 3.954% | 0.09406% | 3.954% | 0.09406%
EMID | HV | LV HH Metered | HVLV HH Metered | 5.359% | 5.03% | 4.936% | 0.4231% | 0.09406% | 0.4231% | 0.09406%
EMID | HV | LV Sub HH Metered | HVLV Sub HH Metered | 3.75% | 3.65% | 4.936% | -1.185% | -1.286% | 1.185% | 1.286%
EMID | HV | HV HH Metered | HVHV HH Metered | 3.513% | 1.703% | 4.936% | -1.423% | -3.232% | 1.423% | 3.232%
EMID | HV | NHH UMS category A | HVNHH UMS category A | 9.067% | 5.03% | 4.936% | 4.131% | 0.09406% | 4.131% | 0.09406%
EMID | HV | NHH UMS category B | HVNHH UMS category B | 7.969% | 5.03% | 4.936% | 3.033% | 0.09406% | 3.033% | 0.09406%
EMID | HV | NHH UMS category C | HVNHH UMS category C | 7.259% | 5.03% | 4.936% | 2.323% | 0.09406% | 2.323% | 0.09406%
EMID | HV | NHH UMS category D | HVNHH UMS category D | 10.58% | 5.03% | 4.936% | 5.646% | 0.09406% | 5.646% | 0.09406%
EMID | HV | LV UMS (Pseudo HH Metered) | HVLV UMS (Pseudo HH Metered) | 3.151% | 5.03% | 4.936% | -1.785% | 0.09406% | 1.785% | 0.09406%
WMID | LV | Domestic Unrestricted | LVDomestic Unrestricted | 1.644% | 2.891% | 2.391% | -0.747% | 0.5002% | 0.747% | 0.5002%
WMID | LV | Domestic Two Rate | LVDomestic Two Rate | 2.002% | 2.886% | 2.391% | -0.389% | 0.4952% | 0.389% | 0.4952%
WMID | LV | Domestic Off Peak (related MPAN) | LVDomestic Off Peak (related MPAN) | 4.284% | 5.186% | 2.391% | 1.893% | 2.795% | 1.893% | 2.795%
WMID | LV | Small Non Domestic Unrestricted | LVSmall Non Domestic Unrestricted | 4.038% | 2.891% | 2.391% | 1.647% | 0.5002% | 1.647% | 0.5002%
WMID | LV | Small Non Domestic Two Rate | LVSmall Non Domestic Two Rate | 3.857% | 2.955% | 2.391% | 1.467% | 0.5642% | 1.467% | 0.5642%
WMID | LV | Small Non Domestic Off Peak (related MPAN) | LVSmall Non Domestic Off Peak (related MPAN) | 2.632% | 1.749% | 2.391% | 0.2409% | -0.6419% | 0.2409% | 0.6419%
WMID | LV | LV Medium Non-Domestic | LVLV Medium Non-Domestic | 4.111% | 2.891% | 2.391% | 1.72% | 0.5002% | 1.72% | 0.5002%
WMID | LV | LV Sub Medium Non-Domestic | LVLV Sub Medium Non-Domestic |  |  | 2.391%
WMID | LV | HV Medium Non-Domestic | LVHV Medium Non-Domestic |  |  | 2.391%
WMID | LV | LV Network Domestic | LVLV Network Domestic | -7.323% | 2.891% | 2.391% | -9.713% | 0.5002% | 9.713% | 0.5002%
WMID | LV | LV Network Non-Domestic Non-CT | LVLV Network Non-Domestic Non-CT | 4.531% | 2.891% | 2.391% | 2.14% | 0.5002% | 2.14% | 0.5002%
WMID | LV | LV HH Metered | LVLV HH Metered | 5.552% | 2.891% | 2.391% | 3.161% | 0.5002% | 3.161% | 0.5002%
WMID | LV | LV Sub HH Metered | LVLV Sub HH Metered |  |  | 2.391%
WMID | LV | HV HH Metered | LVHV HH Metered |  |  | 2.391%
WMID | LV | NHH UMS category A | LVNHH UMS category A | 6.486% | 2.891% | 2.391% | 4.095% | 0.5002% | 4.095% | 0.5002%
WMID | LV | NHH UMS category B | LVNHH UMS category B | 5.066% | 2.891% | 2.391% | 2.675% | 0.5002% | 2.675% | 0.5002%
WMID | LV | NHH UMS category C | LVNHH UMS category C | 3.628% | 2.891% | 2.391% | 1.237% | 0.5002% | 1.237% | 0.5002%
WMID | LV | NHH UMS category D | LVNHH UMS category D | 8.242% | 2.891% | 2.391% | 5.851% | 0.5002% | 5.851% | 0.5002%
WMID | LV | LV UMS (Pseudo HH Metered) | LVLV UMS (Pseudo HH Metered) | 6.088% | 2.891% | 2.391% | 3.697% | 0.5002% | 3.697% | 0.5002%
WMID | HV | Domestic Unrestricted | HVDomestic Unrestricted | 1.247% | 2.489% | 2.391% | -1.144% | 0.09821% | 1.144% | 0.09821%
WMID | HV | Domestic Two Rate | HVDomestic Two Rate | 1.603% | 2.484% | 2.391% | -0.7876% | 0.09323% | 0.7876% | 0.09323%
WMID | HV | Domestic Off Peak (related MPAN) | HVDomestic Off Peak (related MPAN) | 3.876% | 4.775% | 2.391% | 1.485% | 2.384% | 1.485% | 2.384%
WMID | HV | Small Non Domestic Unrestricted | HVSmall Non Domestic Unrestricted | 3.631% | 2.489% | 2.391% | 1.24% | 0.09821% | 1.24% | 0.09821%
WMID | HV | Small Non Domestic Two Rate | HVSmall Non Domestic Two Rate | 3.452% | 2.553% | 2.391% | 1.061% | 0.1619% | 1.061% | 0.1619%
WMID | HV | Small Non Domestic Off Peak (related MPAN) | HVSmall Non Domestic Off Peak (related MPAN) | 2.231% | 1.351% | 2.391% | -0.1601% | -1.039% | 0.1601% | 1.039%
WMID | HV | LV Medium Non-Domestic | HVLV Medium Non-Domestic | 3.704% | 2.489% | 2.391% | 1.313% | 0.09821% | 1.313% | 0.09821%
WMID | HV | LV Sub Medium Non-Domestic | HVLV Sub Medium Non-Domestic |  |  | 2.391%
WMID | HV | HV Medium Non-Domestic | HVHV Medium Non-Domestic |  |  | 2.391%
WMID | HV | LV Network Domestic | HVLV Network Domestic | -7.685% | 2.489% | 2.391% | -10.08% | 0.09821% | 10.08% | 0.09821%
WMID | HV | LV Network Non-Domestic Non-CT | HVLV Network Non-Domestic Non-CT | 4.123% | 2.489% | 2.391% | 1.732% | 0.09821% | 1.732% | 0.09821%
WMID | HV | LV HH Metered | HVLV HH Metered | 5.14% | 2.489% | 2.391% | 2.749% | 0.09821% | 2.749% | 0.09821%
WMID | HV | LV Sub HH Metered | HVLV Sub HH Metered | -1.172% | 1.244% | 2.391% | -3.563% | -1.147% | 3.563% | 1.147%
WMID | HV | HV HH Metered | HVHV HH Metered | 0.2314% | -0.6425% | 2.391% | -2.159% | -3.033% | 2.159% | 3.033%
WMID | HV | NHH UMS category A | HVNHH UMS category A | 6.069% | 2.489% | 2.391% | 3.679% | 0.09821% | 3.679% | 0.09821%
WMID | HV | NHH UMS category B | HVNHH UMS category B | 4.655% | 2.489% | 2.391% | 2.265% | 0.09821% | 2.265% | 0.09821%
WMID | HV | NHH UMS category C | HVNHH UMS category C | 3.223% | 2.489% | 2.391% | 0.8325% | 0.09821% | 0.8325% | 0.09821%
WMID | HV | NHH UMS category D | HVNHH UMS category D | 7.819% | 2.489% | 2.391% | 5.429% | 0.09821% | 5.429% | 0.09821%
WMID | HV | LV UMS (Pseudo HH Metered) | HVLV UMS (Pseudo HH Metered) | 5.673% | 2.489% | 2.391% | 3.283% | 0.09821% | 3.283% | 0.09821%
SWEST | LV | Domestic Unrestricted | LVDomestic Unrestricted | 2.07% | 2.481% | 1.59% | 0.4797% | 0.8903% | 0.4797% | 0.8903%
SWEST | LV | Domestic Two Rate | LVDomestic Two Rate | 1.797% | 2.653% | 1.59% | 0.2062% | 1.062% | 0.2062% | 1.062%
SWEST | LV | Domestic Off Peak (related MPAN) | LVDomestic Off Peak (related MPAN) | 1.405% | 2.185% | 1.59% | -0.1853% | 0.5945% | 0.1853% | 0.5945%
SWEST | LV | Small Non Domestic Unrestricted | LVSmall Non Domestic Unrestricted | 4.482% | 2.481% | 1.59% | 2.892% | 0.8903% | 2.892% | 0.8903%
SWEST | LV | Small Non Domestic Two Rate | LVSmall Non Domestic Two Rate | 4.011% | 2.62% | 1.59% | 2.421% | 1.03% | 2.421% | 1.03%
SWEST | LV | Small Non Domestic Off Peak (related MPAN) | LVSmall Non Domestic Off Peak (related MPAN) | 1.401% | 0.06072% | 1.59% | -0.1893% | -1.53% | 0.1893% | 1.53%
SWEST | LV | LV Medium Non-Domestic | LVLV Medium Non-Domestic | 4.269% | 2.481% | 1.59% | 2.679% | 0.8903% | 2.679% | 0.8903%
SWEST | LV | LV Sub Medium Non-Domestic | LVLV Sub Medium Non-Domestic |  |  | 1.59%
SWEST | LV | HV Medium Non-Domestic | LVHV Medium Non-Domestic |  |  | 1.59%
SWEST | LV | LV Network Domestic | LVLV Network Domestic | -39.59% | 2.481% | 1.59% | -41.18% | 0.8903% | 41.18% | 0.8903%
SWEST | LV | LV Network Non-Domestic Non-CT | LVLV Network Non-Domestic Non-CT | 4.945% | 2.481% | 1.59% | 3.355% | 0.8903% | 3.355% | 0.8903%
SWEST | LV | LV HH Metered | LVLV HH Metered | 4.481% | 2.481% | 1.59% | 2.89% | 0.8903% | 2.89% | 0.8903%
SWEST | LV | LV Sub HH Metered | LVLV Sub HH Metered |  |  | 1.59%
SWEST | LV | HV HH Metered | LVHV HH Metered |  |  | 1.59%
SWEST | LV | NHH UMS category A | LVNHH UMS category A | 6.547% | 2.481% | 1.59% | 4.957% | 0.8903% | 4.957% | 0.8903%
SWEST | LV | NHH UMS category B | LVNHH UMS category B | 4.936% | 2.481% | 1.59% | 3.346% | 0.8903% | 3.346% | 0.8903%
SWEST | LV | NHH UMS category C | LVNHH UMS category C | 4.82% | 2.481% | 1.59% | 3.23% | 0.8903% | 3.23% | 0.8903%
SWEST | LV | NHH UMS category D | LVNHH UMS category D | 8.623% | 2.481% | 1.59% | 7.033% | 0.8903% | 7.033% | 0.8903%
SWEST | LV | LV UMS (Pseudo HH Metered) | LVLV UMS (Pseudo HH Metered) | 2.302% | 2.481% | 1.59% | 0.7118% | 0.8903% | 0.7118% | 0.8903%
SWEST | HV | Domestic Unrestricted | HVDomestic Unrestricted | 0.8795% | 1.285% | 1.59% | -0.7108% | -0.3051% | 0.7108% | 0.3051%
SWEST | HV | Domestic Two Rate | HVDomestic Two Rate | 0.6092% | 1.455% | 1.59% | -0.9811% | -0.1349% | 0.9811% | 0.1349%
SWEST | HV | Domestic Off Peak (related MPAN) | HVDomestic Off Peak (related MPAN) | 0.2223% | 0.9929% | 1.59% | -1.368% | -0.5974% | 1.368% | 0.5974%
SWEST | HV | Small Non Domestic Unrestricted | HVSmall Non Domestic Unrestricted | 3.264% | 1.285% | 1.59% | 1.673% | -0.3051% | 1.673% | 0.3051%
SWEST | HV | Small Non Domestic Two Rate | HVSmall Non Domestic Two Rate | 2.798% | 1.423% | 1.59% | 1.208% | -0.1675% | 1.208% | 0.1675%
SWEST | HV | Small Non Domestic Off Peak (related MPAN) | HVSmall Non Domestic Off Peak (related MPAN) | 0.2183% | -1.106% | 1.59% | -1.372% | -2.697% | 1.372% | 2.697%
SWEST | HV | LV Medium Non-Domestic | HVLV Medium Non-Domestic | 3.053% | 1.285% | 1.59% | 1.463% | -0.3051% | 1.463% | 0.3051%
SWEST | HV | LV Sub Medium Non-Domestic | HVLV Sub Medium Non-Domestic |  |  | 1.59%
SWEST | HV | HV Medium Non-Domestic | HVHV Medium Non-Domestic |  |  | 1.59%
SWEST | HV | LV Network Domestic | HVLV Network Domestic | -40.3% | 1.285% | 1.59% | -41.89% | -0.3051% | 41.89% | 0.3051%
SWEST | HV | LV Network Non-Domestic Non-CT | HVLV Network Non-Domestic Non-CT | 3.721% | 1.285% | 1.59% | 2.131% | -0.3051% | 2.131% | 0.3051%
SWEST | HV | LV HH Metered | HVLV HH Metered | 3.262% | 1.285% | 1.59% | 1.672% | -0.3051% | 1.672% | 0.3051%
SWEST | HV | LV Sub HH Metered | HVLV Sub HH Metered | 0.2355% | 0.3198% | 1.59% | -1.355% | -1.27% | 1.355% | 1.27%
SWEST | HV | HV HH Metered | HVHV HH Metered | -0.1666% | -0.7856% | 1.59% | -1.757% | -2.376% | 1.757% | 2.376%
SWEST | HV | NHH UMS category A | HVNHH UMS category A | 5.305% | 1.285% | 1.59% | 3.714% | -0.3051% | 3.714% | 0.3051%
SWEST | HV | NHH UMS category B | HVNHH UMS category B | 3.712% | 1.285% | 1.59% | 2.122% | -0.3051% | 2.122% | 0.3051%
SWEST | HV | NHH UMS category C | HVNHH UMS category C | 3.597% | 1.285% | 1.59% | 2.007% | -0.3051% | 2.007% | 0.3051%
SWEST | HV | NHH UMS category D | HVNHH UMS category D | 7.356% | 1.285% | 1.59% | 5.766% | -0.3051% | 5.766% | 0.3051%
SWEST | HV | LV UMS (Pseudo HH Metered) | HVLV UMS (Pseudo HH Metered) | 1.109% | 1.285% | 1.59% | -0.4814% | -0.3051% | 0.4814% | 0.3051%
SWALES | LV | Domestic Unrestricted | LVDomestic Unrestricted | 2.732% | 1.558% | 3.218% | -0.4866% | -1.66% | 0.4866% | 1.66%
SWALES | LV | Domestic Two Rate | LVDomestic Two Rate | 3.076% | 1.57% | 3.218% | -0.1428% | -1.648% | 0.1428% | 1.648%
SWALES | LV | Domestic Off Peak (related MPAN) | LVDomestic Off Peak (related MPAN) | 4.605% | 3.075% | 3.218% | 1.387% | -0.1433% | 1.387% | 0.1433%
SWALES | LV | Small Non Domestic Unrestricted | LVSmall Non Domestic Unrestricted | -1.464% | 1.558% | 3.218% | -4.682% | -1.66% | 4.682% | 1.66%
SWALES | LV | Small Non Domestic Two Rate | LVSmall Non Domestic Two Rate | 1.806% | 1.523% | 3.218% | -1.412% | -1.696% | 1.412% | 1.696%
SWALES | LV | Small Non Domestic Off Peak (related MPAN) | LVSmall Non Domestic Off Peak (related MPAN) | 4.53% | 4.217% | 3.218% | 1.312% | 0.9987% | 1.312% | 0.9987%
SWALES | LV | LV Medium Non-Domestic | LVLV Medium Non-Domestic | 3.877% | 1.558% | 3.218% | 0.6588% | -1.66% | 0.6588% | 1.66%
SWALES | LV | LV Sub Medium Non-Domestic | LVLV Sub Medium Non-Domestic |  |  | 3.218%
SWALES | LV | HV Medium Non-Domestic | LVHV Medium Non-Domestic |  |  | 3.218%
SWALES | LV | LV Network Domestic | LVLV Network Domestic | -4.197% | 1.558% | 3.218% | -7.416% | -1.66% | 7.416% | 1.66%
SWALES | LV | LV Network Non-Domestic Non-CT | LVLV Network Non-Domestic Non-CT | -1.449% | 1.558% | 3.218% | -4.668% | -1.66% | 4.668% | 1.66%
SWALES | LV | LV HH Metered | LVLV HH Metered | 4.227% | 1.558% | 3.218% | 1.008% | -1.66% | 1.008% | 1.66%
SWALES | LV | LV Sub HH Metered | LVLV Sub HH Metered |  |  | 3.218%
SWALES | LV | HV HH Metered | LVHV HH Metered |  |  | 3.218%
SWALES | LV | NHH UMS category A | LVNHH UMS category A | 6.876% | 1.558% | 3.218% | 3.657% | -1.66% | 3.657% | 1.66%
SWALES | LV | NHH UMS category B | LVNHH UMS category B | 7.671% | 1.558% | 3.218% | 4.453% | -1.66% | 4.453% | 1.66%
SWALES | LV | NHH UMS category C | LVNHH UMS category C | 8.993% | 1.558% | 3.218% | 5.775% | -1.66% | 5.775% | 1.66%
SWALES | LV | NHH UMS category D | LVNHH UMS category D | 5.892% | 1.558% | 3.218% | 2.674% | -1.66% | 2.674% | 1.66%
SWALES | LV | LV UMS (Pseudo HH Metered) | LVLV UMS (Pseudo HH Metered) | 5.027% | 1.558% | 3.218% | 1.809% | -1.66% | 1.809% | 1.66%
SWALES | HV | Domestic Unrestricted | HVDomestic Unrestricted | 4.275% | 3.084% | 3.218% | 1.057% | -0.1343% | 1.057% | 0.1343%
SWALES | HV | Domestic Two Rate | HVDomestic Two Rate | 4.624% | 3.096% | 3.218% | 1.406% | -0.1223% | 1.406% | 0.1223%
SWALES | HV | Domestic Off Peak (related MPAN) | HVDomestic Off Peak (related MPAN) | 6.177% | 4.624% | 3.218% | 2.958% | 1.405% | 2.958% | 1.405%
SWALES | HV | Small Non Domestic Unrestricted | HVSmall Non Domestic Unrestricted | 0.01657% | 3.084% | 3.218% | -3.202% | -0.1343% | 3.202% | 0.1343%
SWALES | HV | Small Non Domestic Two Rate | HVSmall Non Domestic Two Rate | 3.336% | 3.048% | 3.218% | 0.1173% | -0.1707% | 0.1173% | 0.1707%
SWALES | HV | Small Non Domestic Off Peak (related MPAN) | HVSmall Non Domestic Off Peak (related MPAN) | 6.1% | 5.783% | 3.218% | 2.882% | 2.564% | 2.882% | 2.564%
SWALES | HV | LV Medium Non-Domestic | HVLV Medium Non-Domestic | 5.438% | 3.084% | 3.218% | 2.219% | -0.1343% | 2.219% | 0.1343%
SWALES | HV | LV Sub Medium Non-Domestic | HVLV Sub Medium Non-Domestic |  |  | 3.218%
SWALES | HV | HV Medium Non-Domestic | HVHV Medium Non-Domestic |  |  | 3.218%
SWALES | HV | LV Network Domestic | HVLV Network Domestic | -2.758% | 3.084% | 3.218% | -5.976% | -0.1343% | 5.976% | 0.1343%
SWALES | HV | LV Network Non-Domestic Non-CT | HVLV Network Non-Domestic Non-CT | 0.03115% | 3.084% | 3.218% | -3.187% | -0.1343% | 3.187% | 0.1343%
SWALES | HV | LV HH Metered | HVLV HH Metered | 5.793% | 3.084% | 3.218% | 2.574% | -0.1343% | 2.574% | 0.1343%
SWALES | HV | LV Sub HH Metered | HVLV Sub HH Metered | 1.175% | 2.238% | 3.218% | -2.043% | -0.9805% | 2.043% | 0.9805%
SWALES | HV | HV HH Metered | HVHV HH Metered | 2.976% | 1.248% | 3.218% | -0.2424% | -1.971% | 0.2424% | 1.971%
SWALES | HV | NHH UMS category A | HVNHH UMS category A | 8.481% | 3.084% | 3.218% | 5.263% | -0.1343% | 5.263% | 0.1343%
SWALES | HV | NHH UMS category B | HVNHH UMS category B | 9.289% | 3.084% | 3.218% | 6.07% | -0.1343% | 6.07% | 0.1343%
SWALES | HV | NHH UMS category C | HVNHH UMS category C | 10.63% | 3.084% | 3.218% | 7.412% | -0.1343% | 7.412% | 0.1343%
SWALES | HV | NHH UMS category D | HVNHH UMS category D | 7.483% | 3.084% | 3.218% | 4.265% | -0.1343% | 4.265% | 0.1343%
SWALES | HV | LV UMS (Pseudo HH Metered) | HVLV UMS (Pseudo HH Metered) | 6.605% | 3.084% | 3.218% | 3.386% | -0.1343% | 3.386% | 0.1343%