## Index
Index for Electricity North West in 2017/2018 (December 2015)
This document, model or dataset has been prepared by or for Reckon LLP on the instructions of the DCUSA Panel or one of its working
groups. Only the DCUSA Panel and its working groups have authority to approve this material as meeting their requirements.
Reckon LLP makes no representation about the suitability of this material for the purposes of complying with any licence
conditions or furthering any relevant objective.
UNLESS STATED OTHERWISE, THIS WORKBOOK IS ONLY A PROTOTYPE FOR TESTING PURPOSES AND ALL THE DATA IN THIS MODEL ARE FOR ILLUSTRATION ONLY.
This workbook is structured as a sequential series of named and numbered tables. There is a list of
tables below, with hyperlinks. Above each calculation table, there is a description of the calculations
and hyperlinks to tables from which data are used. Hyperlinks point to the first relevant table column
heading in the relevant table. Scrolling up or down is usually required after clicking a hyperlink in
order to bring the relevant data and/or headings into view. Some versions of Microsoft Excel can
display a "Back" button, which can be useful when using hyperlinks to navigate around the workbook.
Copyright 2009-2011 Energy Networks Association Limited and others. Copyright 2011-2016 Franck Latrémolière, Reckon LLP and others.
The code used to generate this spreadsheet includes open-source software published at https://github.com/f20/power-models.
Use and distribution of the source code is subject to the conditions stated therein. |  | Colour coding
Any redistribution of this software must retain the following disclaimer: |  | Input data
THIS SOFTWARE IS PROVIDED BY AUTHORS AND CONTRIBUTORS "AS IS" AND ANY EXPRESS OR IMPLIED WARRANTIES, INCLUDING, BUT NOT LIMITED |  | Constant value
TO, THE IMPLIED WARRANTIES OF MERCHANTABILITY AND FITNESS FOR A PARTICULAR PURPOSE ARE DISCLAIMED. IN NO EVENT SHALL AUTHORS OR |  | Formula: calculation
CONTRIBUTORS BE LIABLE FOR ANY DIRECT, INDIRECT, INCIDENTAL, SPECIAL, EXEMPLARY, OR CONSEQUENTIAL DAMAGES (INCLUDING, BUT NOT |  | Formula: copy
LIMITED TO, PROCUREMENT OF SUBSTITUTE GOODS OR SERVICES; LOSS OF USE, DATA, OR PROFITS; OR BUSINESS INTERRUPTION) HOWEVER CAUSED |  | Unused cell in input data table
AND ON ANY THEORY OF LIABILITY, WHETHER IN CONTRACT, STRICT LIABILITY, OR TORT (INCLUDING NEGLIGENCE OR OTHERWISE) ARISING IN |  | Unused cell in other table
ANY WAY OUT OF THE USE OF THIS SOFTWARE, EVEN IF ADVISED OF THE POSSIBILITY OF SUCH DAMAGE. |  | Unlocked cell for notes
Worksheet | Table | Type of table
Input | 1000. Company, charging year, data version | Input data
Input | 1001. CDCM target revenue (monetary amounts in £) | Composite
Input | 1010. Financial and general assumptions | Composite
Input | 1017. Diversity allowance between top and bottom of network level | Input data
Input | 1018. Proportion of relevant load going through 132kV/HV direct transformation | Input data
Input | 1019. Network model GSP peak demand (MW) | Input data
Input | 1020. Gross asset cost by network level (£) | Input data
Input | 1022. LV service model asset cost (£) | Input data
Input | 1023. HV service model asset cost (£) | Input data
Input | 1025. Matrix of applicability of LV service models to tariffs with fixed charges | Input data
Input | 1026. Matrix of applicability of LV service models to unmetered tariffs | Input data
Input | 1028. Matrix of applicability of HV service models to tariffs with fixed charges | Input data
Input | 1032. Loss adjustment factors to transmission | Input data
Input | 1037. Embedded network (LDNO) discounts | Input data
Input | 1039. LDNO discounts (p/kWh) | Input data
Input | 1041. Load profile data for demand users | Input data
Input | 1053. Volume forecasts for the charging year | Input data
Input | 1055. Transmission exit charges (£/year) | Input data
Input | 1059. Other expenditure | Input data
Input | 1060. Customer contributions under current connection charging policy | Input data
Input | 1061. Average split of rate 1 units by distribution time band | Input data
Input | 1062. Average split of rate 2 units by distribution time band | Input data
Input | 1064. Average split of rate 1 units by special distribution time band | Input data
Input | 1066. Typical annual hours by special distribution time band | Input data
Input | 1068. Typical annual hours by distribution time band | Input data
Input | 1069. Peaking probabilities by network level | Input data
Input | 1092. Average kVAr by kVA, by network level | Input data
LAFs | 2001. Loss adjustment factors to transmission | Composite
LAFs | 2002. Mapping of DRM network levels to core network levels | Fixed data
LAFs | 2003. Loss adjustment factor to transmission for each DRM network level | Sum-product calculation
LAFs | 2004. Loss adjustment factor to transmission for each network level | Combine tables
LAFs | 2005. Network use factors | Fixed data
LAFs | 2006. Proportion going through 132kV/EHV | Calculation
LAFs | 2007. Proportion going through EHV | Calculation
LAFs | 2008. Proportion going through EHV/HV | Calculation
LAFs | 2009. Rerouteing matrix for all network levels | Combine tables
LAFs | 2010. Network use factors: interim step in calculations before adjustments | Sum-product calculation
LAFs | 2011. Network use factors for all tariffs | Combine tables
LAFs | 2012. Loss adjustment factors between end user meter reading and each network level, scaled by network use | Calculation
DRM | 2101. Annuity rate | Calculation
DRM | 2102. Loss adjustment factor to transmission for each core level | Combine tables
DRM | 2103. Loss adjustment factors | Composite
DRM | 2104. Diversity calculations | Special calculation
DRM | 2105. Network model total maximum demand at substation (MW) | Calculation
DRM | 2106. Network model contribution to system maximum load measured at network level exit (MW) | Calculation
DRM | 2107. Rerouteing matrix for DRM network levels | Combine tables
DRM | 2108. GSP simultaneous maximum load assumed through each network level (MW) | Sum-product calculation
DRM | 2109. Network model annuity by simultaneous maximum load for each network level (£/kW/year) | Calculation
SM | 2201. Asset £/customer from LV service models | Sum-product calculation
SM | 2202. LV unmetered service model assets £/(MWh/year) | Sum-product calculation
SM | 2203. LV unmetered service model asset charge (p/kWh) | Calculation
SM | 2204. Asset £/customer from HV service models | Sum-product calculation
SM | 2205. Service model assets by tariff (£) | Combine tables
SM | 2206. Replacement annuities for service models | Composite
Loads | 2301. Demand coefficient (load at time of system maximum load divided by average load) | Calculation
Loads | 2302. Load coefficient | Combine tables
Loads | 2303. Discount map | Fixed data
Loads | 2304. LDNO discounts and volumes adjusted for discount | Composite
Loads | 2305. Equivalent volume for each end user | Cell summation
Multi | 2401. Adjust annual hours by distribution time band to match days in year | Composite
Multi | 2402. Normalisation of split of rate 1 units by time band | Composite
Multi | 2403. Split of rate 1 units between distribution time bands | Combine tables
Multi | 2404. Normalisation of split of rate 2 units by time band | Composite
Multi | 2405. Split of rate 2 units between distribution time bands | Combine tables
Multi | 2406. Split of rate 3 units between distribution time bands (default) | Fixed data
Multi | 2407. All units (MWh) | Calculation
Multi | 2408. Calculation of implied load coefficients for one-rate users | Calculation
Multi | 2409. Calculation of implied load coefficients for two-rate users | Calculation
Multi | 2410. Calculation of implied load coefficients for three-rate users | Calculation
Multi | 2411. Calculation of adjusted time band load coefficients | Composite
Multi | 2412. Normalisation of peaking probabilities | Composite
Multi | 2413. Peaking probabilities by network level (reshaped) | Reshape table
Multi | 2414. Pseudo load coefficient by time band and network level | Calculation
Multi | 2415. Single rate non half hourly pseudo timeband load coefficients | Copy cells
Multi | 2416. Single rate non half hourly units (MWh) | Copy cells
Multi | 2417. Single rate non half hourly timeband use | Copy cells
Multi | 2418. Single rate non half hourly tariff pseudo load coefficient | Sum-product calculation
Multi | 2419. Multi rate non half hourly units (MWh) | Copy cells
Multi | 2420. Multi rate non half hourly pseudo timeband load coefficients | Copy cells
Multi | 2421. Multi rate non half hourly timeband use | Copy cells
Multi | 2422. Multi rate non half hourly tariff pseudo load coefficient | Sum-product calculation
Multi | 2423. Off-peak non half hourly units (MWh) | Copy cells
Multi | 2424. Off-peak non half hourly pseudo timeband load coefficients | Copy cells
Multi | 2425. Off-peak non half hourly timeband use | Copy cells
Multi | 2426. Off-peak non half hourly tariff pseudo load coefficient | Sum-product calculation
Multi | 2427. Aggregated half hourly units (MWh) | Copy cells
Multi | 2428. Aggregated half hourly pseudo timeband load coefficients | Copy cells
Multi | 2429. Aggregated half hourly timeband use | Copy cells
Multi | 2430. Aggregated half hourly tariff pseudo load coefficient | Sum-product calculation
Multi | 2431. Average non half hourly tariff pseudo load coefficient | Calculation
Multi | 2432. Average non half hourly timeband use | Calculation
Multi | 2433. Aggregated half hourly tariff pseudo load coefficient using average non half hourly unit mix | Sum-product calculation
Multi | 2434. Relative correction factor for aggregated half hourly tariff | Calculation
Multi | 2435. Correction factor for non half hourly tariffs | Calculation
Multi | 2436. Single rate non half hourly corrected pseudo timeband load coefficient | Calculation
Multi | 2437. Multi rate non half hourly corrected pseudo timeband load coefficient | Calculation
Multi | 2438. Off-peak non half hourly corrected pseudo timeband load coefficient | Calculation
Multi | 2439. Aggregated half hourly corrected pseudo timeband load coefficient | Calculation
Multi | 2440. Pseudo load coefficient by time band and network level (equalised) | Combine tables
Multi | 2441. Unit rate 1 pseudo load coefficient by network level | Sum-product calculation
Multi | 2442. Unit rate 2 pseudo load coefficient by network level | Sum-product calculation
Multi | 2443. Unit rate 3 pseudo load coefficient by network level | Sum-product calculation
Multi | 2444. Adjust annual hours by special distribution time band to match days in year | Composite
Multi | 2445. Normalisation of split of rate 1 units by special time band | Composite
Multi | 2446. Split of rate 1 units between special distribution time bands | Combine tables
Multi | 2447. Split of rate 2 units between special distribution time bands (default) | Fixed data
Multi | 2448. Split of rate 3 units between special distribution time bands (default) | Fixed data
Multi | 2449. Calculation of implied special load coefficients for one-rate users | Calculation
Multi | 2450. Calculation of implied special load coefficients for three-rate users | Calculation
Multi | 2451. Estimated contributions to peak demand | Composite
Multi | 2452. Load coefficient correction factor for the group | Calculation
Multi | 2453. Calculation of special peaking probabilities | Composite
Multi | 2454. Special peaking probabilities by network level | Combine tables
Multi | 2455. Special peaking probabilities by network level (reshaped) | Reshape table
Multi | 2456. Pseudo load coefficient by special time band and network level | Calculation
Multi | 2457. Unit rate 1 pseudo load coefficient by network level (special) | Sum-product calculation
Multi | 2458. Unit rate 2 pseudo load coefficient by network level (special) | Sum-product calculation
Multi | 2459. Unit rate 3 pseudo load coefficient by network level (special) | Sum-product calculation
Multi | 2460. Unit rate 1 pseudo load coefficient by network level (combined) | Combine tables
Multi | 2461. Unit rate 2 pseudo load coefficient by network level (combined) | Combine tables
Multi | 2462. Unit rate 3 pseudo load coefficient by network level (combined) | Combine tables
SMD | 2501. Contributions of users on one-rate multi tariffs to system simultaneous maximum load by network level (kW) | Calculation
SMD | 2502. Contributions of users on two-rate multi tariffs to system simultaneous maximum load by network level (kW) | Calculation
SMD | 2503. Contributions of users on three-rate multi tariffs to system simultaneous maximum load by network level (kW) | Calculation
SMD | 2504. Estimated contributions of users on each tariff to system simultaneous maximum load by network level (kW) | Calculation
SMD | 2505. Contributions of users on each tariff to system simultaneous maximum load by network level (kW) | Combine tables
SMD | 2506. Forecast system simultaneous maximum load (kW) from forecast units | Cell summation
AMD | 2601. Pre-processing of data for standing charge factors | Composite
AMD | 2602. Standing charges factors adapted to use 132kV/HV | Combine tables
AMD | 2603. Capacity-based contributions to chargeable aggregate maximum load by network level (kW) | Calculation
AMD | 2604. Unit-based contributions to chargeable aggregate maximum load (kW) | Calculation
AMD | 2605. Contributions to aggregate maximum load by network level (kW) | Combine tables
AMD | 2606. Forecast chargeable aggregate maximum load (kW) | Cell summation
AMD | 2607. Forecast simultaneous load subject to standing charge factors (kW) | Calculation
AMD | 2608. Forecast simultaneous load replaced by standing charge (kW) | Cell summation
AMD | 2609. Calculated LV diversity allowance | Calculation
AMD | 2610. Network level mapping for diversity allowances | Fixed data
AMD | 2611. Diversity allowances including 132kV/HV | Sum-product calculation
AMD | 2612. Diversity allowances (including calculated LV value) | Combine tables
AMD | 2613. Forecast simultaneous maximum load (kW) adjusted for standing charges | Calculation
Otex | 2701. Operating expenditure coded by network level (£/year) | Combine tables
Otex | 2702. Network model assets (£) scaled by load forecast | Calculation
Otex | 2703. Annual consumption by tariff for unmetered users (MWh) | Copy cells
Otex | 2704. Total unmetered units | Cell summation
Otex | 2705. Service model asset data | Composite
Otex | 2706. Data for allocation of operating expenditure | Composite
Otex | 2707. Amount of expenditure to be allocated according to asset values (£/year) | Calculation
Otex | 2708. Total operating expenditure by network level (£/year) | Calculation
Otex | 2709. Operating expenditure percentage by network level | Calculation
Otex | 2710. Unit operating expenditure based on simultaneous maximum load (£/kW/year) | Calculation
Otex | 2711. Operating expenditure for customer assets p/MPAN/day | Composite
Otex | 2712. Operating expenditure for unmetered customer assets (p/kWh) | Calculation
Contrib | 2801. Network level of supply (for customer contributions) by tariff | Fixed data
Contrib | 2802. Contribution proportion of asset annuities, by customer type and network level of assets | Calculation
Contrib | 2803. Proportion of asset annuities deemed to be covered by customer contributions | Sum-product calculation
Contrib | 2804. Proportion of annual charge covered by contributions (for all charging levels) | Combine tables
Yard | 2901. Unit cost at each level, £/kW/year (relative to system simultaneous maximum load) | Combine tables
Yard | 2902. Pay-as-you-go yardstick unit costs by charging level (p/kWh) | Calculation
Yard | 2903. Contributions to pay-as-you-go unit rate 1 (p/kWh) | Calculation
Yard | 2904. Contributions to pay-as-you-go unit rate 2 (p/kWh) | Calculation
Yard | 2905. Contributions to pay-as-you-go unit rate 3 (p/kWh) | Calculation
Standing | 3001. Costs based on aggregate maximum load (£/kW/year) | Calculation
Standing | 3002. Capacity elements p/kVA/day | Calculation
Standing | 3003. Yardstick components p/kWh (taking account of standing charges) | Calculation
Standing | 3004. Contributions to unit rate 1 p/kWh by network level (taking account of standing charges) | Calculation
Standing | 3005. Contributions to unit rate 2 p/kWh by network level (taking account of standing charges) | Calculation
Standing | 3006. Contributions to unit rate 3 p/kWh by network level (taking account of standing charges) | Calculation
AggCap | 3101. Mapping of tariffs to tariff groups | Fixed data
AggCap | 3102. Capacity use for tariffs charged for capacity on an exit point basis | Composite
AggCap | 3103. Aggregate capacity (kW) | Sum-product calculation
AggCap | 3104. Aggregate number of users charged for capacity on an exit point basis | Sum-product calculation
AggCap | 3105. Average maximum kVA by exit point | Calculation
AggCap | 3106. Deemed average maximum kVA for each tariff | Sum-product calculation
AggCap | 3107. Capacity-driven fixed charge elements from standing charges factors p/MPAN/day | Calculation
Reactive | 3201. Network use factors for generator reactive unit charges | Fixed data
Reactive | 3202. Standard components p/kWh for reactive power (absolute value) | Calculation
Reactive | 3203. Standard reactive p/kVArh | Calculation
Reactive | 3204. Absolute value of load coefficient (kW peak / average kW) | Calculation
Reactive | 3205. Pay-as-you-go components p/kWh for reactive power (absolute value) | Calculation
Reactive | 3206. Pay-as-you-go reactive p/kVArh | Calculation
Aggreg | 3301. Unit rate 1 p/kWh (elements) | Combine tables
Aggreg | 3302. Unit rate 2 p/kWh (elements) | Combine tables
Aggreg | 3303. Unit rate 3 p/kWh (elements) | Combine tables
Aggreg | 3304. Fixed charge p/MPAN/day (elements) | Combine tables
Aggreg | 3305. Capacity charge p/kVA/day (elements) | Copy cells
Aggreg | 3306. Reactive power charge p/kVArh (elements) | Combine tables
Aggreg | 3307. Summary of charges before revenue matching | Cell summation
Revenue | 3401. Net revenues by tariff before matching (£) | Calculation
Revenue | 3402. Target CDCM revenue | Composite
Revenue | 3403. Revenue surplus or shortfall | Composite
Scaler | 3501. Factor to scale to £1/kW at transmission exit level | Calculation
Scaler | 3502. Applicability factor for £1/kW scaler | Combine tables
Scaler | 3503. Scalable elements of tariff components | Sum-product calculation
Scaler | 3504. Marginal revenue effect of scaler | Calculation
Scaler | 3505. Scaler value at which the minimum is breached | Calculation
Scaler | 3506. Constraint-free solution | Calculation
Scaler | 3507. Starting point | Calculation
Scaler | 3508. Solve for General scaler rate | Composite
Scaler | 3509. General scaler rate | Calculation
Scaler | 3510. Scaler | Calculation
G-Calc | 4301. Levels containing asset charges | Fixed data
G-Calc | 4302. Unrounded tariff analysis: Asset charges | Sum-product calculation
G-Calc | 4303. Levels containing transmission exit charges | Fixed data
G-Calc | 4304. Unrounded tariff analysis: Transmission exit charges | Sum-product calculation
G-Calc | 4305. Levels containing other expenditure charges | Fixed data
G-Calc | 4306. Unrounded tariff analysis: Other expenditure charges | Sum-product calculation
G-Calc | 4307. Unrounded tariff analysis: Matching charges | Copy cells
G-Calc | 4308. Unrounded revenue analysis (baseline) | Calculation
G-Calc | 4309. Unrounded revenue analysis (baseline totals) | Cell summation
G-Calc | 4310. MPANs excluding LDNO generation | Combine tables
G-Calc | 4311. Unrounded revenue analysis | Calculation
G-Calc | 4312. Discount map (re-grouped) | Copy cells
G-Calc | 4313. Discount for each tariff (except for fixed charges) | Sum-product calculation
G-Calc | 4314. Unrounded revenue analysis (with reordered tariff list) | Composite
G-Calc | 4315. Unrounded revenue analysis (by tariff group) | Cell summation
G-Calc | 4316. Scaling factors for run 1 | Fixed data
G-Calc | 4317. Average p/kWh | Calculation
G-Calc | 4318. Chargeable percentage | Calculation
G-Calc | 4319. Total discounted revenue by charge category | Sum-product calculation
G-Calc | 4320. Error values from run 1 | Calculation
G-Calc | 4321. Scaling factors for run 2 | Fixed data
G-Calc | 4322. Average p/kWh | Calculation
G-Calc | 4323. Chargeable percentage | Calculation
G-Calc | 4324. Total discounted revenue by charge category | Sum-product calculation
G-Calc | 4325. Error values from run 2 | Calculation
G-Calc | 4326. Scaling factors for run 3 | Fixed data
G-Calc | 4327. Average p/kWh | Calculation
G-Calc | 4328. Chargeable percentage | Calculation
G-Calc | 4329. Total discounted revenue by charge category | Sum-product calculation
G-Calc | 4330. Error values from run 3 | Calculation
G-Calc | 4331. Scaling factors for run 4 | Fixed data
G-Calc | 4332. Average p/kWh | Calculation
G-Calc | 4333. Chargeable percentage | Calculation
G-Calc | 4334. Total discounted revenue by charge category | Sum-product calculation
G-Calc | 4335. Error values from run 4 | Calculation
G-Calc | 4336. First derivatives (£ million) | Special calculation
G-Calc | 4337. Co-determinants | Special calculation
G-Calc | 4338. Determinant | Special calculation
G-Calc | 4339. Scaling factors for run 7 | Special calculation
G-Calc | 4340. Scaling factors for run 5 | Copy cells
G-Calc | 4341. Average p/kWh | Calculation
G-Calc | 4342. Chargeable percentage | Calculation
G-Calc | 4343. Total discounted revenue by charge category | Sum-product calculation
G-Calc | 4344. Error values from run 5 | Calculation
G-Calc | 4345. Scaling factors for run 6 | Copy cells
G-Calc | 4346. Average p/kWh | Calculation
G-Calc | 4347. Chargeable percentage | Calculation
G-Calc | 4348. Total discounted revenue by charge category | Sum-product calculation
G-Calc | 4349. Error values from run 6 | Calculation
G-Calc | 4350. Average p/kWh | Calculation
G-Calc | 4351. Chargeable percentage | Calculation
G-Calc | 4352. Total discounted revenue by charge category | Sum-product calculation
G-Calc | 4353. Error values from run 7 | Calculation
G-Calc | 4354. First derivatives (£ million) | Special calculation
G-Calc | 4355. Co-determinants | Special calculation
G-Calc | 4356. Determinant | Special calculation
G-Calc | 4357. Final scaling factors | Special calculation
G-Calc | 4358. All-the-way p/kWh | Calculation
G-Discounts | 4401. LDNO discounts ⇒1038. For CDCM | Calculation
G-Discounts | 4402. All-the-way reference p/kWh values ⇒1185. For EDCM model | Copy cells
Technical model rules and version control
---
PerlModule: CDCM
agghhequalisation: rag
alwaysUseRAG: 1
coincidenceAdj: groupums
colour: orange
drm: top500gsp
extraLevels: 1
extraNotice: "This document, model or dataset has been prepared by or for Reckon LLP on the instructions of the DCUSA Panel or one of its working\r\ngroups. Only the DCUSA Panel and its working groups have authority to approve this material as meeting their requirements.\r\nReckon LLP makes no representation about the suitability of this material for the purposes of complying with any licence\r\nconditions or furthering any relevant objective."
fixedCap: 1-4
noReplacement: blanket
pcd: 1
portfolio: 1
protect: 1
revisionText: r7337
scaler: levelledpickexitnogenminzero
standing: sub132
targetRevenue: dcp132
tariffs: commongensubdcp130dcp163pc12hhpc34hh
template: '%-modelg+'
timeOfDay: timeOfDay179
unroundedTariffAnalysis: modelg
validation: lenientnomsg
'~codeValidation':
CDCM/AML.pm: 456e00943a159e7b87cf01c5c4710e6a140ca47c
CDCM/Aggregation.pm: 372b53e6dba1fe9433020bbd13328009851a036a
CDCM/Contributions.pm: 27ad354dcefbc9a811f3db79dc8efe0f1833e5f3
CDCM/Discounts.pm: d7f092ce7f52f5e10e2dbe99c70654ad05c4c794
CDCM/Loads.pm: 8318fd13017faf9e8cc117bc2b5f75e978e6365b
CDCM/Master.pm: 89db43b6b86026f42cef1991e2e5b46dd1392b99
CDCM/Matching.pm: 8150f8c7a382459d3c2043ae8209f4f70df89254
CDCM/ModelG.pm: c3aef2aff10c9c65bc25b0a55cefa26945d4d7b4
CDCM/NetworkSizer.pm: 50def4231b67757f2bd222cc1579fa342876afd0
CDCM/Operating.pm: c8ee43d2a1898e7c0e12aa50754522a86c4077c3
CDCM/Reactive.pm: e2318e6ee9559bf7cd3cfcfff58c399eb12c866a
CDCM/Revenue.pm: 6c445ed34c255f9ddc0b221c97478f1622f96850
CDCM/Routeing.pm: 9b718b597245d1b0721d2c7a64c50c2a706295b5
CDCM/SML.pm: aac911646d7138ef11303d19e73c7fb180fadeeb
CDCM/ServiceModels.pm: 962bc7cb35ba1dba1d76a82ebf31da562bb15636
CDCM/Setup.pm: fa9ab9e9febf3f6681cdfa8c05e2700627cf0251
CDCM/Sheets.pm: 3fcebe790e6779049505ea2032110a2e8a9cac6d
CDCM/Standing.pm: 0677863cc8c69940e82611a34f6a4cf6e6c938f6
CDCM/Summary.pm: 591dbcc9c325ebe7d3bb65b6fdd6fdc8c2b0d03b
CDCM/Table1001_2012.pm: ce6a24bc767fdc3a41bc78e5c8768ded2e180eb9
CDCM/TariffAnalysis.pm: e361dea2c671c5a4e05b6eb189ff30bd4aed8633
CDCM/TariffList.pm: 64ad6df9569e545ee8cb15b755bb503f11a8d027
CDCM/Tariffs.pm: 76356ecc3a24bb7e0d1b998ff54ed84d4c66815d
CDCM/TimeOfDay179.pm: cdde86fc73d4a5690388b4ac4cf18a3954040eee
CDCM/Yardsticks.pm: 14fa4ca8c5e1b83888203f2a0a27b027b0e1be67
SpreadsheetModel/Arithmetic.pm: b1367f0a9de6b5af11373f288c79c34dcf1cd6d7
SpreadsheetModel/Book/FrontSheet.pm: 46ce018576f7ecdfeeb07df5d5468405cb06839c
SpreadsheetModel/Book/Manufacturing.pm: 9040f88f1055d734b9f84bc0189a66737bea3f46
SpreadsheetModel/Book/Validation.pm: ed2ab0782db26c535a153fdc187c4ac85d37bf0b
SpreadsheetModel/Book/WorkbookCreate.pm: 78d0cbbf7cd936390437511d753cb750038c4d79
SpreadsheetModel/Book/WorkbookFormats.pm: b659dd128e9de6350e6f389cbe5ac3c7e01ff09d
SpreadsheetModel/Columnset.pm: 7212dcdf0f873cf20dfa8366b66a8b1c688bcdd3
SpreadsheetModel/Custom.pm: 64258a1a23160d1b05311a838e34f4078f7516be
SpreadsheetModel/Dataset.pm: 0d4dd59d0e133cd7ac0d1f5f60d67b42da63633e
SpreadsheetModel/FormatLegend.pm: 6542b2c1f994e4aa10f155c435cabafa7a9f5778
SpreadsheetModel/GroupBy.pm: a05f4878f468a3191257c58c4711fc115bde7e7d
SpreadsheetModel/Label.pm: 053d8801da63a168d467ae3cf12c6c32325befe3
SpreadsheetModel/Labelset.pm: 04739284141966c1ce3b175d877edb97c79f48f4
SpreadsheetModel/Logger.pm: 833fe1cc3c01cd760064f51dd812b9db75a8b221
SpreadsheetModel/Notes.pm: deac2cc524c26b5965f89ee6ab62979a9443d683
SpreadsheetModel/Object.pm: ad87af5906c5d614f2ee9535b691ad91f03c7c38
SpreadsheetModel/Reshape.pm: 44d60329c15bdfdf839a71781406c921808898b4
SpreadsheetModel/SegmentRoot.pm: f684d07d04056e2553a5e46c1e78fe34c4ee6852
SpreadsheetModel/Shortcuts.pm: 862755d9f7270e4db643182f2a94f4d19dff749b
SpreadsheetModel/Stack.pm: 05a927d320fe0b49a01b5d253723cf04175915ac
SpreadsheetModel/SumProduct.pm: 2ae76b5dc30c7b829aa206d41662d4147f4c1fa9
'~datasetName': Blank
'~datasetSource': Empty dataset
Generated on Wed 19 Oct 2016 07:18:51 by dcmf.co.uk

## Input
Input data for Electricity North West in 2017/2018 (December 2015)
This sheet contains all the input data (except LLFCs which might be entered directly into the Tariff sheet).
1000. Company, charging year, data version
| Company | Year | Version
Company, charging year, data version | Electricity North West | 2017/2018 | December 2015
1001. CDCM target revenue (monetary amounts in £)
| Further description | Term | CRC | Value | Revenue elements and subtotals (£/year)
Base Demand Revenue Before Inflation | A1 | PUt | CRC3 | 353523506.7812 | 353523506.7812
RPI Indexation Factor | A2 | PIADt | CRC3 | 1.121 | 42776344.3205
Merger Adjustment | A3 | MGt | CRC3 |  | 0
Base Demand Revenue | A = A1*A2 – A3 | BRt | CRC3 |  | 396299851.1018
Pass-Through Business Rates | B1 | RBt | CRC4 |  | 0
Pass-Through Licence Fees | B2 | LFt | CRC4 |  | 0
Pass-Through Transmission Exit | B3 | TBt | CRC4 |  | 0
Pass-Through Price Control Reopener | B4 | UNCt | CRC4 |  | 0
Pass-Through Others | B5 | MPTt, HBt, IEDt | CRC4 |  | 0
Allowed Pass-Through Items | B=B1+B2+B3+B4+B5 | PTt | CRC3 |  | 0
Losses Incentive #1 | C1 | UILt | CRC7 | 0 | 0
Losses Incentive #2 | C1 | PCOLt | CRC7 | 0 | 0
Losses Incentive #3 | C1 | –COLt | CRC7 | 0 | 0
Losses Incentive #4 | C1 | PPLt | CRC7 | 0 | 0
Quality of Service Incentive Adjustment | C2 | IQt | CRC8 | 12300000 | 12300000
Transmission Connection Point Charges Incentive Adjustment | C3 | ITt | CRC9 |  | 0
Innovation Funding Incentive Adjustment | C4 | IFIt | CRC10 |  | 0
Incentive Revenue for Distributed Generation | C5 | IGt | CRC11 |  | 0
Connection Guaranteed Standards Systems & Processes penalty | C6 | CGSRAt, CGSSPt, AUMt | CRC12 |  | 0
Low Carbon Network Fund #1 | C7 | LCN1t | CRC13 |  | 0
Low Carbon Network Fund #2 | C7 | LCN2t | CRC13 |  | 0
Low Carbon Network Fund #3 | C7 | LCN3t | CRC13 | 2821292.5752 | 2821292.5752
Incentive Revenue and Other Adjustments | C=C1+C2+C3+C4+C5+C6+C7 |  |  |  | 15121292.5752
Correction Factor | D | –Kt | CRC3 | -13730000 | -13730000
Tax Trigger Mechanism Adjustment | E | CTRAt | CRC3 | -133298.98 | -133298.98
Total Allowed Revenue | F=A+B+C+D+E | ARt |  |  | 397557844.697
Other 1. Excluded services - Top-up, standby, and enhanced system security | G1 (see note 1) | ES4 | CRC15 |  | 0
Other 2. Excluded services - Revenue protection services | G2 (see note 1) | ES5 | CRC15 | 0 | 0
Other 3. Excluded services - Miscellaneous | G3 (see note 1) | ES7 | CRC15 | 0 | 0
Other 4. | G4 |  |  | 0 | 0
Other 5. | G5 |  |  | 0 | 0
Total Other Revenue to be Recovered by Use of System Charges | G=G1+G2+G3+G4+G5 |  |  |  | 0
Total Revenue for Use of System Charges | H = F + G |  |  |  | 397557844.697
1. Revenue raised outside CDCM - EDCM and Certain Interconnector Revenue | I1 |  |  | 14572899.8797 | -14572899.8797
2. Voluntary under-recovery | I2 |  |  |  | 0
3. Revenue raised outside CDCM | I3 |  |  | 0 | 0
4. Revenue raised outside CDCM | I4 |  |  | 0 | 0
Total Revenue to be raised outside the CDCM | I=I1+I2+I3+I4 |  |  |  | -14572899.8797
Latest Forecast of CDCM Revenue | J = H – I |  |  |  | 382984944.8173
Note 1: Revenues associated with excluded services should only be included insofar as they are charged as Use of System Charges.
1010. Financial and general assumptions
Sources: financial assumptions; calendar; network model.
These financial assumptions determine the annuity rate applied to convert the asset values of the network model into an annual charge.
| Rate of return | Annualisation period (years) | Annuity proportion for customer-contributed assets | Power factor | Days in the charging year
Financial and general assumptions | 4.17% | 40 | 0 | 0.95 | 365
1017. Diversity allowance between top and bottom of network level
Source: operational data analysis and/or network model.
The diversity figure against GSP is the diversity between GSP Group (the whole system) and individual GSPs.
The diversity figure against 132kV is the diversity between GSPs (the top of the 132kV network) and 132kV/EHV bulk supply points (the bottom of the 132kV network).
The diversity figure against EHV is the diversity between 132kV/EHV bulk supply points (the top of the EHV network) and EHV/HV primary substations (the bottom of the EHV network).
The diversity figure against HV is the diversity between EHV/HV primary substations (the top of the HV network) and HV/LV substations (the bottom of the HV network).
Diversity allowance between top and bottom of network level
GSPs | 7.42%
132kV | 4.679%
132kV/EHV
EHV | 8.689%
EHV/HV
HV | 30.56%
HV/LV
LV circuits
1018. Proportion of relevant load going through 132kV/HV direct transformation
132kV/HV
EHV/HV
1019. Network model GSP peak demand (MW)
Network model GSP peak demand (MW)
Network model GSP peak demand (MW) | 500
1020. Gross asset cost by network level (£)
Gross assets £
132kV | 93700604.9371
132kV/EHV | 37063778.5779
EHV | 93588546.7385
EHV/HV | 59035973.197
132kV/HV | 0
HV | 107178668.2866
HV/LV | 97309699.6221
LV circuits | 53944771.3862
1022. LV service model asset cost (£)
| LV service model 1 | LV service model 2 | LV service model 3 | LV service model 4 | LV service model 5 | LV service model 6 | LV service model 7 | LV service model 8
LV service model asset cost (£) | 10240.4015 | 512.0201 | 2407.1563 | 7727.2582 | 281.4366 | 0 | 0 | 0
1023. HV service model asset cost (£)
| HV service model 1 | HV service model 2 | HV service model 3 | HV service model 4 | HV service model 5
HV service model asset cost (£) | 19221.9634 | 16991.2105 | 1144.1325 | 0 | 0
1025. Matrix of applicability of LV service models to tariffs with fixed charges
| LV service model 1 | LV service model 2 | LV service model 3 | LV service model 4 | LV service model 5 | LV service model 6 | LV service model 7 | LV service model 8
Domestic Unrestricted | 5% | 0% | 0% | 0% | 0% | 0% | 0% | 0%
Domestic Two Rate | 5% | 0% | 0% | 0% | 0% | 0% | 0% | 0%
Small Non Domestic Unrestricted | 0% | 100% | 0% | 0% | 0% | 0% | 0% | 0%
Small Non Domestic Two Rate | 0% | 100% | 0% | 0% | 0% | 0% | 0% | 0%
LV Medium Non-Domestic | 0% | 19.19% | 80.81% | 0% | 0% | 0% | 0% | 0%
LV Sub Medium Non-Domestic | 0% | 0% | 0% | 100% | 0% | 0% | 0% | 0%
LV Network Domestic | 5% | 0% | 0% | 0% | 0% | 0% | 0% | 0%
LV Network Non-Domestic Non-CT | 0% | 100% | 0% | 0% | 0% | 0% | 0% | 0%
LV HH Metered | 0% | 0% | 100% | 0% | 0% | 0% | 0% | 0%
LV Sub HH Metered | 0% | 0% | 0% | 100% | 0% | 0% | 0% | 0%
LV Generation NHH or Aggregate HH | 0% | 0% | 0% | 0% | 0% | 0% | 0% | 0%
LV Sub Generation NHH | 0% | 0% | 0% | 0% | 0% | 0% | 0% | 0%
LV Generation Intermittent | 0% | 0% | 0% | 0% | 0% | 0% | 0% | 0%
LV Generation Non-Intermittent | 0% | 0% | 0% | 0% | 0% | 0% | 0% | 0%
LV Sub Generation Intermittent | 0% | 0% | 0% | 0% | 0% | 0% | 0% | 0%
LV Sub Generation Non-Intermittent | 0% | 0% | 0% | 0% | 0% | 0% | 0% | 0%
1026. Matrix of applicability of LV service models to unmetered tariffs
Source: service models
Proportion of service model involved in connecting load of 1 MWh/year
| LV service model 1 | LV service model 2 | LV service model 3 | LV service model 4 | LV service model 5 | LV service model 6 | LV service model 7 | LV service model 8
All LV unmetered tariffs |  |  |  |  | 2.8726
1028. Matrix of applicability of HV service models to tariffs with fixed charges
| HV service model 1 | HV service model 2 | HV service model 3 | HV service model 4 | HV service model 5
HV Medium Non-Domestic | 0% | 100% | 0% | 0% | 0%
HV HH Metered | 0% | 100% | 0% | 0% | 0%
HV Generation Intermittent | 0% | 0% | 100% | 0% | 0%
HV Generation Non-Intermittent | 0% | 0% | 100% | 0% | 0%
1032. Loss adjustment factors to transmission
Source: losses model or loss adjustment factors at time of system peak.
| 132kV | 132kV/EHV | EHV | EHV/HV | HV | HV/LV | LV circuits
Loss adjustment factor | 1.0102 | 1.0152 | 1.0216 | 1.0271 | 1.0395 | 1.0531 | 1.1055
1037. Embedded network (LDNO) discounts
Source: separate price control disaggregation model.
| No discount | LDNO LV: LV user | LDNO HV: LV user | LDNO HV: LV sub user | LDNO HV: HV user
LDNO discount |  | 35.39% | 57.62% | 33.63% | 21.58%
1039. LDNO discounts (p/kWh)
| No discount | LDNO LV: LV user | LDNO HV: LV user | LDNO HV: LV sub user | LDNO HV: HV user
LDNO discounts (p/kWh) |  | 0.67773 | 1.1036 | 0.64407 | 0.41337
1041. Load profile data for demand users
Source: load data analysis.
| Coincidence factor | Load factor
Domestic Unrestricted | 0.89137 | 0.44627
Domestic Two Rate | 0.2951 | 0.24677
Domestic Off Peak (related MPAN) |  | 0.16596
Small Non Domestic Unrestricted | 0.67502 | 0.39397
Small Non Domestic Two Rate | 0.70226 | 0.53949
Small Non Domestic Off Peak (related MPAN) |  | 0.16554
LV Medium Non-Domestic | 0.82997 | 0.5627
LV Sub Medium Non-Domestic | 0.7823 | 0.53707
HV Medium Non-Domestic | 0.76478 | 0.52474
LV Network Domestic | 0.89137 | 0.44627
LV Network Non-Domestic Non-CT | 0.67502 | 0.39397
LV HH Metered | 0.81871 | 0.55797
LV Sub HH Metered | 0.78676 | 0.55931
HV HH Metered | 0.85731 | 0.71172
NHH UMS category A | 1 | 1
NHH UMS category B | 1 | 0.47372
NHH UMS category C | 1 | 0.25801
NHH UMS category D | 0 | 0.55392
LV UMS (Pseudo HH Metered) | 0.97959 | 0.47778
1053. Volume forecasts for the charging year
Source: forecast.
Please include MPAN counts for tariffs with no fixed charge (e.g. off-peak tariffs), but exclude MPANs on tariffs with a fixed
charge that are not subject to a fixed charge due to a site grouping arrangement.
| Rate 1 units (MWh) | Rate 2 units (MWh) | Rate 3 units (MWh) | MPANs | Import capacity (kVA) | Reactive power units (MVArh)
> Domestic Unrestricted
Domestic Unrestricted | 6548048.323 |  |  | 2004921
LDNO LV: Domestic Unrestricted | 107357.0234 |  |  | 34780
LDNO HV: Domestic Unrestricted | 61406.5315 |  |  | 18242
> Domestic Two Rate
Domestic Two Rate | 473331.2285 | 475601.886 |  | 179874
LDNO LV: Domestic Two Rate | 392.049 | 105.0348 |  | 145
LDNO HV: Domestic Two Rate | 3041.3021 | 2188.4838 |  | 1046
> Domestic Off Peak (related MPAN)
Domestic Off Peak (related MPAN) | 16657.9641 |  |  | 5278
LDNO LV: Domestic Off Peak (related MPAN) | 0 |  |  | 0
LDNO HV: Domestic Off Peak (related MPAN) | 0 |  |  | 0
> Small Non Domestic Unrestricted
Small Non Domestic Unrestricted | 1571617.9263 |  |  | 123214
LDNO LV: Small Non Domestic Unrestricted | 2761.6669 |  |  | 331
LDNO HV: Small Non Domestic Unrestricted | 6019.5638 |  |  | 492
> Small Non Domestic Two Rate
Small Non Domestic Two Rate | 568937.2659 | 222476.7168 |  | 33422
LDNO LV: Small Non Domestic Two Rate | 52.2801 | 50.5447 |  | 31
LDNO HV: Small Non Domestic Two Rate | 0 | 0 |  | 0
> Small Non Domestic Off Peak (related MPAN)
Small Non Domestic Off Peak (related MPAN) | 18224.0656 |  |  | 3531
LDNO LV: Small Non Domestic Off Peak (related MPAN) | 0 |  |  | 0
LDNO HV: Small Non Domestic Off Peak (related MPAN) | 0 |  |  | 0
> LV Medium Non-Domestic
LV Medium Non-Domestic | 0 | 0 |  | 0
LDNO LV: LV Medium Non-Domestic | 0 | 0 |  | 0
LDNO HV: LV Medium Non-Domestic | 0 | 0 |  | 0
> LV Sub Medium Non-Domestic
LV Sub Medium Non-Domestic | 0 | 0 |  | 0
> HV Medium Non-Domestic
HV Medium Non-Domestic | 5720.366 | 1573.22 |  | 60
> LV Network Domestic
LV Network Domestic | 0 | 0 | 0 | 0
LDNO LV: LV Network Domestic | 0 | 0 | 0 | 0
LDNO HV: LV Network Domestic | 0 | 0 | 0 | 0
> LV Network Non-Domestic Non-CT
LV Network Non-Domestic Non-CT | 55950.1033 | 198560.7481 | 257739.1294 | 5419.348
LDNO LV: LV Network Non-Domestic Non-CT | 0 | 0 | 0 | 0
LDNO HV: LV Network Non-Domestic Non-CT | 0 | 0 | 0 | 0
> LV HH Metered
LV HH Metered | 244292.4644 | 866967.0226 | 1125354.9749 | 11578.652 | 1587209.9386 | 265954.621
LDNO LV: LV HH Metered | 361.5361 | 1449.2944 | 1870.0061 | 14 | 2646.1139 | 225.8115
LDNO HV: LV HH Metered | 4260.0968 | 18802.338 | 26301.1983 | 103 | 32190.1717 | 1419.7214
> LV Sub HH Metered
LV Sub HH Metered | 136748.2527 | 496870.2637 | 664276.6984 | 2212 | 761063.6018 | 114518.556
LDNO HV: LV Sub HH Metered | 55.898 | 263.531 | 372.9865 | 3 | 1283.5506 | 2.403
> HV HH Metered
HV HH Metered | 509012.1883 | 1735465.9543 | 2850377.0009 | 2113 | 1827943.0086 | 388553.7762
LDNO HV: HV HH Metered | 1687.6667 | 7361.0533 | 13066.8808 | 9 | 14521.4861 | 78.6697
> NHH UMS category A
NHH UMS category A | 36671.2327 |  |  | 244
LDNO LV: NHH UMS category A | 0 |  |  | 0
LDNO HV: NHH UMS category A | 0 |  |  | 0
> NHH UMS category B
NHH UMS category B | 9979.0774 |  |  | 314
LDNO LV: NHH UMS category B | 149.502 |  |  | 61
LDNO HV: NHH UMS category B | 173.1893 |  |  | 16
> NHH UMS category C
NHH UMS category C | 265.8082 |  |  | 7
LDNO LV: NHH UMS category C | 0 |  |  | 0
LDNO HV: NHH UMS category C | 0 |  |  | 0
> NHH UMS category D
NHH UMS category D | 0.078638 |  |  | 1
LDNO LV: NHH UMS category D | 0 |  |  | 0
LDNO HV: NHH UMS category D | 0 |  |  | 0
> LV UMS (Pseudo HH Metered)
LV UMS (Pseudo HH Metered) | 14294.455 | 32942.9669 | 213416.9559 | 23
LDNO LV: LV UMS (Pseudo HH Metered) | 0 | 0 | 0 | 0
LDNO HV: LV UMS (Pseudo HH Metered) | 0 | 0 | 0 | 0
> LV Generation NHH or Aggregate HH
LV Generation NHH or Aggregate HH | 762.5555 |  |  | 61
LDNO LV: LV Generation NHH or Aggregate HH | 0 |  |  | 0
LDNO HV: LV Generation NHH or Aggregate HH | 0 |  |  | 0
> LV Sub Generation NHH
LV Sub Generation NHH | 0 |  |  | 0
LDNO HV: LV Sub Generation NHH | 0 |  |  | 0
> LV Generation Intermittent
LV Generation Intermittent | 29085.8185 |  |  | 203 |  | 1127.6162
LDNO LV: LV Generation Intermittent | 0 |  |  | 0 |  | 0
LDNO HV: LV Generation Intermittent | 0 |  |  | 0 |  | 0
> LV Generation Non-Intermittent
LV Generation Non-Intermittent | 185.2772 | 727.6203 | 1587.4591 | 21 |  | 47.8726
LDNO LV: LV Generation Non-Intermittent | 4.1045 | 21.0403 | 11.5663 | 2 |  | 1.6612
LDNO HV: LV Generation Non-Intermittent | 0 | 0 | 0 | 0 |  | 0
> LV Sub Generation Intermittent
LV Sub Generation Intermittent | 1410.5415 |  |  | 24 |  | 35.7122
LDNO HV: LV Sub Generation Intermittent | 0 |  |  | 0 |  | 0
> LV Sub Generation Non-Intermittent
LV Sub Generation Non-Intermittent | 40.4072 | 74.7668 | 276.0731 | 9 |  | 485.7572
LDNO HV: LV Sub Generation Non-Intermittent | 0 | 0 | 0 | 0 |  | 0
> HV Generation Intermittent
HV Generation Intermittent | 352888.2803 |  |  | 136 |  | 9441.6513
LDNO HV: HV Generation Intermittent | 0 |  |  | 0 |  | 0
> HV Generation Non-Intermittent
HV Generation Non-Intermittent | 41856.722 | 160926.1045 | 333208.8975 | 126 |  | 12771.8207
LDNO HV: HV Generation Non-Intermittent | 0 | 0 | 0 | 0 |  | 0
1055. Transmission exit charges (£/year)
Source: forecast.
Transmission exit
Transmission exit charges (£/year) | 18525180.793
1059. Other expenditure
| Direct cost (£/year) | Indirect cost (£/year) | Indirect cost proportion | Network rates (£/year)
Other expenditure | 27174344.1829 | 97208506.3816 | 60% | 28145721.2038
1060. Customer contributions under current connection charging policy
Source: analysis of expenditure data and/or survey of capital expenditure schemes.
Customer contribution percentages by network level of supply and by asset network level.
These proportions should reflect the current connection charging method, not necessarily the method that was in place when the connection was built.
| Assets 132kV | Assets 132kV/EHV | Assets EHV | Assets EHV/HV | Assets 132kV/HV | Assets HV | Assets HV/LV | Assets LV circuits
LV network | [5 empty] | 30% | 30% | 97%
LV substation | [5 empty] | 30% | 97%
HV network |  |  |  | 57% |  | 91%
HV substation |  |  | 57% | 92%
1061. Average split of rate 1 units by distribution time band
| Red | Amber | Green
Domestic Unrestricted | 12.67% | 33.18% | 54.15%
Domestic Two Rate | 13.54% | 34.84% | 51.62%
Domestic Off Peak (related MPAN) | 0.5296% | 9.414% | 90.06%
Small Non Domestic Unrestricted | 10.93% | 44.78% | 44.29%
Small Non Domestic Two Rate | 12.24% | 46.09% | 41.67%
Small Non Domestic Off Peak (related MPAN) | 0.1576% | 5.078% | 94.76%
LV Medium Non-Domestic | 13.6% | 48.5% | 37.9%
LV Sub Medium Non-Domestic | 13.38% | 48.14% | 38.48%
HV Medium Non-Domestic | 13.1% | 48.93% | 37.97%
1062. Average split of rate 2 units by distribution time band
| Red | Amber | Green
Domestic Two Rate | 0% | 0% | 100%
Small Non Domestic Two Rate | 0% | 0% | 100%
LV Medium Non-Domestic | 0% | 0% | 100%
LV Sub Medium Non-Domestic | 0% | 0% | 100%
HV Medium Non-Domestic | 0% | 0% | 100%
1064. Average split of rate 1 units by special distribution time band
| Black | Yellow | Green
NHH UMS category A | 2.945% | 34.88% | 62.17%
NHH UMS category B | 5.006% | 8.382% | 86.61%
NHH UMS category C | 9.588% | 16.46% | 73.95%
NHH UMS category D | 1.671% | 56.75% | 41.58%
1066. Typical annual hours by special distribution time band
Source: definition of distribution time bands.
The figures in this table will be automatically adjusted to match the number of days in the charging period.
| Black | Yellow | Green
Annual hours | 258 | 3047 | 5455
1068. Typical annual hours by distribution time band
Source: definition of distribution time bands.
The figures in this table will be automatically adjusted to match the number of days in the charging period.
| Red | Amber | Green
Annual hours | 780 | 2525 | 5455
1069. Peaking probabilities by network level
Source: analysis of network operation data.
Red, amber and green peaking probabilities
| Red | Amber | Green | Black peaking probabilities
GSPs | 89.06% | 9.185% | 1.754% | 89.08%
132kV | 70.62% | 22.85% | 6.535% | 66.4%
132kV/EHV | 70.62% | 22.85% | 6.535% | 66.4%
EHV | 59.58% | 31.33% | 9.091% | 54.27%
EHV/HV | 59.58% | 31.33% | 9.091% | 54.27%
132kV/HV | 0% | 0% | 0% | 0%
HV | 59.58% | 31.33% | 9.091% | 54.27%
HV/LV | 59.58% | 31.33% | 9.091% | 54.27%
LV circuits | 59.58% | 31.33% | 9.091% | 54.27%
1092. Average kVAr by kVA, by network level
Source: analysis of operational data.
This is the average of MVAr/MVA or SQRT(1-PF^2) across relevant network elements.
| GSPs | 132kV | 132kV/EHV | EHV | EHV/HV | 132kV/HV | HV | HV/LV | LV circuits
Average kVAr by kVA, by network level | 0.18446 | 0.18446 | 0.20083 | 0.20083 | 0.20535 | 0 | 0.20535 | 0.20535 | 0.20535

## LAFs
Loss adjustment factors and network use matrices for Electricity North West in 2017/2018 (December 2015)
This sheet calculates matrices of loss adjustment factors and of network use factors.
These matrices map out the extent to which each type of user uses each level of the network, and are used throughout the workbook.
2001. Loss adjustment factors to transmission
Data sources:
x1 = Network level for each tariff (to get loss factors applicable to capacity) (in Loss adjustment factors to transmission)
x2 = 1032. Loss adjustment factors to transmission
Kind: | Fixed data | [6 empty] | Sum-product calculation
Formula: | [7 empty] | =SUMPRODUCT(x1, x2)
Network level for each tariff (to get loss factors applicable to capacity)
| 132kV | 132kV/EHV | EHV | EHV/HV | HV | HV/LV | LV circuits | Loss adjustment factor
Domestic Unrestricted | 0 | 0 | 0 | 0 | 0 | 0 | 1 | 1.1055
Domestic Two Rate | 0 | 0 | 0 | 0 | 0 | 0 | 1 | 1.1055
Domestic Off Peak (related MPAN) | 0 | 0 | 0 | 0 | 0 | 0 | 1 | 1.1055
Small Non Domestic Unrestricted | 0 | 0 | 0 | 0 | 0 | 0 | 1 | 1.1055
Small Non Domestic Two Rate | 0 | 0 | 0 | 0 | 0 | 0 | 1 | 1.1055
Small Non Domestic Off Peak (related MPAN) | 0 | 0 | 0 | 0 | 0 | 0 | 1 | 1.1055
LV Medium Non-Domestic | 0 | 0 | 0 | 0 | 0 | 0 | 1 | 1.1055
LV Sub Medium Non-Domestic | 0 | 0 | 0 | 0 | 0 | 1 | 0 | 1.0531
HV Medium Non-Domestic | 0 | 0 | 0 | 0 | 1 | 0 | 0 | 1.0395
LV Network Domestic | 0 | 0 | 0 | 0 | 0 | 0 | 1 | 1.1055
LV Network Non-Domestic Non-CT | 0 | 0 | 0 | 0 | 0 | 0 | 1 | 1.1055
LV HH Metered | 0 | 0 | 0 | 0 | 0 | 0 | 1 | 1.1055
LV Sub HH Metered | 0 | 0 | 0 | 0 | 0 | 1 | 0 | 1.0531
HV HH Metered | 0 | 0 | 0 | 0 | 1 | 0 | 0 | 1.0395
NHH UMS category A | 0 | 0 | 0 | 0 | 0 | 0 | 1 | 1.1055
NHH UMS category B | 0 | 0 | 0 | 0 | 0 | 0 | 1 | 1.1055
NHH UMS category C | 0 | 0 | 0 | 0 | 0 | 0 | 1 | 1.1055
NHH UMS category D | 0 | 0 | 0 | 0 | 0 | 0 | 1 | 1.1055
LV UMS (Pseudo HH Metered) | 0 | 0 | 0 | 0 | 0 | 0 | 1 | 1.1055
LV Generation NHH or Aggregate HH | 0 | 0 | 0 | 0 | 0 | 0 | 1 | 1.1055
LV Sub Generation NHH | 0 | 0 | 0 | 0 | 0 | 1 | 0 | 1.0531
LV Generation Intermittent | 0 | 0 | 0 | 0 | 0 | 0 | 1 | 1.1055
LV Generation Non-Intermittent | 0 | 0 | 0 | 0 | 0 | 0 | 1 | 1.1055
LV Sub Generation Intermittent | 0 | 0 | 0 | 0 | 0 | 1 | 0 | 1.0531
LV Sub Generation Non-Intermittent | 0 | 0 | 0 | 0 | 0 | 1 | 0 | 1.0531
HV Generation Intermittent | 0 | 0 | 0 | 0 | 1 | 0 | 0 | 1.0395
HV Generation Non-Intermittent | 0 | 0 | 0 | 0 | 1 | 0 | 0 | 1.0395
2002. Mapping of DRM network levels to core network levels
| 132kV | 132kV/EHV | EHV | EHV/HV | HV | HV/LV | LV circuits
132kV | 1 | 0 | 0 | 0 | 0 | 0 | 0
132kV/EHV | 0 | 1 | 0 | 0 | 0 | 0 | 0
EHV | 0 | 0 | 1 | 0 | 0 | 0 | 0
EHV/HV | 0 | 0 | 0 | 1 | 0 | 0 | 0
132kV/HV | 0 | 0 | 0 | 1 | 0 | 0 | 0
HV | 0 | 0 | 0 | 0 | 1 | 0 | 0
HV/LV | 0 | 0 | 0 | 0 | 0 | 1 | 0
LV circuits | 0 | 0 | 0 | 0 | 0 | 0 | 1
2003. Loss adjustment factor to transmission for each DRM network level
Data sources:
x1 = 2002. Mapping of DRM network levels to core network levels
x2 = 1032. Loss adjustment factors to transmission
Sum-product calculation =SUMPRODUCT(x1, x2)
Loss adjustment factor to transmission for each DRM network level
132kV | 1.0102
132kV/EHV | 1.0152
EHV | 1.0216
EHV/HV | 1.0271
132kV/HV | 1.0271
HV | 1.0395
HV/LV | 1.0531
LV circuits | 1.1055
2004. Loss adjustment factor to transmission for each network level
Data sources:
x1 = 2003. Loss adjustment factor to transmission for each DRM network level
x2 = 1 for GSP level
Combine tables = x1 or x2
| GSPs | 132kV | 132kV/EHV | EHV | EHV/HV | 132kV/HV | HV | HV/LV | LV circuits
Loss adjustment factor to transmission for each network level | 1 | 1.0102 | 1.0152 | 1.0216 | 1.0271 | 1.0271 | 1.0395 | 1.0531 | 1.1055
2005. Network use factors
These network use factors indicate to what extent each network level is used by each tariff. This table reflects the policy that
generators receive credits only in respect of network levels above the voltage of connection. Generators do not receive credits at the
voltage of connection. The factors in this table are before any adjustment for a 132kV/HV network level or for generation-dominated areas.
| GSPs | 132kV | 132kV/EHV | EHV | EHV/HV | HV | HV/LV | LV circuits
Domestic Unrestricted | 1 | 1 | 1 | 1 | 1 | 1 | 1 | 1
Domestic Two Rate | 1 | 1 | 1 | 1 | 1 | 1 | 1 | 1
Domestic Off Peak (related MPAN) | 1 | 1 | 1 | 1 | 1 | 1 | 1 | 1
Small Non Domestic Unrestricted | 1 | 1 | 1 | 1 | 1 | 1 | 1 | 1
Small Non Domestic Two Rate | 1 | 1 | 1 | 1 | 1 | 1 | 1 | 1
Small Non Domestic Off Peak (related MPAN) | 1 | 1 | 1 | 1 | 1 | 1 | 1 | 1
LV Medium Non-Domestic | 1 | 1 | 1 | 1 | 1 | 1 | 1 | 1
LV Sub Medium Non-Domestic | 1 | 1 | 1 | 1 | 1 | 1 | 1 | 0
HV Medium Non-Domestic | 1 | 1 | 1 | 1 | 1 | 1 | 0 | 0
LV Network Domestic | 1 | 1 | 1 | 1 | 1 | 1 | 1 | 1
LV Network Non-Domestic Non-CT | 1 | 1 | 1 | 1 | 1 | 1 | 1 | 1
LV HH Metered | 1 | 1 | 1 | 1 | 1 | 1 | 1 | 1
LV Sub HH Metered | 1 | 1 | 1 | 1 | 1 | 1 | 1 | 0
HV HH Metered | 1 | 1 | 1 | 1 | 1 | 1 | 0 | 0
NHH UMS category A | 1 | 1 | 1 | 1 | 1 | 1 | 1 | 1
NHH UMS category B | 1 | 1 | 1 | 1 | 1 | 1 | 1 | 1
NHH UMS category C | 1 | 1 | 1 | 1 | 1 | 1 | 1 | 1
NHH UMS category D | 1 | 1 | 1 | 1 | 1 | 1 | 1 | 1
LV UMS (Pseudo HH Metered) | 1 | 1 | 1 | 1 | 1 | 1 | 1 | 1
LV Generation NHH or Aggregate HH | 1 | 1 | 1 | 1 | 1 | 1 | 1 | 0
LV Sub Generation NHH | 1 | 1 | 1 | 1 | 1 | 1 | 0 | 0
LV Generation Intermittent | 1 | 1 | 1 | 1 | 1 | 1 | 1 | 0
LV Generation Non-Intermittent | 1 | 1 | 1 | 1 | 1 | 1 | 1 | 0
LV Sub Generation Intermittent | 1 | 1 | 1 | 1 | 1 | 1 | 0 | 0
LV Sub Generation Non-Intermittent | 1 | 1 | 1 | 1 | 1 | 1 | 0 | 0
HV Generation Intermittent | 1 | 1 | 1 | 1 | 1 | 0 | 0 | 0
HV Generation Non-Intermittent | 1 | 1 | 1 | 1 | 1 | 0 | 0 | 0
2006. Proportion going through 132kV/EHV
Data sources:
x1 = 1018. Proportion of relevant load going through 132kV/HV direct transformation
Calculation =1-x1
132kV/EHV
132kV/EHV | 100%
2007. Proportion going through EHV
Data sources:
x1 = 1018. Proportion of relevant load going through 132kV/HV direct transformation
Calculation =1-x1
EHV
EHV | 100%
2008. Proportion going through EHV/HV
Data sources:
x1 = 1018. Proportion of relevant load going through 132kV/HV direct transformation
Calculation =1-x1
EHV/HV
EHV/HV | 100%
2009. Rerouteing matrix for all network levels
Data sources:
x1 = 1018. Proportion of relevant load going through 132kV/HV direct transformation
x2 = 2006. Proportion going through 132kV/EHV
x3 = 2007. Proportion going through EHV
x4 = 2008. Proportion going through EHV/HV
x5 = Rerouteing matrix: default elements
x6 = Map GSP to GSP
Combine tables = x1 or x2 or x3 or x4 or x5 or x6
| GSPs | 132kV | 132kV/EHV | EHV | EHV/HV | HV | HV/LV | LV circuits
GSPs | 1
132kV |  | 100% | 0% | 0% | 0% | 0% | 0% | 0%
132kV/EHV |  | 0% | 100% | 0% | 0% | 0% | 0% | 0%
EHV |  | 0% | 0% | 100% | 0% | 0% | 0% | 0%
EHV/HV |  | 0% | 0% | 0% | 100% | 0% | 0% | 0%
132kV/HV |  | 0% | 0% | 0% | 0% | 0% | 0% | 0%
HV |  | 0% | 0% | 0% | 0% | 100% | 0% | 0%
HV/LV |  | 0% | 0% | 0% | 0% | 0% | 100% | 0%
LV circuits |  | 0% | 0% | 0% | 0% | 0% | 0% | 100%
2010. Network use factors: interim step in calculations before adjustments
Data sources:
x1 = 2005. Network use factors
x2 = 2009. Rerouteing matrix for all network levels
Sum-product calculation =SUMPRODUCT(x1, x2)
| GSPs | 132kV | 132kV/EHV | EHV | EHV/HV | 132kV/HV | HV | HV/LV | LV circuits
Domestic Unrestricted | 1 | 1 | 1 | 1 | 1 | 0 | 1 | 1 | 1
Domestic Two Rate | 1 | 1 | 1 | 1 | 1 | 0 | 1 | 1 | 1
Domestic Off Peak (related MPAN) | 1 | 1 | 1 | 1 | 1 | 0 | 1 | 1 | 1
Small Non Domestic Unrestricted | 1 | 1 | 1 | 1 | 1 | 0 | 1 | 1 | 1
Small Non Domestic Two Rate | 1 | 1 | 1 | 1 | 1 | 0 | 1 | 1 | 1
Small Non Domestic Off Peak (related MPAN) | 1 | 1 | 1 | 1 | 1 | 0 | 1 | 1 | 1
LV Medium Non-Domestic | 1 | 1 | 1 | 1 | 1 | 0 | 1 | 1 | 1
LV Sub Medium Non-Domestic | 1 | 1 | 1 | 1 | 1 | 0 | 1 | 1 | 0
HV Medium Non-Domestic | 1 | 1 | 1 | 1 | 1 | 0 | 1 | 0 | 0
LV Network Domestic | 1 | 1 | 1 | 1 | 1 | 0 | 1 | 1 | 1
LV Network Non-Domestic Non-CT | 1 | 1 | 1 | 1 | 1 | 0 | 1 | 1 | 1
LV HH Metered | 1 | 1 | 1 | 1 | 1 | 0 | 1 | 1 | 1
LV Sub HH Metered | 1 | 1 | 1 | 1 | 1 | 0 | 1 | 1 | 0
HV HH Metered | 1 | 1 | 1 | 1 | 1 | 0 | 1 | 0 | 0
NHH UMS category A | 1 | 1 | 1 | 1 | 1 | 0 | 1 | 1 | 1
NHH UMS category B | 1 | 1 | 1 | 1 | 1 | 0 | 1 | 1 | 1
NHH UMS category C | 1 | 1 | 1 | 1 | 1 | 0 | 1 | 1 | 1
NHH UMS category D | 1 | 1 | 1 | 1 | 1 | 0 | 1 | 1 | 1
LV UMS (Pseudo HH Metered) | 1 | 1 | 1 | 1 | 1 | 0 | 1 | 1 | 1
LV Generation NHH or Aggregate HH | 1 | 1 | 1 | 1 | 1 | 0 | 1 | 1 | 0
LV Sub Generation NHH | 1 | 1 | 1 | 1 | 1 | 0 | 1 | 0 | 0
LV Generation Intermittent | 1 | 1 | 1 | 1 | 1 | 0 | 1 | 1 | 0
LV Generation Non-Intermittent | 1 | 1 | 1 | 1 | 1 | 0 | 1 | 1 | 0
LV Sub Generation Intermittent | 1 | 1 | 1 | 1 | 1 | 0 | 1 | 0 | 0
LV Sub Generation Non-Intermittent | 1 | 1 | 1 | 1 | 1 | 0 | 1 | 0 | 0
HV Generation Intermittent | 1 | 1 | 1 | 1 | 1 | 0 | 0 | 0 | 0
HV Generation Non-Intermittent | 1 | 1 | 1 | 1 | 1 | 0 | 0 | 0 | 0
2011. Network use factors for all tariffs
Data sources:
x1 = Network use factors including 132kV/HV for generation dominated tariffs
x2 = Network use factors including 132kV/HV for HV Sub tariffs
x3 = 2010. Network use factors: interim step in calculations before adjustments
Combine tables = x1 or x2 or x3
| GSPs | 132kV | 132kV/EHV | EHV | EHV/HV | 132kV/HV | HV | HV/LV | LV circuits
Domestic Unrestricted | 1 | 1 | 1 | 1 | 1 | 0 | 1 | 1 | 1
Domestic Two Rate | 1 | 1 | 1 | 1 | 1 | 0 | 1 | 1 | 1
Domestic Off Peak (related MPAN) | 1 | 1 | 1 | 1 | 1 | 0 | 1 | 1 | 1
Small Non Domestic Unrestricted | 1 | 1 | 1 | 1 | 1 | 0 | 1 | 1 | 1
Small Non Domestic Two Rate | 1 | 1 | 1 | 1 | 1 | 0 | 1 | 1 | 1
Small Non Domestic Off Peak (related MPAN) | 1 | 1 | 1 | 1 | 1 | 0 | 1 | 1 | 1
LV Medium Non-Domestic | 1 | 1 | 1 | 1 | 1 | 0 | 1 | 1 | 1
LV Sub Medium Non-Domestic | 1 | 1 | 1 | 1 | 1 | 0 | 1 | 1 | 0
HV Medium Non-Domestic | 1 | 1 | 1 | 1 | 1 | 0 | 1 | 0 | 0
LV Network Domestic | 1 | 1 | 1 | 1 | 1 | 0 | 1 | 1 | 1
LV Network Non-Domestic Non-CT | 1 | 1 | 1 | 1 | 1 | 0 | 1 | 1 | 1
LV HH Metered | 1 | 1 | 1 | 1 | 1 | 0 | 1 | 1 | 1
LV Sub HH Metered | 1 | 1 | 1 | 1 | 1 | 0 | 1 | 1 | 0
HV HH Metered | 1 | 1 | 1 | 1 | 1 | 0 | 1 | 0 | 0
NHH UMS category A | 1 | 1 | 1 | 1 | 1 | 0 | 1 | 1 | 1
NHH UMS category B | 1 | 1 | 1 | 1 | 1 | 0 | 1 | 1 | 1
NHH UMS category C | 1 | 1 | 1 | 1 | 1 | 0 | 1 | 1 | 1
NHH UMS category D | 1 | 1 | 1 | 1 | 1 | 0 | 1 | 1 | 1
LV UMS (Pseudo HH Metered) | 1 | 1 | 1 | 1 | 1 | 0 | 1 | 1 | 1
LV Generation NHH or Aggregate HH | 1 | 1 | 1 | 1 | 1 | 0 | 1 | 1 | 0
LV Sub Generation NHH | 1 | 1 | 1 | 1 | 1 | 0 | 1 | 0 | 0
LV Generation Intermittent | 1 | 1 | 1 | 1 | 1 | 0 | 1 | 1 | 0
LV Generation Non-Intermittent | 1 | 1 | 1 | 1 | 1 | 0 | 1 | 1 | 0
LV Sub Generation Intermittent | 1 | 1 | 1 | 1 | 1 | 0 | 1 | 0 | 0
LV Sub Generation Non-Intermittent | 1 | 1 | 1 | 1 | 1 | 0 | 1 | 0 | 0
HV Generation Intermittent | 1 | 1 | 1 | 1 | 1 | 0 | 0 | 0 | 0
HV Generation Non-Intermittent | 1 | 1 | 1 | 1 | 1 | 0 | 0 | 0 | 0
2012. Loss adjustment factors between end user meter reading and each network level, scaled by network use
Data sources:
x1 = 2004. Loss adjustment factor to transmission for each network level
x2 = 2011. Network use factors for all tariffs
x3 = 2001. Loss adjustment factor to transmission (in Loss adjustment factors to transmission)
Calculation =IF(x1="",x2,x2*x3/x1)
| GSPs | 132kV | 132kV/EHV | EHV | EHV/HV | 132kV/HV | HV | HV/LV | LV circuits
Domestic Unrestricted | 1.1055 | 1.0944 | 1.089 | 1.0821 | 1.0763 | 0 | 1.0635 | 1.0498 | 1
Domestic Two Rate | 1.1055 | 1.0944 | 1.089 | 1.0821 | 1.0763 | 0 | 1.0635 | 1.0498 | 1
Domestic Off Peak (related MPAN) | 1.1055 | 1.0944 | 1.089 | 1.0821 | 1.0763 | 0 | 1.0635 | 1.0498 | 1
Small Non Domestic Unrestricted | 1.1055 | 1.0944 | 1.089 | 1.0821 | 1.0763 | 0 | 1.0635 | 1.0498 | 1
Small Non Domestic Two Rate | 1.1055 | 1.0944 | 1.089 | 1.0821 | 1.0763 | 0 | 1.0635 | 1.0498 | 1
Small Non Domestic Off Peak (related MPAN) | 1.1055 | 1.0944 | 1.089 | 1.0821 | 1.0763 | 0 | 1.0635 | 1.0498 | 1
LV Medium Non-Domestic | 1.1055 | 1.0944 | 1.089 | 1.0821 | 1.0763 | 0 | 1.0635 | 1.0498 | 1
LV Sub Medium Non-Domestic | 1.0531 | 1.0425 | 1.0374 | 1.0308 | 1.0253 | 0 | 1.0131 | 1 | 0
HV Medium Non-Domestic | 1.0395 | 1.029 | 1.024 | 1.0175 | 1.012 | 0 | 1 | 0 | 0
LV Network Domestic | 1.1055 | 1.0944 | 1.089 | 1.0821 | 1.0763 | 0 | 1.0635 | 1.0498 | 1
LV Network Non-Domestic Non-CT | 1.1055 | 1.0944 | 1.089 | 1.0821 | 1.0763 | 0 | 1.0635 | 1.0498 | 1
LV HH Metered | 1.1055 | 1.0944 | 1.089 | 1.0821 | 1.0763 | 0 | 1.0635 | 1.0498 | 1
LV Sub HH Metered | 1.0531 | 1.0425 | 1.0374 | 1.0308 | 1.0253 | 0 | 1.0131 | 1 | 0
HV HH Metered | 1.0395 | 1.029 | 1.024 | 1.0175 | 1.012 | 0 | 1 | 0 | 0
NHH UMS category A | 1.1055 | 1.0944 | 1.089 | 1.0821 | 1.0763 | 0 | 1.0635 | 1.0498 | 1
NHH UMS category B | 1.1055 | 1.0944 | 1.089 | 1.0821 | 1.0763 | 0 | 1.0635 | 1.0498 | 1
NHH UMS category C | 1.1055 | 1.0944 | 1.089 | 1.0821 | 1.0763 | 0 | 1.0635 | 1.0498 | 1
NHH UMS category D | 1.1055 | 1.0944 | 1.089 | 1.0821 | 1.0763 | 0 | 1.0635 | 1.0498 | 1
LV UMS (Pseudo HH Metered) | 1.1055 | 1.0944 | 1.089 | 1.0821 | 1.0763 | 0 | 1.0635 | 1.0498 | 1
LV Generation NHH or Aggregate HH | 1.1055 | 1.0944 | 1.089 | 1.0821 | 1.0763 | 0 | 1.0635 | 1.0498 | 0
LV Sub Generation NHH | 1.0531 | 1.0425 | 1.0374 | 1.0308 | 1.0253 | 0 | 1.0131 | 0 | 0
LV Generation Intermittent | 1.1055 | 1.0944 | 1.089 | 1.0821 | 1.0763 | 0 | 1.0635 | 1.0498 | 0
LV Generation Non-Intermittent | 1.1055 | 1.0944 | 1.089 | 1.0821 | 1.0763 | 0 | 1.0635 | 1.0498 | 0
LV Sub Generation Intermittent | 1.0531 | 1.0425 | 1.0374 | 1.0308 | 1.0253 | 0 | 1.0131 | 0 | 0
LV Sub Generation Non-Intermittent | 1.0531 | 1.0425 | 1.0374 | 1.0308 | 1.0253 | 0 | 1.0131 | 0 | 0
HV Generation Intermittent | 1.0395 | 1.029 | 1.024 | 1.0175 | 1.012 | 0 | 0 | 0 | 0
HV Generation Non-Intermittent | 1.0395 | 1.029 | 1.024 | 1.0175 | 1.012 | 0 | 0 | 0 | 0

## DRM
Network model for Electricity North West in 2017/2018 (December 2015)
This sheet collects data from a network model and calculates aggregated annuitised unit costs from these data.
2101. Annuity rate
Data sources:
x1 = 1010. Rate of return (in Financial and general assumptions)
x2 = 1010. Annualisation period (years) (in Financial and general assumptions)
x3 = 1010. Days in the charging year (in Financial and general assumptions)
Calculation =PMT(x1,x2,-1)*IF(OR(x3>366,x3<365),x3/365.25,1)
Annuity rate
Annuity rate | 5.181%
2102. Loss adjustment factor to transmission for each core level
Data sources:
x1 = 1032. Loss adjustment factors to transmission
x2 = 1 for GSP level
Combine tables = x1 or x2
| GSPs | 132kV | 132kV/EHV | EHV | EHV/HV | HV | HV/LV | LV circuits
Loss adjustment factor to transmission for each core level | 1 | 1.0102 | 1.0152 | 1.0216 | 1.0271 | 1.0395 | 1.0531 | 1.1055
2103. Loss adjustment factors
Data sources:
x1 = 2102. Loss adjustment factor to transmission for each core level
x2 = Loss adjustment factor to transmission for network level exit (in Loss adjustment factors)
Kind: | Copy cells | Special copy
Formula: | =x1 | = x2
| Loss adjustment factor to transmission for network level exit | Loss adjustment factor to transmission for network level entry
GSPs | 1
132kV | 1.0102 | 1
132kV/EHV | 1.0152 | 1.0102
EHV | 1.0216 | 1.0152
EHV/HV | 1.0271 | 1.0216
HV | 1.0395 | 1.0271
HV/LV | 1.0531 | 1.0395
LV circuits | 1.1055 | 1.0531
2104. Diversity calculations
Data sources:
x1 = 1017. Diversity allowance between top and bottom of network level
x2 = Coincidence to system peak at level exit (in Diversity calculations)
Kind: | Special calculation | Special calculation | Special calculation
Formula: | =previous/(1+x1) | =previous/(1+x1) | =1/x2-1
| Coincidence to GSP peak at level exit | Coincidence to system peak at level exit | Diversity allowance between level exit and GSP Group
GSPs |  | 93.09% | 7.42%
132kV | 95.53% | 88.93% | 12.45%
132kV/EHV | 95.53% | 88.93% | 12.45%
EHV | 87.89% | 81.82% | 22.22%
EHV/HV | 87.89% | 81.82% | 22.22%
HV | 67.32% | 62.67% | 59.57%
HV/LV | 67.32% | 62.67% | 59.57%
LV circuits | 67.32% | 62.67%
2105. Network model total maximum demand at substation (MW)
Data sources:
x1 = 1019. Network model GSP peak demand (MW)
x2 = 2104. Coincidence to GSP peak at level exit (in Diversity calculations)
Calculation =x1/x2
Network model total maximum demand at substation (MW)
132kV | 523.396
132kV/EHV | 523.396
EHV | 568.8731
EHV/HV | 568.8731
HV | 742.7294
HV/LV | 742.7294
LV circuits | 742.7294
2106. Network model contribution to system maximum load measured at network level exit (MW)
Data sources:
x1 = 2105. Network model total maximum demand at substation (MW)
x2 = 2104. Coincidence to system peak at level exit (in Diversity calculations)
x3 = 2103. Loss adjustment factor to transmission for network level exit (in Loss adjustment factors)
Calculation =x1*x2/x3
Network model contribution to system maximum load measured at network level exit (MW)
132kV | 460.7586
132kV/EHV | 458.5073
EHV | 455.6146
EHV/HV | 453.1614
HV | 447.7824
HV/LV | 441.9866
LV circuits | 421.0331
2107. Rerouteing matrix for DRM network levels
Data sources:
x1 = 1018. Proportion of relevant load going through 132kV/HV direct transformation
x2 = 2006. Proportion going through 132kV/EHV
x3 = 2007. Proportion going through EHV
x4 = 2008. Proportion going through EHV/HV
x5 = Rerouteing matrix: default elements
Combine tables = x1 or x2 or x3 or x4 or x5
| 132kV | 132kV/EHV | EHV | EHV/HV | 132kV/HV | HV | HV/LV | LV circuits
132kV | 100% | 0% | 0% | 0% | 0% | 0% | 0% | 0%
132kV/EHV | 0% | 100% | 0% | 0% | 0% | 0% | 0% | 0%
EHV | 0% | 0% | 100% | 0% | 0% | 0% | 0% | 0%
EHV/HV | 0% | 0% | 0% | 100% | 0% | 0% | 0% | 0%
HV | 0% | 0% | 0% | 0% | 0% | 100% | 0% | 0%
HV/LV | 0% | 0% | 0% | 0% | 0% | 0% | 100% | 0%
LV circuits | 0% | 0% | 0% | 0% | 0% | 0% | 0% | 100%
2108. GSP simultaneous maximum load assumed through each network level (MW)
Data sources:
x1 = 2106. Network model contribution to system maximum load measured at network level exit (MW)
x2 = 2107. Rerouteing matrix for DRM network levels
Sum-product calculation =SUMPRODUCT(x1, x2)
GSP simultaneous maximum load assumed through each network level (MW)
132kV | 460.7586
132kV/EHV | 458.5073
EHV | 455.6146
EHV/HV | 453.1614
132kV/HV | 0
HV | 447.7824
HV/LV | 441.9866
LV circuits | 421.0331
2109. Network model annuity by simultaneous maximum load for each network level (£/kW/year)
Data sources:
x1 = 2108. GSP simultaneous maximum load assumed through each network level (MW)
x2 = 1020. Gross asset cost by network level (£)
x3 = 2101. Annuity rate
Calculation =IF(x1,0.001*x2*x3/x1,0)
Model £/kW SML
Assets 132kV | 10.5359
Assets 132kV/EHV | 4.188
Assets EHV | 10.6421
Assets EHV/HV | 6.7494
Assets 132kV/HV | 0
Assets HV | 12.4006
Assets HV/LV | 11.4064
Assets LV circuits | 6.638

## SM
Service models for Electricity North West in 2017/2018 (December 2015)
This sheet collects and processes data from the service models.
2201. Asset £/customer from LV service models
Data sources:
x1 = 1025. Matrix of applicability of LV service models to tariffs with fixed charges
x2 = 1022. LV service model asset cost (£)
Sum-product calculation =SUMPRODUCT(x1, x2)
Assets LV customer
Domestic Unrestricted | 512.0201
Domestic Two Rate | 512.0201
Small Non Domestic Unrestricted | 512.0201
Small Non Domestic Two Rate | 512.0201
LV Medium Non-Domestic | 2043.5727
LV Sub Medium Non-Domestic | 7727.2582
LV Network Domestic | 512.0201
LV Network Non-Domestic Non-CT | 512.0201
LV HH Metered | 2407.1563
LV Sub HH Metered | 7727.2582
LV Generation NHH or Aggregate HH | 0
LV Sub Generation NHH | 0
LV Generation Intermittent | 0
LV Generation Non-Intermittent | 0
LV Sub Generation Intermittent | 0
LV Sub Generation Non-Intermittent | 0
2202. LV unmetered service model assets £/(MWh/year)
Data sources:
x1 = 1026. Matrix of applicability of LV service models to unmetered tariffs
x2 = 1022. LV service model asset cost (£)
Sum-product calculation =SUMPRODUCT(x1, x2)
Assets LV customer
LV unmetered service model assets £/(MWh/year) | 808.464
2203. LV unmetered service model asset charge (p/kWh)
Data sources:
x1 = 1010. Annuity proportion for customer-contributed assets (in Financial and general assumptions)
x2 = 2202. LV unmetered service model assets £/(MWh/year)
x3 = 2101. Annuity rate
Calculation =0.1*x1*x2*x3
Assets LV customer
LV unmetered service model asset charge (p/kWh) | 0
2204. Asset £/customer from HV service models
Data sources:
x1 = 1028. Matrix of applicability of HV service models to tariffs with fixed charges
x2 = 1023. HV service model asset cost (£)
Sum-product calculation =SUMPRODUCT(x1, x2)
Assets HV customer
HV Medium Non-Domestic | 16991.2105
HV HH Metered | 16991.2105
HV Generation Intermittent | 1144.1325
HV Generation Non-Intermittent | 1144.1325
2205. Service model assets by tariff (£)
Data sources:
x1 = 2201. Asset £/customer from LV service models
x2 = 2204. Asset £/customer from HV service models
Combine tables = x1 or x2
| Assets LV customer | Assets HV customer
Domestic Unrestricted | 512.0201
Domestic Two Rate | 512.0201
Domestic Off Peak (related MPAN)
Small Non Domestic Unrestricted | 512.0201
Small Non Domestic Two Rate | 512.0201
Small Non Domestic Off Peak (related MPAN)
LV Medium Non-Domestic | 2043.5727
LV Sub Medium Non-Domestic | 7727.2582
HV Medium Non-Domestic |  | 16991.2105
LV Network Domestic | 512.0201
LV Network Non-Domestic Non-CT | 512.0201
LV HH Metered | 2407.1563
LV Sub HH Metered | 7727.2582
HV HH Metered |  | 16991.2105
NHH UMS category A
NHH UMS category B
NHH UMS category C
NHH UMS category D
LV UMS (Pseudo HH Metered)
LV Generation NHH or Aggregate HH | 0
LV Sub Generation NHH | 0
LV Generation Intermittent | 0
LV Generation Non-Intermittent | 0
LV Sub Generation Intermittent | 0
LV Sub Generation Non-Intermittent | 0
HV Generation Intermittent |  | 1144.1325
HV Generation Non-Intermittent |  | 1144.1325
2206. Replacement annuities for service models
Data sources:
x1 = 1010. Days in the charging year (in Financial and general assumptions)
x2 = 2205. Service model assets by tariff (£)
x3 = 2101. Annuity rate
x4 = 1010. Annuity proportion for customer-contributed assets (in Financial and general assumptions)
x5 = Service model p/MPAN/day charge (in Replacement annuities for service models)
Kind: | Calculation |  | Cell summation
Formula: | =100/x1*x2*x3*x4 |  | =SUM(x5)
Service model p/MPAN/day charge
| Assets LV customer | Assets HV customer | Service model p/MPAN/day
Domestic Unrestricted | 0 | 0 | 0
Domestic Two Rate | 0 | 0 | 0
Domestic Off Peak (related MPAN) | 0 | 0 | 0
Small Non Domestic Unrestricted | 0 | 0 | 0
Small Non Domestic Two Rate | 0 | 0 | 0
Small Non Domestic Off Peak (related MPAN) | 0 | 0 | 0
LV Medium Non-Domestic | 0 | 0 | 0
LV Sub Medium Non-Domestic | 0 | 0 | 0
HV Medium Non-Domestic | 0 | 0 | 0
LV Network Domestic | 0 | 0 | 0
LV Network Non-Domestic Non-CT | 0 | 0 | 0
LV HH Metered | 0 | 0 | 0
LV Sub HH Metered | 0 | 0 | 0
HV HH Metered | 0 | 0 | 0
NHH UMS category A | 0 | 0 | 0
NHH UMS category B | 0 | 0 | 0
NHH UMS category C | 0 | 0 | 0
NHH UMS category D | 0 | 0 | 0
LV UMS (Pseudo HH Metered) | 0 | 0 | 0
LV Generation NHH or Aggregate HH | 0 | 0 | 0
LV Sub Generation NHH | 0 | 0 | 0
LV Generation Intermittent | 0 | 0 | 0
LV Generation Non-Intermittent | 0 | 0 | 0
LV Sub Generation Intermittent | 0 | 0 | 0
LV Sub Generation Non-Intermittent | 0 | 0 | 0
HV Generation Intermittent | 0 | 0 | 0
HV Generation Non-Intermittent | 0 | 0 | 0

## Loads
Load characteristics for Electricity North West in 2017/2018 (December 2015)
This sheet compiles information about the assumed characteristics of network users.
A load factor represents the average load of a user or user group, relative to the maximum load level of that user or
user group. Load factors are numbers between 0 and 1.
A coincidence factor represents the expectation value of the load of a user or user group at the time of system maximum load,
relative to the maximum load level of that user or user group. Coincidence factors are numbers between 0 and 1.
A load coefficient is the expectation value of the load of a user or user group at the time of system maximum load, relative to the average load level of that user or user group.
For demand users, the load coefficient is a demand coefficient and can be calculated as the ratio of the coincidence factor to the load factor.
2301. Demand coefficient (load at time of system maximum load divided by average load)
Data sources:
x1 = 1041. Coincidence factor to system maximum load for each type of demand user (in Load profile data for demand users)
x2 = 1041. Load factor for each type of demand user (in Load profile data for demand users)
Calculation =x1/x2
Demand coefficient
Domestic Unrestricted | 1.9974
Domestic Two Rate | 1.1959
Domestic Off Peak (related MPAN) | 0
Small Non Domestic Unrestricted | 1.7134
Small Non Domestic Two Rate | 1.3017
Small Non Domestic Off Peak (related MPAN) | 0
LV Medium Non-Domestic | 1.475
LV Sub Medium Non-Domestic | 1.4566
HV Medium Non-Domestic | 1.4574
LV Network Domestic | 1.9974
LV Network Non-Domestic Non-CT | 1.7134
LV HH Metered | 1.4673
LV Sub HH Metered | 1.4067
HV HH Metered | 1.2046
NHH UMS category A | 1
NHH UMS category B | 2.1109
NHH UMS category C | 3.8758
NHH UMS category D | 0
LV UMS (Pseudo HH Metered) | 2.0503
2302. Load coefficient
Data sources:
x1 = 2301. Demand coefficient (load at time of system maximum load divided by average load)
x2 = Negative of generation coefficient; set to -1
Combine tables = x1 or x2
Load coefficient
Domestic Unrestricted | 1.9974
Domestic Two Rate | 1.1959
Domestic Off Peak (related MPAN) | 0
Small Non Domestic Unrestricted | 1.7134
Small Non Domestic Two Rate | 1.3017
Small Non Domestic Off Peak (related MPAN) | 0
LV Medium Non-Domestic | 1.475
LV Sub Medium Non-Domestic | 1.4566
HV Medium Non-Domestic | 1.4574
LV Network Domestic | 1.9974
LV Network Non-Domestic Non-CT | 1.7134
LV HH Metered | 1.4673
LV Sub HH Metered | 1.4067
HV HH Metered | 1.2046
NHH UMS category A | 1
NHH UMS category B | 2.1109
NHH UMS category C | 3.8758
NHH UMS category D | 0
LV UMS (Pseudo HH Metered) | 2.0503
LV Generation NHH or Aggregate HH | -1
LV Sub Generation NHH | -1
LV Generation Intermittent | -1
LV Generation Non-Intermittent | -1
LV Sub Generation Intermittent | -1
LV Sub Generation Non-Intermittent | -1
HV Generation Intermittent | -1
HV Generation Non-Intermittent | -1
2303. Discount map
| No discount | LDNO LV: LV user | LDNO HV: LV user | LDNO HV: LV sub user | LDNO HV: HV user
> Domestic Unrestricted
Domestic Unrestricted | 1 | 0 | 0 | 0 | 0
LDNO LV: Domestic Unrestricted | 0 | 1 | 0 | 0 | 0
LDNO HV: Domestic Unrestricted | 0 | 0 | 1 | 0 | 0
> Domestic Two Rate
Domestic Two Rate | 1 | 0 | 0 | 0 | 0
LDNO LV: Domestic Two Rate | 0 | 1 | 0 | 0 | 0
LDNO HV: Domestic Two Rate | 0 | 0 | 1 | 0 | 0
> Domestic Off Peak (related MPAN)
Domestic Off Peak (related MPAN) | 1 | 0 | 0 | 0 | 0
LDNO LV: Domestic Off Peak (related MPAN) | 0 | 1 | 0 | 0 | 0
LDNO HV: Domestic Off Peak (related MPAN) | 0 | 0 | 1 | 0 | 0
> Small Non Domestic Unrestricted
Small Non Domestic Unrestricted | 1 | 0 | 0 | 0 | 0
LDNO LV: Small Non Domestic Unrestricted | 0 | 1 | 0 | 0 | 0
LDNO HV: Small Non Domestic Unrestricted | 0 | 0 | 1 | 0 | 0
> Small Non Domestic Two Rate
Small Non Domestic Two Rate | 1 | 0 | 0 | 0 | 0
LDNO LV: Small Non Domestic Two Rate | 0 | 1 | 0 | 0 | 0
LDNO HV: Small Non Domestic Two Rate | 0 | 0 | 1 | 0 | 0
> Small Non Domestic Off Peak (related MPAN)
Small Non Domestic Off Peak (related MPAN) | 1 | 0 | 0 | 0 | 0
LDNO LV: Small Non Domestic Off Peak (related MPAN) | 0 | 1 | 0 | 0 | 0
LDNO HV: Small Non Domestic Off Peak (related MPAN) | 0 | 0 | 1 | 0 | 0
> LV Medium Non-Domestic
LV Medium Non-Domestic | 1 | 0 | 0 | 0 | 0
LDNO LV: LV Medium Non-Domestic | 0 | 1 | 0 | 0 | 0
LDNO HV: LV Medium Non-Domestic | 0 | 0 | 1 | 0 | 0
> LV Sub Medium Non-Domestic
LV Sub Medium Non-Domestic | 1 | 0 | 0 | 0 | 0
> HV Medium Non-Domestic
HV Medium Non-Domestic | 1 | 0 | 0 | 0 | 0
> LV Network Domestic
LV Network Domestic | 1 | 0 | 0 | 0 | 0
LDNO LV: LV Network Domestic | 0 | 1 | 0 | 0 | 0
LDNO HV: LV Network Domestic | 0 | 0 | 1 | 0 | 0
> LV Network Non-Domestic Non-CT
LV Network Non-Domestic Non-CT | 1 | 0 | 0 | 0 | 0
LDNO LV: LV Network Non-Domestic Non-CT | 0 | 1 | 0 | 0 | 0
LDNO HV: LV Network Non-Domestic Non-CT | 0 | 0 | 1 | 0 | 0
> LV HH Metered
LV HH Metered | 1 | 0 | 0 | 0 | 0
LDNO LV: LV HH Metered | 0 | 1 | 0 | 0 | 0
LDNO HV: LV HH Metered | 0 | 0 | 1 | 0 | 0
> LV Sub HH Metered
LV Sub HH Metered | 1 | 0 | 0 | 0 | 0
LDNO HV: LV Sub HH Metered | 0 | 0 | 0 | 1 | 0
> HV HH Metered
HV HH Metered | 1 | 0 | 0 | 0 | 0
LDNO HV: HV HH Metered | 0 | 0 | 0 | 0 | 1
> NHH UMS category A
NHH UMS category A | 1 | 0 | 0 | 0 | 0
LDNO LV: NHH UMS category A | 0 | 1 | 0 | 0 | 0
LDNO HV: NHH UMS category A | 0 | 0 | 1 | 0 | 0
> NHH UMS category B
NHH UMS category B | 1 | 0 | 0 | 0 | 0
LDNO LV: NHH UMS category B | 0 | 1 | 0 | 0 | 0
LDNO HV: NHH UMS category B | 0 | 0 | 1 | 0 | 0
> NHH UMS category C
NHH UMS category C | 1 | 0 | 0 | 0 | 0
LDNO LV: NHH UMS category C | 0 | 1 | 0 | 0 | 0
LDNO HV: NHH UMS category C | 0 | 0 | 1 | 0 | 0
> NHH UMS category D
NHH UMS category D | 1 | 0 | 0 | 0 | 0
LDNO LV: NHH UMS category D | 0 | 1 | 0 | 0 | 0
LDNO HV: NHH UMS category D | 0 | 0 | 1 | 0 | 0
> LV UMS (Pseudo HH Metered)
LV UMS (Pseudo HH Metered) | 1 | 0 | 0 | 0 | 0
LDNO LV: LV UMS (Pseudo HH Metered) | 0 | 1 | 0 | 0 | 0
LDNO HV: LV UMS (Pseudo HH Metered) | 0 | 0 | 1 | 0 | 0
> LV Generation NHH or Aggregate HH
LV Generation NHH or Aggregate HH | 1 | 0 | 0 | 0 | 0
LDNO LV: LV Generation NHH or Aggregate HH | 1 | 0 | 0 | 0 | 0
LDNO HV: LV Generation NHH or Aggregate HH | 1 | 0 | 0 | 0 | 0
> LV Sub Generation NHH
LV Sub Generation NHH | 1 | 0 | 0 | 0 | 0
LDNO HV: LV Sub Generation NHH | 1 | 0 | 0 | 0 | 0
> LV Generation Intermittent
LV Generation Intermittent | 1 | 0 | 0 | 0 | 0
LDNO LV: LV Generation Intermittent | 1 | 0 | 0 | 0 | 0
LDNO HV: LV Generation Intermittent | 1 | 0 | 0 | 0 | 0
> LV Generation Non-Intermittent
LV Generation Non-Intermittent | 1 | 0 | 0 | 0 | 0
LDNO LV: LV Generation Non-Intermittent | 1 | 0 | 0 | 0 | 0
LDNO HV: LV Generation Non-Intermittent | 1 | 0 | 0 | 0 | 0
> LV Sub Generation Intermittent
LV Sub Generation Intermittent | 1 | 0 | 0 | 0 | 0
LDNO HV: LV Sub Generation Intermittent | 1 | 0 | 0 | 0 | 0
> LV Sub Generation Non-Intermittent
LV Sub Generation Non-Intermittent | 1 | 0 | 0 | 0 | 0
LDNO HV: LV Sub Generation Non-Intermittent | 1 | 0 | 0 | 0 | 0
> HV Generation Intermittent
HV Generation Intermittent | 1 | 0 | 0 | 0 | 0
LDNO HV: HV Generation Intermittent | 1 | 0 | 0 | 0 | 0
> HV Generation Non-Intermittent
HV Generation Non-Intermittent | 1 | 0 | 0 | 0 | 0
LDNO HV: HV Generation Non-Intermittent | 1 | 0 | 0 | 0 | 0
2304. LDNO discounts and volumes adjusted for discount
Data sources:
x1 = 2303. Discount map
x2 = 1037. Embedded network (LDNO) discounts
x3 = 100 per cent discount for generators on LDNO networks
x4 = Discount for each tariff (except for fixed charges) (in LDNO discounts and volumes adjusted for discount)
x5 = 1053. Rate 1 units (MWh) by tariff (in Volume forecasts for the charging year)
x6 = 1053. Rate 2 units (MWh) by tariff (in Volume forecasts for the charging year)
x7 = 1053. Rate 3 units (MWh) by tariff (in Volume forecasts for the charging year)
x8 = 1053. MPANs by tariff (in Volume forecasts for the charging year)
x9 = Discount for each tariff for fixed charges only (in LDNO discounts and volumes adjusted for discount)
x10 = 1053. Import capacity (kVA) by tariff (in Volume forecasts for the charging year)
x11 = 1053. Reactive power units (MVArh) by tariff (in Volume forecasts for the charging year)
Kind: | Sum-product calculation | Combine tables | Calculation | Calculation | Calculation | Calculation | Calculation | Calculation
Formula: | =SUMPRODUCT(x1, x2) | = x3 or x4 | =x5*(1-x4) | =x6*(1-x4) | =x7*(1-x4) | =x8*(1-x9) | =x10*(1-x4) | =x11*(1-x4)
| Discount for each tariff (except for fixed charges) | Discount for each tariff for fixed charges only | Rate 1 units (MWh) | Rate 2 units (MWh) | Rate 3 units (MWh) | MPANs | Import capacity (kVA) | Reactive power units (MVArh)
> Domestic Unrestricted
Domestic Unrestricted | 0% | 0% | 6548048.323 | 0 | 0 | 2004921 | 0 | 0
LDNO LV: Domestic Unrestricted | 35.39% | 35.39% | 69368.4954 | 0 | 0 | 22473.0175 | 0 | 0
LDNO HV: Domestic Unrestricted | 57.62% | 57.62% | 26023.1534 | 0 | 0 | 7730.682 | 0 | 0
> Domestic Two Rate
Domestic Two Rate | 0% | 0% | 473331.2285 | 475601.886 | 0 | 179874 | 0 | 0
LDNO LV: Domestic Two Rate | 35.39% | 35.39% | 253.3216 | 67.868 | 0 | 93.6914 | 0 | 0
LDNO HV: Domestic Two Rate | 57.62% | 57.62% | 1288.8575 | 927.4461 | 0 | 443.2789 | 0 | 0
> Domestic Off Peak (related MPAN)
Domestic Off Peak (related MPAN) | 0% | 0% | 16657.9641 | 0 | 0 | 5278 | 0 | 0
LDNO LV: Domestic Off Peak (related MPAN) | 35.39% | 35.39% | 0 | 0 | 0 | 0 | 0 | 0
LDNO HV: Domestic Off Peak (related MPAN) | 57.62% | 57.62% | 0 | 0 | 0 | 0 | 0 | 0
> Small Non Domestic Unrestricted
Small Non Domestic Unrestricted | 0% | 0% | 1571617.9263 | 0 | 0 | 123214 | 0 | 0
LDNO LV: Small Non Domestic Unrestricted | 35.39% | 35.39% | 1784.4447 | 0 | 0 | 213.8749 | 0 | 0
LDNO HV: Small Non Domestic Unrestricted | 57.62% | 57.62% | 2550.9995 | 0 | 0 | 208.5021 | 0 | 0
> Small Non Domestic Two Rate
Small Non Domestic Two Rate | 0% | 0% | 568937.2659 | 222476.7168 | 0 | 33422 | 0 | 0
LDNO LV: Small Non Domestic Two Rate | 35.39% | 35.39% | 33.7807 | 32.6594 | 0 | 20.0306 | 0 | 0
LDNO HV: Small Non Domestic Two Rate | 57.62% | 57.62% | 0 | 0 | 0 | 0 | 0 | 0
> Small Non Domestic Off Peak (related MPAN)
Small Non Domestic Off Peak (related MPAN) | 0% | 0% | 18224.0656 | 0 | 0 | 3531 | 0 | 0
LDNO LV: Small Non Domestic Off Peak (related MPAN) | 35.39% | 35.39% | 0 | 0 | 0 | 0 | 0 | 0
LDNO HV: Small Non Domestic Off Peak (related MPAN) | 57.62% | 57.62% | 0 | 0 | 0 | 0 | 0 | 0
> LV Medium Non-Domestic
LV Medium Non-Domestic | 0% | 0% | 0 | 0 | 0 | 0 | 0 | 0
LDNO LV: LV Medium Non-Domestic | 35.39% | 35.39% | 0 | 0 | 0 | 0 | 0 | 0
LDNO HV: LV Medium Non-Domestic | 57.62% | 57.62% | 0 | 0 | 0 | 0 | 0 | 0
> LV Sub Medium Non-Domestic
LV Sub Medium Non-Domestic | 0% | 0% | 0 | 0 | 0 | 0 | 0 | 0
> HV Medium Non-Domestic
HV Medium Non-Domestic | 0% | 0% | 5720.366 | 1573.22 | 0 | 60 | 0 | 0
> LV Network Domestic
LV Network Domestic | 0% | 0% | 0 | 0 | 0 | 0 | 0 | 0
LDNO LV: LV Network Domestic | 35.39% | 35.39% | 0 | 0 | 0 | 0 | 0 | 0
LDNO HV: LV Network Domestic | 57.62% | 57.62% | 0 | 0 | 0 | 0 | 0 | 0
> LV Network Non-Domestic Non-CT
LV Network Non-Domestic Non-CT | 0% | 0% | 55950.1033 | 198560.7481 | 257739.1294 | 5419.348 | 0 | 0
LDNO LV: LV Network Non-Domestic Non-CT | 35.39% | 35.39% | 0 | 0 | 0 | 0 | 0 | 0
LDNO HV: LV Network Non-Domestic Non-CT | 57.62% | 57.62% | 0 | 0 | 0 | 0 | 0 | 0
> LV HH Metered
LV HH Metered | 0% | 0% | 244292.4644 | 866967.0226 | 1125354.9749 | 11578.652 | 1587209.9386 | 265954.621
LDNO LV: LV HH Metered | 35.39% | 35.39% | 233.6057 | 936.4583 | 1208.3001 | 9.0461 | 1709.7805 | 145.9076
LDNO HV: LV HH Metered | 57.62% | 57.62% | 1805.3642 | 7968.1446 | 11146.0475 | 43.6498 | 13641.7048 | 601.6563
> LV Sub HH Metered
LV Sub HH Metered | 0% | 0% | 136748.2527 | 496870.2637 | 664276.6984 | 2212 | 761063.6018 | 114518.556
LDNO HV: LV Sub HH Metered | 33.63% | 33.63% | 37.1007 | 174.9112 | 247.5592 | 1.9912 | 851.9204 | 1.5949
> HV HH Metered
HV HH Metered | 0% | 0% | 509012.1883 | 1735465.9543 | 2850377.0009 | 2113 | 1827943.0086 | 388553.7762
LDNO HV: HV HH Metered | 21.58% | 21.58% | 1323.4251 | 5772.3497 | 10246.7137 | 7.0576 | 11387.378 | 61.6908
> NHH UMS category A
NHH UMS category A | 0% | 0% | 36671.2327 | 0 | 0 | 244 | 0 | 0
LDNO LV: NHH UMS category A | 35.39% | 35.39% | 0 | 0 | 0 | 0 | 0 | 0
LDNO HV: NHH UMS category A | 57.62% | 57.62% | 0 | 0 | 0 | 0 | 0 | 0
> NHH UMS category B
NHH UMS category B | 0% | 0% | 9979.0774 | 0 | 0 | 314 | 0 | 0
LDNO LV: NHH UMS category B | 35.39% | 35.39% | 96.6004 | 0 | 0 | 39.415 | 0 | 0
LDNO HV: NHH UMS category B | 57.62% | 57.62% | 73.395 | 0 | 0 | 6.7806 | 0 | 0
> NHH UMS category C
NHH UMS category C | 0% | 0% | 265.8082 | 0 | 0 | 7 | 0 | 0
LDNO LV: NHH UMS category C | 35.39% | 35.39% | 0 | 0 | 0 | 0 | 0 | 0
LDNO HV: NHH UMS category C | 57.62% | 57.62% | 0 | 0 | 0 | 0 | 0 | 0
> NHH UMS category D
NHH UMS category D | 0% | 0% | 0.078638 | 0 | 0 | 1 | 0 | 0
LDNO LV: NHH UMS category D | 35.39% | 35.39% | 0 | 0 | 0 | 0 | 0 | 0
LDNO HV: NHH UMS category D | 57.62% | 57.62% | 0 | 0 | 0 | 0 | 0 | 0
> LV UMS (Pseudo HH Metered)
LV UMS (Pseudo HH Metered) | 0% | 0% | 14294.455 | 32942.9669 | 213416.9559 | 23 | 0 | 0
LDNO LV: LV UMS (Pseudo HH Metered) | 35.39% | 35.39% | 0 | 0 | 0 | 0 | 0 | 0
LDNO HV: LV UMS (Pseudo HH Metered) | 57.62% | 57.62% | 0 | 0 | 0 | 0 | 0 | 0
> LV Generation NHH or Aggregate HH
LV Generation NHH or Aggregate HH | 0% | 0% | 762.5555 | 0 | 0 | 61 | 0 | 0
LDNO LV: LV Generation NHH or Aggregate HH | 0% | 100% | 0 | 0 | 0 | 0 | 0 | 0
LDNO HV: LV Generation NHH or Aggregate HH | 0% | 100% | 0 | 0 | 0 | 0 | 0 | 0
> LV Sub Generation NHH
LV Sub Generation NHH | 0% | 0% | 0 | 0 | 0 | 0 | 0 | 0
LDNO HV: LV Sub Generation NHH | 0% | 100% | 0 | 0 | 0 | 0 | 0 | 0
> LV Generation Intermittent
LV Generation Intermittent | 0% | 0% | 29085.8185 | 0 | 0 | 203 | 0 | 1127.6162
LDNO LV: LV Generation Intermittent | 0% | 100% | 0 | 0 | 0 | 0 | 0 | 0
LDNO HV: LV Generation Intermittent | 0% | 100% | 0 | 0 | 0 | 0 | 0 | 0
> LV Generation Non-Intermittent
LV Generation Non-Intermittent | 0% | 0% | 185.2772 | 727.6203 | 1587.4591 | 21 | 0 | 47.8726
LDNO LV: LV Generation Non-Intermittent | 0% | 100% | 4.1045 | 21.0403 | 11.5663 | 0 | 0 | 1.6612
LDNO HV: LV Generation Non-Intermittent | 0% | 100% | 0 | 0 | 0 | 0 | 0 | 0
> LV Sub Generation Intermittent
LV Sub Generation Intermittent | 0% | 0% | 1410.5415 | 0 | 0 | 24 | 0 | 35.7122
LDNO HV: LV Sub Generation Intermittent | 0% | 100% | 0 | 0 | 0 | 0 | 0 | 0
> LV Sub Generation Non-Intermittent
LV Sub Generation Non-Intermittent | 0% | 0% | 40.4072 | 74.7668 | 276.0731 | 9 | 0 | 485.7572
LDNO HV: LV Sub Generation Non-Intermittent | 0% | 100% | 0 | 0 | 0 | 0 | 0 | 0
> HV Generation Intermittent
HV Generation Intermittent | 0% | 0% | 352888.2803 | 0 | 0 | 136 | 0 | 9441.6513
LDNO HV: HV Generation Intermittent | 0% | 100% | 0 | 0 | 0 | 0 | 0 | 0
> HV Generation Non-Intermittent
HV Generation Non-Intermittent | 0% | 0% | 41856.722 | 160926.1045 | 333208.8975 | 126 | 0 | 12771.8207
LDNO HV: HV Generation Non-Intermittent | 0% | 100% | 0 | 0 | 0 | 0 | 0 | 0
2305. Equivalent volume for each end user
Data sources:
x1 = 2304. Rate 1 units (MWh) (in LDNO discounts and volumes adjusted for discount)
x2 = 2304. Rate 2 units (MWh) (in LDNO discounts and volumes adjusted for discount)
x3 = 2304. Rate 3 units (MWh) (in LDNO discounts and volumes adjusted for discount)
x4 = 2304. MPANs (in LDNO discounts and volumes adjusted for discount)
x5 = 2304. Import capacity (kVA) (in LDNO discounts and volumes adjusted for discount)
x6 = 2304. Reactive power units (MVArh) (in LDNO discounts and volumes adjusted for discount)
Kind: | Cell summation | Cell summation | Cell summation | Cell summation | Cell summation | Cell summation
Formula: | =SUM(x1) | =SUM(x2) | =SUM(x3) | =SUM(x4) | =SUM(x5) | =SUM(x6)
| Rate 1 units (MWh) | Rate 2 units (MWh) | Rate 3 units (MWh) | MPANs | Import capacity (kVA) | Reactive power units (MVArh)
Domestic Unrestricted | 6643439.9718 | 0 | 0 | 2035124.6995 | 0 | 0
Domestic Two Rate | 474873.4076 | 476597.2001 | 0 | 180410.9703 | 0 | 0
Domestic Off Peak (related MPAN) | 16657.9641 | 0 | 0 | 5278 | 0 | 0
Small Non Domestic Unrestricted | 1575953.3705 | 0 | 0 | 123636.377 | 0 | 0
Small Non Domestic Two Rate | 568971.0466 | 222509.3761 | 0 | 33442.0306 | 0 | 0
Small Non Domestic Off Peak (related MPAN) | 18224.0656 | 0 | 0 | 3531 | 0 | 0
LV Medium Non-Domestic | 0 | 0 | 0 | 0 | 0 | 0
LV Sub Medium Non-Domestic | 0 | 0 | 0 | 0 | 0 | 0
HV Medium Non-Domestic | 5720.366 | 1573.22 | 0 | 60 | 0 | 0
LV Network Domestic | 0 | 0 | 0 | 0 | 0 | 0
LV Network Non-Domestic Non-CT | 55950.1033 | 198560.7481 | 257739.1294 | 5419.348 | 0 | 0
LV HH Metered | 246331.4343 | 875871.6255 | 1137709.3225 | 11631.3479 | 1602561.4239 | 266702.1849
LV Sub HH Metered | 136785.3534 | 497045.175 | 664524.2577 | 2213.9912 | 761915.5222 | 114520.1509
HV HH Metered | 510335.6134 | 1741238.304 | 2860623.7145 | 2120.0576 | 1839330.3866 | 388615.467
NHH UMS category A | 36671.2327 | 0 | 0 | 244 | 0 | 0
NHH UMS category B | 10149.0728 | 0 | 0 | 360.1956 | 0 | 0
NHH UMS category C | 265.8082 | 0 | 0 | 7 | 0 | 0
NHH UMS category D | 0.078638 | 0 | 0 | 1 | 0 | 0
LV UMS (Pseudo HH Metered) | 14294.455 | 32942.9669 | 213416.9559 | 23 | 0 | 0
LV Generation NHH or Aggregate HH | 762.5555 | 0 | 0 | 61 | 0 | 0
LV Sub Generation NHH | 0 | 0 | 0 | 0 | 0 | 0
LV Generation Intermittent | 29085.8185 | 0 | 0 | 203 | 0 | 1127.6162
LV Generation Non-Intermittent | 189.3817 | 748.6606 | 1599.0254 | 21 | 0 | 49.5338
LV Sub Generation Intermittent | 1410.5415 | 0 | 0 | 24 | 0 | 35.7122
LV Sub Generation Non-Intermittent | 40.4072 | 74.7668 | 276.0731 | 9 | 0 | 485.7572
HV Generation Intermittent | 352888.2803 | 0 | 0 | 136 | 0 | 9441.6513
HV Generation Non-Intermittent | 41856.722 | 160926.1045 | 333208.8975 | 126 | 0 | 12771.8207

## Multi
Load characteristics for multiple unit rates for Electricity North West in 2017/2018 (December 2015)
2401. Adjust annual hours by distribution time band to match days in year
Data sources:
x1 = 1068. Typical annual hours by distribution time band
x2 = 1010. Days in the charging year (in Financial and general assumptions)
x3 = Total hours in the year according to time band hours input data (in Adjust annual hours by distribution time band to match days in year)
Kind: | Cell summation | Calculation
Formula: | =SUM(x1) | =x1*24*x2/x3
Annual hours by distribution time band (reconciled to days in year)
| Hours aggregate | Red | Amber | Green
Adjust annual hours by distribution time band to match days in year | 8760 | 780 | 2525 | 5455
2402. Normalisation of split of rate 1 units by time band
Data sources:
x1 = 1061. Average split of rate 1 units by distribution time band
x2 = Total split (in Normalisation of split of rate 1 units by time band)
x3 = 2401. Annual hours by distribution time band (reconciled to days in year) (in Adjust annual hours by distribution time band to match days in year)
x4 = 1010. Days in the charging year (in Financial and general assumptions)
Kind: | Cell summation | Calculation
Formula: | =SUM(x1) | =IF(x2,x1/x2,x3/x4/24)
Normalised split of rate 1 units by distribution time band
| Total split | Red | Amber | Green
Domestic Unrestricted | 100% | 12.67% | 33.18% | 54.15%
Domestic Two Rate | 100% | 13.54% | 34.84% | 51.62%
Domestic Off Peak (related MPAN) | 100% | 0.5296% | 9.414% | 90.06%
Small Non Domestic Unrestricted | 100% | 10.93% | 44.78% | 44.29%
Small Non Domestic Two Rate | 100% | 12.24% | 46.09% | 41.67%
Small Non Domestic Off Peak (related MPAN) | 100% | 0.1576% | 5.078% | 94.76%
LV Medium Non-Domestic | 100% | 13.6% | 48.5% | 37.9%
LV Sub Medium Non-Domestic | 100% | 13.38% | 48.14% | 38.48%
HV Medium Non-Domestic | 100% | 13.1% | 48.93% | 37.97%
2403. Split of rate 1 units between distribution time bands
Data sources:
x1 = 2402. Normalised split of rate 1 units by distribution time band (in Normalisation of split of rate 1 units by time band)
x2 = Split of rate 1 units between distribution time bands (default)
Combine tables = x1 or x2
| Red | Amber | Green
Domestic Unrestricted | 12.67% | 33.18% | 54.15%
Domestic Two Rate | 13.54% | 34.84% | 51.62%
Domestic Off Peak (related MPAN) | 0.5296% | 9.414% | 90.06%
Small Non Domestic Unrestricted | 10.93% | 44.78% | 44.29%
Small Non Domestic Two Rate | 12.24% | 46.09% | 41.67%
Small Non Domestic Off Peak (related MPAN) | 0.1576% | 5.078% | 94.76%
LV Medium Non-Domestic | 13.6% | 48.5% | 37.9%
LV Sub Medium Non-Domestic | 13.38% | 48.14% | 38.48%
HV Medium Non-Domestic | 13.1% | 48.93% | 37.97%
LV Network Domestic | 100% | 0% | 0%
LV Network Non-Domestic Non-CT | 100% | 0% | 0%
LV HH Metered | 100% | 0% | 0%
LV Sub HH Metered | 100% | 0% | 0%
HV HH Metered | 100% | 0% | 0%
LV Generation Non-Intermittent | 100% | 0% | 0%
LV Sub Generation Non-Intermittent | 100% | 0% | 0%
HV Generation Non-Intermittent | 100% | 0% | 0%
2404. Normalisation of split of rate 2 units by time band
Data sources:
x1 = 1062. Average split of rate 2 units by distribution time band
x2 = Total split (in Normalisation of split of rate 2 units by time band)
x3 = 2401. Annual hours by distribution time band (reconciled to days in year) (in Adjust annual hours by distribution time band to match days in year)
x4 = 1010. Days in the charging year (in Financial and general assumptions)
Kind: | Cell summation | Calculation
Formula: | =SUM(x1) | =IF(x2,x1/x2,x3/x4/24)
Normalised split of rate 2 units by distribution time band
| Total split | Red | Amber | Green
Domestic Two Rate | 100% | 0% | 0% | 100%
Small Non Domestic Two Rate | 100% | 0% | 0% | 100%
LV Medium Non-Domestic | 100% | 0% | 0% | 100%
LV Sub Medium Non-Domestic | 100% | 0% | 0% | 100%
HV Medium Non-Domestic | 100% | 0% | 0% | 100%
2405. Split of rate 2 units between distribution time bands
Data sources:
x1 = 2404. Normalised split of rate 2 units by distribution time band (in Normalisation of split of rate 2 units by time band)
x2 = Split of rate 2 units between distribution time bands (default)
Combine tables = x1 or x2
| Red | Amber | Green
Domestic Two Rate | 0% | 0% | 100%
Small Non Domestic Two Rate | 0% | 0% | 100%
LV Medium Non-Domestic | 0% | 0% | 100%
LV Sub Medium Non-Domestic | 0% | 0% | 100%
HV Medium Non-Domestic | 0% | 0% | 100%
LV Network Domestic | 0% | 100% | 0%
LV Network Non-Domestic Non-CT | 0% | 100% | 0%
LV HH Metered | 0% | 100% | 0%
LV Sub HH Metered | 0% | 100% | 0%
HV HH Metered | 0% | 100% | 0%
LV Generation Non-Intermittent | 0% | 100% | 0%
LV Sub Generation Non-Intermittent | 0% | 100% | 0%
HV Generation Non-Intermittent | 0% | 100% | 0%
2406. Split of rate 3 units between distribution time bands (default)
| Red | Amber | Green
LV Network Domestic | 0% | 0% | 100%
LV Network Non-Domestic Non-CT | 0% | 0% | 100%
LV HH Metered | 0% | 0% | 100%
LV Sub HH Metered | 0% | 0% | 100%
HV HH Metered | 0% | 0% | 100%
LV Generation Non-Intermittent | 0% | 0% | 100%
LV Sub Generation Non-Intermittent | 0% | 0% | 100%
HV Generation Non-Intermittent | 0% | 0% | 100%
2407. All units (MWh)
Data sources:
x1 = 2305. Rate 1 units (MWh) (in Equivalent volume for each end user)
x2 = 2305. Rate 2 units (MWh) (in Equivalent volume for each end user)
x3 = 2305. Rate 3 units (MWh) (in Equivalent volume for each end user)
Calculation =x1+x2+x3
All units (MWh)
Domestic Unrestricted | 6643439.9718
Domestic Two Rate | 951470.6077
Domestic Off Peak (related MPAN) | 16657.9641
Small Non Domestic Unrestricted | 1575953.3705
Small Non Domestic Two Rate | 791480.4227
Small Non Domestic Off Peak (related MPAN) | 18224.0656
LV Medium Non-Domestic | 0
LV Sub Medium Non-Domestic | 0
HV Medium Non-Domestic | 7293.586
LV Network Domestic | 0
LV Network Non-Domestic Non-CT | 512249.9808
LV HH Metered | 2259912.3824
LV Sub HH Metered | 1298354.7861
HV HH Metered | 5112197.632
NHH UMS category A | 36671.2327
NHH UMS category B | 10149.0728
NHH UMS category C | 265.8082
NHH UMS category D | 0.078638
LV UMS (Pseudo HH Metered) | 260654.3778
LV Generation NHH or Aggregate HH | 762.5555
LV Sub Generation NHH | 0
LV Generation Intermittent | 29085.8185
LV Generation Non-Intermittent | 2537.0678
LV Sub Generation Intermittent | 1410.5415
LV Sub Generation Non-Intermittent | 391.2471
HV Generation Intermittent | 352888.2803
HV Generation Non-Intermittent | 535991.7239
2408. Calculation of implied load coefficients for one-rate users
Data sources:
x1 = 2407. All units (MWh)
x2 = 2305. Rate 1 units (MWh) (in Equivalent volume for each end user)
x3 = 2403. Split of rate 1 units between distribution time bands
x4 = 2401. Annual hours by distribution time band (reconciled to days in year) (in Adjust annual hours by distribution time band to match days in year)
x5 = Use of distribution time bands by units in demand forecast for one-rate tariffs (in Calculation of implied load coefficients for one-rate users)
x6 = 1010. Days in the charging year (in Financial and general assumptions)
Kind: | Calculation |  |  | Calculation
Formula: | =IF(x1>0,(x2*x3)/x1,0) |  |  | =IF(x4>0,x5*x6*24/x4,0)
Use of distribution time bands by units in demand forecast for one-rate tariffs
| Red | Amber | Green | Peak band load coefficient for one-rate tariffs
Domestic Unrestricted | 12.67% | 33.18% | 54.15% | 1.4231
Small Non Domestic Unrestricted | 10.93% | 44.78% | 44.29% | 1.2272
2409. Calculation of implied load coefficients for two-rate users
Data sources:
x1 = 2407. All units (MWh)
x2 = 2305. Rate 1 units (MWh) (in Equivalent volume for each end user)
x3 = 2403. Split of rate 1 units between distribution time bands
x4 = 2305. Rate 2 units (MWh) (in Equivalent volume for each end user)
x5 = 2405. Split of rate 2 units between distribution time bands
x6 = 2401. Annual hours by distribution time band (reconciled to days in year) (in Adjust annual hours by distribution time band to match days in year)
x7 = Use of distribution time bands by units in demand forecast for two-rate tariffs (in Calculation of implied load coefficients for two-rate users)
x8 = 1010. Days in the charging year (in Financial and general assumptions)
Kind: | Calculation |  |  | Calculation
Formula: | =IF(x1>0,(x2*x3+x4*x5)/x1,0) |  |  | =IF(x6>0,x7*x8*24/x6,0)
Use of distribution time bands by units in demand forecast for two-rate tariffs
| Red | Amber | Green | Peak band load coefficient for two-rate tariffs
Domestic Two Rate | 6.759% | 17.39% | 75.85% | 0.75907
Small Non Domestic Two Rate | 8.8% | 33.13% | 58.07% | 0.98832
LV Medium Non-Domestic | 0% | 0% | 0% | 0
LV Sub Medium Non-Domestic | 0% | 0% | 0% | 0
HV Medium Non-Domestic | 10.27% | 38.38% | 51.35% | 1.1535
2410. Calculation of implied load coefficients for three-rate users
Data sources:
x1 = 2407. All units (MWh)
x2 = 2305. Rate 1 units (MWh) (in Equivalent volume for each end user)
x3 = 2403. Split of rate 1 units between distribution time bands
x4 = 2305. Rate 2 units (MWh) (in Equivalent volume for each end user)
x5 = 2405. Split of rate 2 units between distribution time bands
x6 = 2305. Rate 3 units (MWh) (in Equivalent volume for each end user)
x7 = 2406. Split of rate 3 units between distribution time bands (default)
x8 = 2401. Annual hours by distribution time band (reconciled to days in year) (in Adjust annual hours by distribution time band to match days in year)
x9 = Use of distribution time bands by units in demand forecast for three-rate tariffs (in Calculation of implied load coefficients for three-rate users)
x10 = 1010. Days in the charging year (in Financial and general assumptions)
Kind: | Calculation |  |  | Calculation
Formula: | =IF(x1>0,(x2*x3+x4*x5+x6*x7)/x1,0) |  |  | =IF(x8>0,x9*x10*24/x8,0)
Use of distribution time bands by units in demand forecast for three-rate tariffs
| Red | Amber | Green | Peak band load coefficient for three-rate tariffs
LV Network Domestic | 0% | 0% | 0% | 0
LV Network Non-Domestic Non-CT | 10.92% | 38.76% | 50.32% | 1.2267
LV HH Metered | 10.9% | 38.76% | 50.34% | 1.2242
LV Sub HH Metered | 10.54% | 38.28% | 51.18% | 1.1832
HV HH Metered | 9.983% | 34.06% | 55.96% | 1.1211
2411. Calculation of adjusted time band load coefficients
Data sources:
x1 = 2408. Peak band load coefficient for one-rate tariffs (in Calculation of implied load coefficients for one-rate users)
x2 = 2409. Peak band load coefficient for two-rate tariffs (in Calculation of implied load coefficients for two-rate users)
x3 = 2410. Peak band load coefficient for three-rate tariffs (in Calculation of implied load coefficients for three-rate users)
x4 = Peak band load coefficient (in Calculation of adjusted time band load coefficients)
x5 = 2302. Load coefficient
Kind: | Combine tables | Calculation
Formula: | = x1 or x2 or x3 | =IF(x4<>0,x5/x4,IF(x5<0,-1,1))
| Peak band load coefficient | Load coefficient correction factor (kW at peak in band / band average kW)
Domestic Unrestricted | 1.4231 | 1.4036
Domestic Two Rate | 0.75907 | 1.5755
Domestic Off Peak (related MPAN) |  | 1
Small Non Domestic Unrestricted | 1.2272 | 1.3961
Small Non Domestic Two Rate | 0.98832 | 1.3171
Small Non Domestic Off Peak (related MPAN) |  | 1
LV Medium Non-Domestic | 0 | 1
LV Sub Medium Non-Domestic | 0 | 1
HV Medium Non-Domestic | 1.1535 | 1.2635
LV Network Domestic | 0 | 1
LV Network Non-Domestic Non-CT | 1.2267 | 1.3968
LV HH Metered | 1.2242 | 1.1986
LV Sub HH Metered | 1.1832 | 1.1889
HV HH Metered | 1.1211 | 1.0744
LV Generation Non-Intermittent |  | -1
LV Sub Generation Non-Intermittent |  | -1
HV Generation Non-Intermittent |  | -1
2412. Normalisation of peaking probabilities
Data sources:
x1 = 1069. Red, amber and green peaking probabilities (in Peaking probabilities by network level)
x2 = Total probability (should be 100%) (in Normalisation of peaking probabilities)
x3 = 1068. Typical annual hours by distribution time band
x4 = 2401. Total hours in the year according to time band hours input data (in Adjust annual hours by distribution time band to match days in year)
Kind: | Cell summation | Calculation
Formula: | =SUM(x1) | =IF(x2,x1/x2,x3/x4)
Normalised peaking probabilities
| Total probability (should be 100%) | Red | Amber | Green
GSPs | 100% | 89.06% | 9.185% | 1.754%
132kV | 100% | 70.62% | 22.85% | 6.535%
132kV/EHV | 100% | 70.62% | 22.85% | 6.535%
EHV | 100% | 59.58% | 31.33% | 9.091%
EHV/HV | 100% | 59.58% | 31.33% | 9.091%
132kV/HV | 0% | 8.904% | 28.82% | 62.27%
HV | 100% | 59.58% | 31.33% | 9.091%
HV/LV | 100% | 59.58% | 31.33% | 9.091%
LV circuits | 100% | 59.58% | 31.33% | 9.091%
2413. Peaking probabilities by network level (reshaped)
Data sources:
x1 = 2412. Normalised peaking probabilities (in Normalisation of peaking probabilities)
Reshape table = x1
| GSPs | Red | Amber | Green | 132kV | Red | Amber | Green | 132kV/EHV | Red | Amber | Green | EHV | Red | Amber | Green | EHV/HV | Red | Amber | Green | 132kV/HV | Red | Amber | Green | HV | Red | Amber | Green | HV/LV | Red | Amber | Green | LV circuits | Red | Amber | Green
Probability of peak within timeband |  | 89.06% | 9.185% | 1.754% |  | 70.62% | 22.85% | 6.535% |  | 70.62% | 22.85% | 6.535% |  | 59.58% | 31.33% | 9.091% |  | 59.58% | 31.33% | 9.091% |  | 8.904% | 28.82% | 62.27% |  | 59.58% | 31.33% | 9.091% |  | 59.58% | 31.33% | 9.091% |  | 59.58% | 31.33% | 9.091%
2414. Pseudo load coefficient by time band and network level
Data sources:
x1 = 2401. Annual hours by distribution time band (reconciled to days in year) (in Adjust annual hours by distribution time band to match days in year)
x2 = 2411. Load coefficient correction factor (kW at peak in band / band average kW) (in Calculation of adjusted time band load coefficients)
x3 = 2413. Peaking probabilities by network level (reshaped)
x4 = 1010. Days in the charging year (in Financial and general assumptions)
Calculation =IF(x1>0,x2*x3*24*x4/x1,0)
| GSPs | Red | Amber | Green | 132kV | Red | Amber | Green | 132kV/EHV | Red | Amber | Green | EHV | Red | Amber | Green | EHV/HV | Red | Amber | Green | 132kV/HV | Red | Amber | Green | HV | Red | Amber | Green | HV/LV | Red | Amber | Green | LV circuits | Red | Amber | Green
Domestic Unrestricted |  | 14.0388 | 0.44724 | 0.039543 |  | 11.1314 | 1.1126 | 0.1473 |  | 11.1314 | 1.1126 | 0.1473 |  | 9.3922 | 1.5254 | 0.20491 |  | 9.3922 | 1.5254 | 0.20491 |  | 1.4036 | 1.4036 | 1.4036 |  | 9.3922 | 1.5254 | 0.20491 |  | 9.3922 | 1.5254 | 0.20491 |  | 9.3922 | 1.5254 | 0.20491
Domestic Two Rate |  | 15.7581 | 0.50202 | 0.044386 |  | 12.4947 | 1.2488 | 0.16534 |  | 12.4947 | 1.2488 | 0.16534 |  | 10.5424 | 1.7122 | 0.23 |  | 10.5424 | 1.7122 | 0.23 |  | 1.5755 | 1.5755 | 1.5755 |  | 10.5424 | 1.7122 | 0.23 |  | 10.5424 | 1.7122 | 0.23 |  | 10.5424 | 1.7122 | 0.23
Domestic Off Peak (related MPAN) |  | 10.0022 | 0.31865 | 0.028173 |  | 7.9308 | 0.79267 | 0.10495 |  | 7.9308 | 0.79267 | 0.10495 |  | 6.6916 | 1.0868 | 0.14599 |  | 6.6916 | 1.0868 | 0.14599 |  | 1 | 1 | 1 |  | 6.6916 | 1.0868 | 0.14599 |  | 6.6916 | 1.0868 | 0.14599 |  | 6.6916 | 1.0868 | 0.14599
Small Non Domestic Unrestricted |  | 13.9645 | 0.44488 | 0.039334 |  | 11.0725 | 1.1067 | 0.14652 |  | 11.0725 | 1.1067 | 0.14652 |  | 9.3425 | 1.5173 | 0.20382 |  | 9.3425 | 1.5173 | 0.20382 |  | 1.3961 | 1.3961 | 1.3961 |  | 9.3425 | 1.5173 | 0.20382 |  | 9.3425 | 1.5173 | 0.20382 |  | 9.3425 | 1.5173 | 0.20382
Small Non Domestic Two Rate |  | 13.1739 | 0.41969 | 0.037107 |  | 10.4457 | 1.044 | 0.13823 |  | 10.4457 | 1.044 | 0.13823 |  | 8.8136 | 1.4314 | 0.19229 |  | 8.8136 | 1.4314 | 0.19229 |  | 1.3171 | 1.3171 | 1.3171 |  | 8.8136 | 1.4314 | 0.19229 |  | 8.8136 | 1.4314 | 0.19229 |  | 8.8136 | 1.4314 | 0.19229
Small Non Domestic Off Peak (related MPAN) |  | 10.0022 | 0.31865 | 0.028173 |  | 7.9308 | 0.79267 | 0.10495 |  | 7.9308 | 0.79267 | 0.10495 |  | 6.6916 | 1.0868 | 0.14599 |  | 6.6916 | 1.0868 | 0.14599 |  | 1 | 1 | 1 |  | 6.6916 | 1.0868 | 0.14599 |  | 6.6916 | 1.0868 | 0.14599 |  | 6.6916 | 1.0868 | 0.14599
LV Medium Non-Domestic |  | 10.0022 | 0.31865 | 0.028173 |  | 7.9308 | 0.79267 | 0.10495 |  | 7.9308 | 0.79267 | 0.10495 |  | 6.6916 | 1.0868 | 0.14599 |  | 6.6916 | 1.0868 | 0.14599 |  | 1 | 1 | 1 |  | 6.6916 | 1.0868 | 0.14599 |  | 6.6916 | 1.0868 | 0.14599 |  | 6.6916 | 1.0868 | 0.14599
LV Sub Medium Non-Domestic |  | 10.0022 | 0.31865 | 0.028173 |  | 7.9308 | 0.79267 | 0.10495 |  | 7.9308 | 0.79267 | 0.10495 |  | 6.6916 | 1.0868 | 0.14599 |  | 6.6916 | 1.0868 | 0.14599 |  | 1 | 1 | 1 |  | 6.6916 | 1.0868 | 0.14599 |  | 6.6916 | 1.0868 | 0.14599 |  | 6.6916 | 1.0868 | 0.14599
HV Medium Non-Domestic |  | 12.6377 | 0.4026 | 0.035596 |  | 10.0204 | 1.0015 | 0.1326 |  | 10.0204 | 1.0015 | 0.1326 |  | 8.4548 | 1.3731 | 0.18446 |  | 8.4548 | 1.3731 | 0.18446 |  | 1.2635 | 1.2635 | 1.2635 |  | 8.4548 | 1.3731 | 0.18446 |  | 8.4548 | 1.3731 | 0.18446 |  | 8.4548 | 1.3731 | 0.18446
LV Network Domestic |  | 10.0022 | 0.31865 | 0.028173 |  | 7.9308 | 0.79267 | 0.10495 |  | 7.9308 | 0.79267 | 0.10495 |  | 6.6916 | 1.0868 | 0.14599 |  | 6.6916 | 1.0868 | 0.14599 |  | 1 | 1 | 1 |  | 6.6916 | 1.0868 | 0.14599 |  | 6.6916 | 1.0868 | 0.14599 |  | 6.6916 | 1.0868 | 0.14599
LV Network Non-Domestic Non-CT |  | 13.9709 | 0.44508 | 0.039352 |  | 11.0776 | 1.1072 | 0.14659 |  | 11.0776 | 1.1072 | 0.14659 |  | 9.3468 | 1.518 | 0.20392 |  | 9.3468 | 1.518 | 0.20392 |  | 1.3968 | 1.3968 | 1.3968 |  | 9.3468 | 1.518 | 0.20392 |  | 9.3468 | 1.518 | 0.20392 |  | 9.3468 | 1.518 | 0.20392
LV HH Metered |  | 11.9889 | 0.38194 | 0.033769 |  | 9.506 | 0.95011 | 0.12579 |  | 9.506 | 0.95011 | 0.12579 |  | 8.0207 | 1.3026 | 0.17499 |  | 8.0207 | 1.3026 | 0.17499 |  | 1.1986 | 1.1986 | 1.1986 |  | 8.0207 | 1.3026 | 0.17499 |  | 8.0207 | 1.3026 | 0.17499 |  | 8.0207 | 1.3026 | 0.17499
LV Sub HH Metered |  | 11.8914 | 0.37883 | 0.033494 |  | 9.4287 | 0.94238 | 0.12477 |  | 9.4287 | 0.94238 | 0.12477 |  | 7.9555 | 1.2921 | 0.17357 |  | 7.9555 | 1.2921 | 0.17357 |  | 1.1889 | 1.1889 | 1.1889 |  | 7.9555 | 1.2921 | 0.17357 |  | 7.9555 | 1.2921 | 0.17357 |  | 7.9555 | 1.2921 | 0.17357
HV HH Metered |  | 10.7465 | 0.34236 | 0.03027 |  | 8.5209 | 0.85165 | 0.11276 |  | 8.5209 | 0.85165 | 0.11276 |  | 7.1896 | 1.1677 | 0.15685 |  | 7.1896 | 1.1677 | 0.15685 |  | 1.0744 | 1.0744 | 1.0744 |  | 7.1896 | 1.1677 | 0.15685 |  | 7.1896 | 1.1677 | 0.15685 |  | 7.1896 | 1.1677 | 0.15685
LV Generation Non-Intermittent |  | -10.0022 | -0.31865 | -0.028173 |  | -7.9308 | -0.79267 | -0.10495 |  | -7.9308 | -0.79267 | -0.10495 |  | -6.6916 | -1.0868 | -0.14599 |  | -6.6916 | -1.0868 | -0.14599 |  | -1 | -1 | -1 |  | -6.6916 | -1.0868 | -0.14599 |  | -6.6916 | -1.0868 | -0.14599 |  | -6.6916 | -1.0868 | -0.14599
LV Sub Generation Non-Intermittent |  | -10.0022 | -0.31865 | -0.028173 |  | -7.9308 | -0.79267 | -0.10495 |  | -7.9308 | -0.79267 | -0.10495 |  | -6.6916 | -1.0868 | -0.14599 |  | -6.6916 | -1.0868 | -0.14599 |  | -1 | -1 | -1 |  | -6.6916 | -1.0868 | -0.14599 |  | -6.6916 | -1.0868 | -0.14599 |  | -6.6916 | -1.0868 | -0.14599
HV Generation Non-Intermittent |  | -10.0022 | -0.31865 | -0.028173 |  | -7.9308 | -0.79267 | -0.10495 |  | -7.9308 | -0.79267 | -0.10495 |  | -6.6916 | -1.0868 | -0.14599 |  | -6.6916 | -1.0868 | -0.14599 |  | -1 | -1 | -1 |  | -6.6916 | -1.0868 | -0.14599 |  | -6.6916 | -1.0868 | -0.14599 |  | -6.6916 | -1.0868 | -0.14599
2415. Single rate non half hourly pseudo timeband load coefficients
Data sources:
x1 = 2414. Pseudo load coefficient by time band and network level
Copy cells = x1
| GSPs | Red | Amber | Green | 132kV | Red | Amber | Green | 132kV/EHV | Red | Amber | Green | EHV | Red | Amber | Green | EHV/HV | Red | Amber | Green | 132kV/HV | Red | Amber | Green | HV | Red | Amber | Green | HV/LV | Red | Amber | Green | LV circuits | Red | Amber | Green
Domestic Unrestricted |  | 14.0388 | 0.44724 | 0.039543 |  | 11.1314 | 1.1126 | 0.1473 |  | 11.1314 | 1.1126 | 0.1473 |  | 9.3922 | 1.5254 | 0.20491 |  | 9.3922 | 1.5254 | 0.20491 |  | 1.4036 | 1.4036 | 1.4036 |  | 9.3922 | 1.5254 | 0.20491 |  | 9.3922 | 1.5254 | 0.20491 |  | 9.3922 | 1.5254 | 0.20491
Small Non Domestic Unrestricted |  | 13.9645 | 0.44488 | 0.039334 |  | 11.0725 | 1.1067 | 0.14652 |  | 11.0725 | 1.1067 | 0.14652 |  | 9.3425 | 1.5173 | 0.20382 |  | 9.3425 | 1.5173 | 0.20382 |  | 1.3961 | 1.3961 | 1.3961 |  | 9.3425 | 1.5173 | 0.20382 |  | 9.3425 | 1.5173 | 0.20382 |  | 9.3425 | 1.5173 | 0.20382
2416. Single rate non half hourly units (MWh)
Data sources:
x1 = 2407. All units (MWh)
Copy cells = x1
Single rate non half hourly units (MWh)
Domestic Unrestricted | 6643439.9718
Small Non Domestic Unrestricted | 1575953.3705
2417. Single rate non half hourly timeband use
Data sources:
x1 = 2403. Split of rate 1 units between distribution time bands
Copy cells = x1
| Red | Amber | Green
Domestic Unrestricted | 12.67% | 33.18% | 54.15%
Small Non Domestic Unrestricted | 10.93% | 44.78% | 44.29%
2418. Single rate non half hourly tariff pseudo load coefficient
Data sources:
x1 = 2415. Single rate non half hourly pseudo timeband load coefficients
x2 = 2417. Single rate non half hourly timeband use
Sum-product calculation =SUMPRODUCT(x1, x2)
| GSPs | 132kV | 132kV/EHV | EHV | EHV/HV | 132kV/HV | HV | HV/LV | LV circuits
Domestic Unrestricted | 1.9487 | 1.8594 | 1.8594 | 1.8072 | 1.8072 | 1.4036 | 1.8072 | 1.8072 | 1.8072
Small Non Domestic Unrestricted | 1.7426 | 1.7704 | 1.7704 | 1.7907 | 1.7907 | 1.3961 | 1.7907 | 1.7907 | 1.7907
2419. Multi rate non half hourly units (MWh)
Data sources:
x1 = 2407. All units (MWh)
Copy cells = x1
Multi rate non half hourly units (MWh)
Domestic Two Rate | 951470.6077
Small Non Domestic Two Rate | 791480.4227
2420. Multi rate non half hourly pseudo timeband load coefficients
Data sources:
x1 = 2414. Pseudo load coefficient by time band and network level
Copy cells = x1
| GSPs | Red | Amber | Green | 132kV | Red | Amber | Green | 132kV/EHV | Red | Amber | Green | EHV | Red | Amber | Green | EHV/HV | Red | Amber | Green | 132kV/HV | Red | Amber | Green | HV | Red | Amber | Green | HV/LV | Red | Amber | Green | LV circuits | Red | Amber | Green
Domestic Two Rate |  | 15.7581 | 0.50202 | 0.044386 |  | 12.4947 | 1.2488 | 0.16534 |  | 12.4947 | 1.2488 | 0.16534 |  | 10.5424 | 1.7122 | 0.23 |  | 10.5424 | 1.7122 | 0.23 |  | 1.5755 | 1.5755 | 1.5755 |  | 10.5424 | 1.7122 | 0.23 |  | 10.5424 | 1.7122 | 0.23 |  | 10.5424 | 1.7122 | 0.23
Small Non Domestic Two Rate |  | 13.1739 | 0.41969 | 0.037107 |  | 10.4457 | 1.044 | 0.13823 |  | 10.4457 | 1.044 | 0.13823 |  | 8.8136 | 1.4314 | 0.19229 |  | 8.8136 | 1.4314 | 0.19229 |  | 1.3171 | 1.3171 | 1.3171 |  | 8.8136 | 1.4314 | 0.19229 |  | 8.8136 | 1.4314 | 0.19229 |  | 8.8136 | 1.4314 | 0.19229
2421. Multi rate non half hourly timeband use
Data sources:
x1 = 2409. Use of distribution time bands by units in demand forecast for two-rate tariffs (in Calculation of implied load coefficients for two-rate users)
Copy cells = x1
| Red | Amber | Green
Domestic Two Rate | 6.759% | 17.39% | 75.85%
Small Non Domestic Two Rate | 8.8% | 33.13% | 58.07%
2422. Multi rate non half hourly tariff pseudo load coefficient
Data sources:
x1 = 2420. Multi rate non half hourly pseudo timeband load coefficients
x2 = 2421. Multi rate non half hourly timeband use
Sum-product calculation =SUMPRODUCT(x1, x2)
| GSPs | 132kV | 132kV/EHV | EHV | EHV/HV | 132kV/HV | HV | HV/LV | LV circuits
Domestic Two Rate | 1.186 | 1.1871 | 1.1871 | 1.1847 | 1.1847 | 1.5755 | 1.1847 | 1.1847 | 1.1847
Small Non Domestic Two Rate | 1.3199 | 1.3454 | 1.3454 | 1.3615 | 1.3615 | 1.3171 | 1.3615 | 1.3615 | 1.3615
2423. Off-peak non half hourly units (MWh)
Data sources:
x1 = 2407. All units (MWh)
Copy cells = x1
Off-peak non half hourly units (MWh)
Domestic Off Peak (related MPAN) | 16657.9641
Small Non Domestic Off Peak (related MPAN) | 18224.0656
2424. Off-peak non half hourly pseudo timeband load coefficients
Data sources:
x1 = 2414. Pseudo load coefficient by time band and network level
Copy cells = x1
| GSPs | Red | Amber | Green | 132kV | Red | Amber | Green | 132kV/EHV | Red | Amber | Green | EHV | Red | Amber | Green | EHV/HV | Red | Amber | Green | 132kV/HV | Red | Amber | Green | HV | Red | Amber | Green | HV/LV | Red | Amber | Green | LV circuits | Red | Amber | Green
Domestic Off Peak (related MPAN) |  | 10.0022 | 0.31865 | 0.028173 |  | 7.9308 | 0.79267 | 0.10495 |  | 7.9308 | 0.79267 | 0.10495 |  | 6.6916 | 1.0868 | 0.14599 |  | 6.6916 | 1.0868 | 0.14599 |  | 1 | 1 | 1 |  | 6.6916 | 1.0868 | 0.14599 |  | 6.6916 | 1.0868 | 0.14599 |  | 6.6916 | 1.0868 | 0.14599
Small Non Domestic Off Peak (related MPAN) |  | 10.0022 | 0.31865 | 0.028173 |  | 7.9308 | 0.79267 | 0.10495 |  | 7.9308 | 0.79267 | 0.10495 |  | 6.6916 | 1.0868 | 0.14599 |  | 6.6916 | 1.0868 | 0.14599 |  | 1 | 1 | 1 |  | 6.6916 | 1.0868 | 0.14599 |  | 6.6916 | 1.0868 | 0.14599 |  | 6.6916 | 1.0868 | 0.14599
2425. Off-peak non half hourly timeband use
Data sources:
x1 = 2403. Split of rate 1 units between distribution time bands
Copy cells = x1
| Red | Amber | Green
Domestic Off Peak (related MPAN) | 0.5296% | 9.414% | 90.06%
Small Non Domestic Off Peak (related MPAN) | 0.1576% | 5.078% | 94.76%
2426. Off-peak non half hourly tariff pseudo load coefficient
Data sources:
x1 = 2424. Off-peak non half hourly pseudo timeband load coefficients
x2 = 2425. Off-peak non half hourly timeband use
Sum-product calculation =SUMPRODUCT(x1, x2)
| GSPs | 132kV | 132kV/EHV | EHV | EHV/HV | 132kV/HV | HV | HV/LV | LV circuits
Domestic Off Peak (related MPAN) | 0.10834 | 0.21114 | 0.21114 | 0.26922 | 0.26922 | 1 | 0.26922 | 0.26922 | 0.26922
Small Non Domestic Off Peak (related MPAN) | 0.058638 | 0.1522 | 0.1522 | 0.20408 | 0.20408 | 1 | 0.20408 | 0.20408 | 0.20408
2427. Aggregated half hourly units (MWh)
Data sources:
x1 = 2407. All units (MWh)
Copy cells = x1
Aggregated half hourly units (MWh)
LV Network Domestic | 0
LV Network Non-Domestic Non-CT | 512249.9808
2428. Aggregated half hourly pseudo timeband load coefficients
Data sources:
x1 = 2414. Pseudo load coefficient by time band and network level
Copy cells = x1
| GSPs | Red | Amber | Green | 132kV | Red | Amber | Green | 132kV/EHV | Red | Amber | Green | EHV | Red | Amber | Green | EHV/HV | Red | Amber | Green | 132kV/HV | Red | Amber | Green | HV | Red | Amber | Green | HV/LV | Red | Amber | Green | LV circuits | Red | Amber | Green
LV Network Domestic |  | 10.0022 | 0.31865 | 0.028173 |  | 7.9308 | 0.79267 | 0.10495 |  | 7.9308 | 0.79267 | 0.10495 |  | 6.6916 | 1.0868 | 0.14599 |  | 6.6916 | 1.0868 | 0.14599 |  | 1 | 1 | 1 |  | 6.6916 | 1.0868 | 0.14599 |  | 6.6916 | 1.0868 | 0.14599 |  | 6.6916 | 1.0868 | 0.14599
LV Network Non-Domestic Non-CT |  | 13.9709 | 0.44508 | 0.039352 |  | 11.0776 | 1.1072 | 0.14659 |  | 11.0776 | 1.1072 | 0.14659 |  | 9.3468 | 1.518 | 0.20392 |  | 9.3468 | 1.518 | 0.20392 |  | 1.3968 | 1.3968 | 1.3968 |  | 9.3468 | 1.518 | 0.20392 |  | 9.3468 | 1.518 | 0.20392 |  | 9.3468 | 1.518 | 0.20392
2429. Aggregated half hourly timeband use
Data sources:
x1 = 2410. Use of distribution time bands by units in demand forecast for three-rate tariffs (in Calculation of implied load coefficients for three-rate users)
Copy cells = x1
| Red | Amber | Green
LV Network Domestic | 0% | 0% | 0%
LV Network Non-Domestic Non-CT | 10.92% | 38.76% | 50.32%
2430. Aggregated half hourly tariff pseudo load coefficient
Data sources:
x1 = 2428. Aggregated half hourly pseudo timeband load coefficients
x2 = 2429. Aggregated half hourly timeband use
Sum-product calculation =SUMPRODUCT(x1, x2)
| GSPs | 132kV | 132kV/EHV | EHV | EHV/HV | 132kV/HV | HV | HV/LV | LV circuits
LV Network Domestic | 0 | 0 | 0 | 0 | 0 | 0 | 0 | 0 | 0
LV Network Non-Domestic Non-CT | 1.7183 | 1.7129 | 1.7129 | 1.7119 | 1.7119 | 1.3968 | 1.7119 | 1.7119 | 1.7119
2431. Average non half hourly tariff pseudo load coefficient
Data sources:
x1 = 2416. Single rate non half hourly units (MWh)
x2 = 2418. Single rate non half hourly tariff pseudo load coefficient
x3 = 2419. Multi rate non half hourly units (MWh)
x4 = 2422. Multi rate non half hourly tariff pseudo load coefficient
x5 = 2423. Off-peak non half hourly units (MWh)
x6 = 2426. Off-peak non half hourly tariff pseudo load coefficient
Calculation =(x1*x2+x3*x4+x5*x6)/(x1+x3+x5)
| GSPs | 132kV | 132kV/EHV | EHV | EHV/HV | 132kV/HV | HV | HV/LV | LV circuits
Domestic equalisation group | 1.8493 | 1.7718 | 1.7718 | 1.726 | 1.726 | 1.4242 | 1.726 | 1.726 | 1.726
Non-domestic equalisation group | 1.5895 | 1.6171 | 1.6171 | 1.6362 | 1.6362 | 1.3669 | 1.6362 | 1.6362 | 1.6362
2432. Average non half hourly timeband use
Data sources:
x1 = 2416. Single rate non half hourly units (MWh)
x2 = 2417. Single rate non half hourly timeband use
x3 = 2419. Multi rate non half hourly units (MWh)
x4 = 2421. Multi rate non half hourly timeband use
x5 = 2423. Off-peak non half hourly units (MWh)
x6 = 2425. Off-peak non half hourly timeband use
Calculation =(x1*x2+x3*x4+x5*x6)/(x1+x3+x5)
| Red | Amber | Green
LV Network Domestic | 11.91% | 31.16% | 56.94%
LV Network Non-Domestic Non-CT | 10.14% | 40.61% | 49.25%
2433. Aggregated half hourly tariff pseudo load coefficient using average non half hourly unit mix
Data sources:
x1 = 2428. Aggregated half hourly pseudo timeband load coefficients
x2 = 2432. Average non half hourly timeband use
Sum-product calculation =SUMPRODUCT(x1, x2)
| GSPs | 132kV | 132kV/EHV | EHV | EHV/HV | 132kV/HV | HV | HV/LV | LV circuits
LV Network Domestic | 1.3061 | 1.2509 | 1.2509 | 1.2184 | 1.2184 | 1 | 1.2184 | 1.2184 | 1.2184
LV Network Non-Domestic Non-CT | 1.6167 | 1.6451 | 1.6451 | 1.6647 | 1.6647 | 1.3968 | 1.6647 | 1.6647 | 1.6647
2434. Relative correction factor for aggregated half hourly tariff
Data sources:
x1 = 2431. Average non half hourly tariff pseudo load coefficient
x2 = 2433. Aggregated half hourly tariff pseudo load coefficient using average non half hourly unit mix
Calculation =x1/x2
| GSPs | 132kV | 132kV/EHV | EHV | EHV/HV | 132kV/HV | HV | HV/LV | LV circuits
Domestic equalisation group | 1.4159 | 1.4164 | 1.4164 | 1.4166 | 1.4166 | 1.4242 | 1.4166 | 1.4166 | 1.4166
Non-domestic equalisation group | 0.98318 | 0.98298 | 0.98298 | 0.98289 | 0.98289 | 0.9786 | 0.98289 | 0.98289 | 0.98289
2435. Correction factor for non half hourly tariffs
Data sources:
x1 = 2416. Single rate non half hourly units (MWh)
x2 = 2418. Single rate non half hourly tariff pseudo load coefficient
x3 = 2419. Multi rate non half hourly units (MWh)
x4 = 2422. Multi rate non half hourly tariff pseudo load coefficient
x5 = 2423. Off-peak non half hourly units (MWh)
x6 = 2426. Off-peak non half hourly tariff pseudo load coefficient
x7 = 2427. Aggregated half hourly units (MWh)
x8 = 2430. Aggregated half hourly tariff pseudo load coefficient
x9 = 2434. Relative correction factor for aggregated half hourly tariff
Calculation =(x1*x2+x3*x4+x5*x6+x7*x8)/(x1*x2+x3*x4+x5*x6+x7*x8*x9)
| GSPs | 132kV | 132kV/EHV | EHV | EHV/HV | 132kV/HV | HV | HV/LV | LV circuits
Domestic equalisation group | 1 | 1 | 1 | 1 | 1 | 1 | 1 | 1 | 1
Non-domestic equalisation group | 1.0032 | 1.0032 | 1.0032 | 1.0031 | 1.0031 | 1.0039 | 1.0031 | 1.0031 | 1.0031
2436. Single rate non half hourly corrected pseudo timeband load coefficient
Data sources:
x1 = 2415. Single rate non half hourly pseudo timeband load coefficients
x2 = 2435. Correction factor for non half hourly tariffs
Calculation =x1*x2
| GSPs | Red | Amber | Green | 132kV | Red | Amber | Green | 132kV/EHV | Red | Amber | Green | EHV | Red | Amber | Green | EHV/HV | Red | Amber | Green | 132kV/HV | Red | Amber | Green | HV | Red | Amber | Green | HV/LV | Red | Amber | Green | LV circuits | Red | Amber | Green
Domestic Unrestricted |  | 14.0388 | 0.44724 | 0.039543 |  | 11.1314 | 1.1126 | 0.1473 |  | 11.1314 | 1.1126 | 0.1473 |  | 9.3922 | 1.5254 | 0.20491 |  | 9.3922 | 1.5254 | 0.20491 |  | 1.4036 | 1.4036 | 1.4036 |  | 9.3922 | 1.5254 | 0.20491 |  | 9.3922 | 1.5254 | 0.20491 |  | 9.3922 | 1.5254 | 0.20491
Small Non Domestic Unrestricted |  | 14.0089 | 0.44629 | 0.039459 |  | 11.1076 | 1.1102 | 0.14699 |  | 11.1076 | 1.1102 | 0.14699 |  | 9.3719 | 1.5221 | 0.20447 |  | 9.3719 | 1.5221 | 0.20447 |  | 1.4015 | 1.4015 | 1.4015 |  | 9.3719 | 1.5221 | 0.20447 |  | 9.3719 | 1.5221 | 0.20447 |  | 9.3719 | 1.5221 | 0.20447
2437. Multi rate non half hourly corrected pseudo timeband load coefficient
Data sources:
x1 = 2420. Multi rate non half hourly pseudo timeband load coefficients
x2 = 2435. Correction factor for non half hourly tariffs
Calculation =x1*x2
| GSPs | Red | Amber | Green | 132kV | Red | Amber | Green | 132kV/EHV | Red | Amber | Green | EHV | Red | Amber | Green | EHV/HV | Red | Amber | Green | 132kV/HV | Red | Amber | Green | HV | Red | Amber | Green | HV/LV | Red | Amber | Green | LV circuits | Red | Amber | Green
Domestic Two Rate |  | 15.7581 | 0.50202 | 0.044386 |  | 12.4947 | 1.2488 | 0.16534 |  | 12.4947 | 1.2488 | 0.16534 |  | 10.5424 | 1.7122 | 0.23 |  | 10.5424 | 1.7122 | 0.23 |  | 1.5755 | 1.5755 | 1.5755 |  | 10.5424 | 1.7122 | 0.23 |  | 10.5424 | 1.7122 | 0.23 |  | 10.5424 | 1.7122 | 0.23
Small Non Domestic Two Rate |  | 13.2158 | 0.42102 | 0.037225 |  | 10.4787 | 1.0473 | 0.13866 |  | 10.4787 | 1.0473 | 0.13866 |  | 8.8413 | 1.4359 | 0.19289 |  | 8.8413 | 1.4359 | 0.19289 |  | 1.3222 | 1.3222 | 1.3222 |  | 8.8413 | 1.4359 | 0.19289 |  | 8.8413 | 1.4359 | 0.19289 |  | 8.8413 | 1.4359 | 0.19289
2438. Off-peak non half hourly corrected pseudo timeband load coefficient
Data sources:
x1 = 2424. Off-peak non half hourly pseudo timeband load coefficients
x2 = 2435. Correction factor for non half hourly tariffs
Calculation =x1*x2
| GSPs | Red | Amber | Green | 132kV | Red | Amber | Green | 132kV/EHV | Red | Amber | Green | EHV | Red | Amber | Green | EHV/HV | Red | Amber | Green | 132kV/HV | Red | Amber | Green | HV | Red | Amber | Green | HV/LV | Red | Amber | Green | LV circuits | Red | Amber | Green
Domestic Off Peak (related MPAN) |  | 10.0022 | 0.31865 | 0.028173 |  | 7.9308 | 0.79267 | 0.10495 |  | 7.9308 | 0.79267 | 0.10495 |  | 6.6916 | 1.0868 | 0.14599 |  | 6.6916 | 1.0868 | 0.14599 |  | 1 | 1 | 1 |  | 6.6916 | 1.0868 | 0.14599 |  | 6.6916 | 1.0868 | 0.14599 |  | 6.6916 | 1.0868 | 0.14599
Small Non Domestic Off Peak (related MPAN) |  | 10.034 | 0.31966 | 0.028263 |  | 7.9559 | 0.79518 | 0.10528 |  | 7.9559 | 0.79518 | 0.10528 |  | 6.7127 | 1.0902 | 0.14645 |  | 6.7127 | 1.0902 | 0.14645 |  | 1.0039 | 1.0039 | 1.0039 |  | 6.7127 | 1.0902 | 0.14645 |  | 6.7127 | 1.0902 | 0.14645 |  | 6.7127 | 1.0902 | 0.14645
2439. Aggregated half hourly corrected pseudo timeband load coefficient
Data sources:
x1 = 2428. Aggregated half hourly pseudo timeband load coefficients
x2 = 2435. Correction factor for non half hourly tariffs
x3 = 2434. Relative correction factor for aggregated half hourly tariff
Calculation =x1*x2*x3
| GSPs | Red | Amber | Green | 132kV | Red | Amber | Green | 132kV/EHV | Red | Amber | Green | EHV | Red | Amber | Green | EHV/HV | Red | Amber | Green | 132kV/HV | Red | Amber | Green | HV | Red | Amber | Green | HV/LV | Red | Amber | Green | LV circuits | Red | Amber | Green
LV Network Domestic |  | 14.1619 | 0.45116 | 0.03989 |  | 11.2329 | 1.1227 | 0.14864 |  | 11.2329 | 1.1227 | 0.14864 |  | 9.4796 | 1.5396 | 0.20682 |  | 9.4796 | 1.5396 | 0.20682 |  | 1.4242 | 1.4242 | 1.4242 |  | 9.4796 | 1.5396 | 0.20682 |  | 9.4796 | 1.5396 | 0.20682 |  | 9.4796 | 1.5396 | 0.20682
LV Network Non-Domestic Non-CT |  | 13.7796 | 0.43898 | 0.038813 |  | 10.9235 | 1.0918 | 0.14455 |  | 10.9235 | 1.0918 | 0.14455 |  | 9.2157 | 1.4967 | 0.20106 |  | 9.2157 | 1.4967 | 0.20106 |  | 1.3722 | 1.3722 | 1.3722 |  | 9.2157 | 1.4967 | 0.20106 |  | 9.2157 | 1.4967 | 0.20106 |  | 9.2157 | 1.4967 | 0.20106
2440. Pseudo load coefficient by time band and network level (equalised)
Data sources:
x1 = 2436. Single rate non half hourly corrected pseudo timeband load coefficient
x2 = 2437. Multi rate non half hourly corrected pseudo timeband load coefficient
x3 = 2438. Off-peak non half hourly corrected pseudo timeband load coefficient
x4 = 2439. Aggregated half hourly corrected pseudo timeband load coefficient
x5 = 2414. Pseudo load coefficient by time band and network level
Combine tables = x1 or x2 or x3 or x4 or x5
| GSPs | Red | Amber | Green | 132kV | Red | Amber | Green | 132kV/EHV | Red | Amber | Green | EHV | Red | Amber | Green | EHV/HV | Red | Amber | Green | 132kV/HV | Red | Amber | Green | HV | Red | Amber | Green | HV/LV | Red | Amber | Green | LV circuits | Red | Amber | Green
Domestic Unrestricted |  | 14.0388 | 0.44724 | 0.039543 |  | 11.1314 | 1.1126 | 0.1473 |  | 11.1314 | 1.1126 | 0.1473 |  | 9.3922 | 1.5254 | 0.20491 |  | 9.3922 | 1.5254 | 0.20491 |  | 1.4036 | 1.4036 | 1.4036 |  | 9.3922 | 1.5254 | 0.20491 |  | 9.3922 | 1.5254 | 0.20491 |  | 9.3922 | 1.5254 | 0.20491
Domestic Two Rate |  | 15.7581 | 0.50202 | 0.044386 |  | 12.4947 | 1.2488 | 0.16534 |  | 12.4947 | 1.2488 | 0.16534 |  | 10.5424 | 1.7122 | 0.23 |  | 10.5424 | 1.7122 | 0.23 |  | 1.5755 | 1.5755 | 1.5755 |  | 10.5424 | 1.7122 | 0.23 |  | 10.5424 | 1.7122 | 0.23 |  | 10.5424 | 1.7122 | 0.23
Domestic Off Peak (related MPAN) |  | 10.0022 | 0.31865 | 0.028173 |  | 7.9308 | 0.79267 | 0.10495 |  | 7.9308 | 0.79267 | 0.10495 |  | 6.6916 | 1.0868 | 0.14599 |  | 6.6916 | 1.0868 | 0.14599 |  | 1 | 1 | 1 |  | 6.6916 | 1.0868 | 0.14599 |  | 6.6916 | 1.0868 | 0.14599 |  | 6.6916 | 1.0868 | 0.14599
Small Non Domestic Unrestricted |  | 14.0089 | 0.44629 | 0.039459 |  | 11.1076 | 1.1102 | 0.14699 |  | 11.1076 | 1.1102 | 0.14699 |  | 9.3719 | 1.5221 | 0.20447 |  | 9.3719 | 1.5221 | 0.20447 |  | 1.4015 | 1.4015 | 1.4015 |  | 9.3719 | 1.5221 | 0.20447 |  | 9.3719 | 1.5221 | 0.20447 |  | 9.3719 | 1.5221 | 0.20447
Small Non Domestic Two Rate |  | 13.2158 | 0.42102 | 0.037225 |  | 10.4787 | 1.0473 | 0.13866 |  | 10.4787 | 1.0473 | 0.13866 |  | 8.8413 | 1.4359 | 0.19289 |  | 8.8413 | 1.4359 | 0.19289 |  | 1.3222 | 1.3222 | 1.3222 |  | 8.8413 | 1.4359 | 0.19289 |  | 8.8413 | 1.4359 | 0.19289 |  | 8.8413 | 1.4359 | 0.19289
Small Non Domestic Off Peak (related MPAN) |  | 10.034 | 0.31966 | 0.028263 |  | 7.9559 | 0.79518 | 0.10528 |  | 7.9559 | 0.79518 | 0.10528 |  | 6.7127 | 1.0902 | 0.14645 |  | 6.7127 | 1.0902 | 0.14645 |  | 1.0039 | 1.0039 | 1.0039 |  | 6.7127 | 1.0902 | 0.14645 |  | 6.7127 | 1.0902 | 0.14645 |  | 6.7127 | 1.0902 | 0.14645
LV Medium Non-Domestic |  | 10.0022 | 0.31865 | 0.028173 |  | 7.9308 | 0.79267 | 0.10495 |  | 7.9308 | 0.79267 | 0.10495 |  | 6.6916 | 1.0868 | 0.14599 |  | 6.6916 | 1.0868 | 0.14599 |  | 1 | 1 | 1 |  | 6.6916 | 1.0868 | 0.14599 |  | 6.6916 | 1.0868 | 0.14599 |  | 6.6916 | 1.0868 | 0.14599
LV Sub Medium Non-Domestic |  | 10.0022 | 0.31865 | 0.028173 |  | 7.9308 | 0.79267 | 0.10495 |  | 7.9308 | 0.79267 | 0.10495 |  | 6.6916 | 1.0868 | 0.14599 |  | 6.6916 | 1.0868 | 0.14599 |  | 1 | 1 | 1 |  | 6.6916 | 1.0868 | 0.14599 |  | 6.6916 | 1.0868 | 0.14599 |  | 6.6916 | 1.0868 | 0.14599
HV Medium Non-Domestic |  | 12.6377 | 0.4026 | 0.035596 |  | 10.0204 | 1.0015 | 0.1326 |  | 10.0204 | 1.0015 | 0.1326 |  | 8.4548 | 1.3731 | 0.18446 |  | 8.4548 | 1.3731 | 0.18446 |  | 1.2635 | 1.2635 | 1.2635 |  | 8.4548 | 1.3731 | 0.18446 |  | 8.4548 | 1.3731 | 0.18446 |  | 8.4548 | 1.3731 | 0.18446
LV Network Domestic |  | 14.1619 | 0.45116 | 0.03989 |  | 11.2329 | 1.1227 | 0.14864 |  | 11.2329 | 1.1227 | 0.14864 |  | 9.4796 | 1.5396 | 0.20682 |  | 9.4796 | 1.5396 | 0.20682 |  | 1.4242 | 1.4242 | 1.4242 |  | 9.4796 | 1.5396 | 0.20682 |  | 9.4796 | 1.5396 | 0.20682 |  | 9.4796 | 1.5396 | 0.20682
LV Network Non-Domestic Non-CT |  | 13.7796 | 0.43898 | 0.038813 |  | 10.9235 | 1.0918 | 0.14455 |  | 10.9235 | 1.0918 | 0.14455 |  | 9.2157 | 1.4967 | 0.20106 |  | 9.2157 | 1.4967 | 0.20106 |  | 1.3722 | 1.3722 | 1.3722 |  | 9.2157 | 1.4967 | 0.20106 |  | 9.2157 | 1.4967 | 0.20106 |  | 9.2157 | 1.4967 | 0.20106
LV HH Metered |  | 11.9889 | 0.38194 | 0.033769 |  | 9.506 | 0.95011 | 0.12579 |  | 9.506 | 0.95011 | 0.12579 |  | 8.0207 | 1.3026 | 0.17499 |  | 8.0207 | 1.3026 | 0.17499 |  | 1.1986 | 1.1986 | 1.1986 |  | 8.0207 | 1.3026 | 0.17499 |  | 8.0207 | 1.3026 | 0.17499 |  | 8.0207 | 1.3026 | 0.17499
LV Sub HH Metered |  | 11.8914 | 0.37883 | 0.033494 |  | 9.4287 | 0.94238 | 0.12477 |  | 9.4287 | 0.94238 | 0.12477 |  | 7.9555 | 1.2921 | 0.17357 |  | 7.9555 | 1.2921 | 0.17357 |  | 1.1889 | 1.1889 | 1.1889 |  | 7.9555 | 1.2921 | 0.17357 |  | 7.9555 | 1.2921 | 0.17357 |  | 7.9555 | 1.2921 | 0.17357
HV HH Metered |  | 10.7465 | 0.34236 | 0.03027 |  | 8.5209 | 0.85165 | 0.11276 |  | 8.5209 | 0.85165 | 0.11276 |  | 7.1896 | 1.1677 | 0.15685 |  | 7.1896 | 1.1677 | 0.15685 |  | 1.0744 | 1.0744 | 1.0744 |  | 7.1896 | 1.1677 | 0.15685 |  | 7.1896 | 1.1677 | 0.15685 |  | 7.1896 | 1.1677 | 0.15685
LV Generation Non-Intermittent |  | -10.0022 | -0.31865 | -0.028173 |  | -7.9308 | -0.79267 | -0.10495 |  | -7.9308 | -0.79267 | -0.10495 |  | -6.6916 | -1.0868 | -0.14599 |  | -6.6916 | -1.0868 | -0.14599 |  | -1 | -1 | -1 |  | -6.6916 | -1.0868 | -0.14599 |  | -6.6916 | -1.0868 | -0.14599 |  | -6.6916 | -1.0868 | -0.14599
LV Sub Generation Non-Intermittent |  | -10.0022 | -0.31865 | -0.028173 |  | -7.9308 | -0.79267 | -0.10495 |  | -7.9308 | -0.79267 | -0.10495 |  | -6.6916 | -1.0868 | -0.14599 |  | -6.6916 | -1.0868 | -0.14599 |  | -1 | -1 | -1 |  | -6.6916 | -1.0868 | -0.14599 |  | -6.6916 | -1.0868 | -0.14599 |  | -6.6916 | -1.0868 | -0.14599
HV Generation Non-Intermittent |  | -10.0022 | -0.31865 | -0.028173 |  | -7.9308 | -0.79267 | -0.10495 |  | -7.9308 | -0.79267 | -0.10495 |  | -6.6916 | -1.0868 | -0.14599 |  | -6.6916 | -1.0868 | -0.14599 |  | -1 | -1 | -1 |  | -6.6916 | -1.0868 | -0.14599 |  | -6.6916 | -1.0868 | -0.14599 |  | -6.6916 | -1.0868 | -0.14599
2441. Unit rate 1 pseudo load coefficient by network level
Data sources:
x1 = 2440. Pseudo load coefficient by time band and network level (equalised)
x2 = 2403. Split of rate 1 units between distribution time bands
Sum-product calculation =SUMPRODUCT(x1, x2)
| GSPs | 132kV | 132kV/EHV | EHV | EHV/HV | 132kV/HV | HV | HV/LV | LV circuits
Domestic Unrestricted | 1.9487 | 1.8594 | 1.8594 | 1.8072 | 1.8072 | 1.4036 | 1.8072 | 1.8072 | 1.8072
Domestic Two Rate | 2.3318 | 2.2125 | 2.2125 | 2.143 | 2.143 | 1.5755 | 2.143 | 2.143 | 2.143
Domestic Off Peak (related MPAN) | 0.10834 | 0.21114 | 0.21114 | 0.26922 | 0.26922 | 1 | 0.26922 | 0.26922 | 0.26922
Small Non Domestic Unrestricted | 1.7482 | 1.776 | 1.776 | 1.7963 | 1.7963 | 1.4015 | 1.7963 | 1.7963 | 1.7963
Small Non Domestic Two Rate | 1.8274 | 1.8232 | 1.8232 | 1.8245 | 1.8245 | 1.3222 | 1.8245 | 1.8245 | 1.8245
Small Non Domestic Off Peak (related MPAN) | 0.058824 | 0.15268 | 0.15268 | 0.20472 | 0.20472 | 1.0039 | 0.20472 | 0.20472 | 0.20472
LV Medium Non-Domestic | 1.5254 | 1.5027 | 1.5027 | 1.4924 | 1.4924 | 1 | 1.4924 | 1.4924 | 1.4924
LV Sub Medium Non-Domestic | 1.5021 | 1.4828 | 1.4828 | 1.4745 | 1.4745 | 1 | 1.4745 | 1.4745 | 1.4745
HV Medium Non-Domestic | 1.8655 | 1.8527 | 1.8527 | 1.8492 | 1.8492 | 1.2635 | 1.8492 | 1.8492 | 1.8492
LV Network Domestic | 14.1619 | 11.2329 | 11.2329 | 9.4796 | 9.4796 | 1.4242 | 9.4796 | 9.4796 | 9.4796
LV Network Non-Domestic Non-CT | 13.7796 | 10.9235 | 10.9235 | 9.2157 | 9.2157 | 1.3722 | 9.2157 | 9.2157 | 9.2157
LV HH Metered | 11.9889 | 9.506 | 9.506 | 8.0207 | 8.0207 | 1.1986 | 8.0207 | 8.0207 | 8.0207
LV Sub HH Metered | 11.8914 | 9.4287 | 9.4287 | 7.9555 | 7.9555 | 1.1889 | 7.9555 | 7.9555 | 7.9555
HV HH Metered | 10.7465 | 8.5209 | 8.5209 | 7.1896 | 7.1896 | 1.0744 | 7.1896 | 7.1896 | 7.1896
LV Generation Non-Intermittent | -10.0022 | -7.9308 | -7.9308 | -6.6916 | -6.6916 | -1 | -6.6916 | -6.6916 | -6.6916
LV Sub Generation Non-Intermittent | -10.0022 | -7.9308 | -7.9308 | -6.6916 | -6.6916 | -1 | -6.6916 | -6.6916 | -6.6916
HV Generation Non-Intermittent | -10.0022 | -7.9308 | -7.9308 | -6.6916 | -6.6916 | -1 | -6.6916 | -6.6916 | -6.6916
2442. Unit rate 2 pseudo load coefficient by network level
Data sources:
x1 = 2440. Pseudo load coefficient by time band and network level (equalised)
x2 = 2405. Split of rate 2 units between distribution time bands
Sum-product calculation =SUMPRODUCT(x1, x2)
| GSPs | 132kV | 132kV/EHV | EHV | EHV/HV | 132kV/HV | HV | HV/LV | LV circuits
Domestic Two Rate | 0.044386 | 0.16534 | 0.16534 | 0.23 | 0.23 | 1.5755 | 0.23 | 0.23 | 0.23
Small Non Domestic Two Rate | 0.037225 | 0.13866 | 0.13866 | 0.19289 | 0.19289 | 1.3222 | 0.19289 | 0.19289 | 0.19289
LV Medium Non-Domestic | 0.028173 | 0.10495 | 0.10495 | 0.14599 | 0.14599 | 1 | 0.14599 | 0.14599 | 0.14599
LV Sub Medium Non-Domestic | 0.028173 | 0.10495 | 0.10495 | 0.14599 | 0.14599 | 1 | 0.14599 | 0.14599 | 0.14599
HV Medium Non-Domestic | 0.035596 | 0.1326 | 0.1326 | 0.18446 | 0.18446 | 1.2635 | 0.18446 | 0.18446 | 0.18446
LV Network Domestic | 0.45116 | 1.1227 | 1.1227 | 1.5396 | 1.5396 | 1.4242 | 1.5396 | 1.5396 | 1.5396
LV Network Non-Domestic Non-CT | 0.43898 | 1.0918 | 1.0918 | 1.4967 | 1.4967 | 1.3722 | 1.4967 | 1.4967 | 1.4967
LV HH Metered | 0.38194 | 0.95011 | 0.95011 | 1.3026 | 1.3026 | 1.1986 | 1.3026 | 1.3026 | 1.3026
LV Sub HH Metered | 0.37883 | 0.94238 | 0.94238 | 1.2921 | 1.2921 | 1.1889 | 1.2921 | 1.2921 | 1.2921
HV HH Metered | 0.34236 | 0.85165 | 0.85165 | 1.1677 | 1.1677 | 1.0744 | 1.1677 | 1.1677 | 1.1677
LV Generation Non-Intermittent | -0.31865 | -0.79267 | -0.79267 | -1.0868 | -1.0868 | -1 | -1.0868 | -1.0868 | -1.0868
LV Sub Generation Non-Intermittent | -0.31865 | -0.79267 | -0.79267 | -1.0868 | -1.0868 | -1 | -1.0868 | -1.0868 | -1.0868
HV Generation Non-Intermittent | -0.31865 | -0.79267 | -0.79267 | -1.0868 | -1.0868 | -1 | -1.0868 | -1.0868 | -1.0868
2443. Unit rate 3 pseudo load coefficient by network level
Data sources:
x1 = 2440. Pseudo load coefficient by time band and network level (equalised)
x2 = 2406. Split of rate 3 units between distribution time bands (default)
Sum-product calculation =SUMPRODUCT(x1, x2)
| GSPs | 132kV | 132kV/EHV | EHV | EHV/HV | 132kV/HV | HV | HV/LV | LV circuits
LV Network Domestic | 0.03989 | 0.14864 | 0.14864 | 0.20682 | 0.20682 | 1.4242 | 0.20682 | 0.20682 | 0.20682
LV Network Non-Domestic Non-CT | 0.038813 | 0.14455 | 0.14455 | 0.20106 | 0.20106 | 1.3722 | 0.20106 | 0.20106 | 0.20106
LV HH Metered | 0.033769 | 0.12579 | 0.12579 | 0.17499 | 0.17499 | 1.1986 | 0.17499 | 0.17499 | 0.17499
LV Sub HH Metered | 0.033494 | 0.12477 | 0.12477 | 0.17357 | 0.17357 | 1.1889 | 0.17357 | 0.17357 | 0.17357
HV HH Metered | 0.03027 | 0.11276 | 0.11276 | 0.15685 | 0.15685 | 1.0744 | 0.15685 | 0.15685 | 0.15685
LV Generation Non-Intermittent | -0.028173 | -0.10495 | -0.10495 | -0.14599 | -0.14599 | -1 | -0.14599 | -0.14599 | -0.14599
LV Sub Generation Non-Intermittent | -0.028173 | -0.10495 | -0.10495 | -0.14599 | -0.14599 | -1 | -0.14599 | -0.14599 | -0.14599
HV Generation Non-Intermittent | -0.028173 | -0.10495 | -0.10495 | -0.14599 | -0.14599 | -1 | -0.14599 | -0.14599 | -0.14599
2444. Adjust annual hours by special distribution time band to match days in year
Data sources:
x1 = 1066. Typical annual hours by special distribution time band
x2 = 1010. Days in the charging year (in Financial and general assumptions)
x3 = Total hours in the year according to special time band hours input data (in Adjust annual hours by special distribution time band to match days in year)
Kind: | Cell summation | Calculation
Formula: | =SUM(x1) | =x1*24*x2/x3
Annual hours by special distribution time band (reconciled to days in year)
| Hours aggregate | Black | Yellow | Green
Adjust annual hours by special distribution time band to match days in year | 8760 | 258 | 3047 | 5455
2445. Normalisation of split of rate 1 units by special time band
Data sources:
x1 = 1064. Average split of rate 1 units by special distribution time band
x2 = Total split (in Normalisation of split of rate 1 units by special time band)
x3 = 2444. Annual hours by special distribution time band (reconciled to days in year) (in Adjust annual hours by special distribution time band to match days in year)
x4 = 1010. Days in the charging year (in Financial and general assumptions)
Kind: | Cell summation | Calculation
Formula: | =SUM(x1) | =IF(x2,x1/x2,x3/x4/24)
Normalised split of rate 1 units by special distribution time band
| Total split | Black | Yellow | Green
NHH UMS category A | 100% | 2.945% | 34.88% | 62.17%
NHH UMS category B | 100% | 5.006% | 8.382% | 86.61%
NHH UMS category C | 100% | 9.588% | 16.46% | 73.95%
NHH UMS category D | 100% | 1.671% | 56.75% | 41.58%
2446. Split of rate 1 units between special distribution time bands
Data sources:
x1 = 2445. Normalised split of rate 1 units by special distribution time band (in Normalisation of split of rate 1 units by special time band)
x2 = Split of rate 1 units between special distribution time bands (default)
Combine tables = x1 or x2
| Black | Yellow | Green
NHH UMS category A | 2.945% | 34.88% | 62.17%
NHH UMS category B | 5.006% | 8.382% | 86.61%
NHH UMS category C | 9.588% | 16.46% | 73.95%
NHH UMS category D | 1.671% | 56.75% | 41.58%
LV UMS (Pseudo HH Metered) | 100% | 0% | 0%
2447. Split of rate 2 units between special distribution time bands (default)
| Black | Yellow | Green
LV UMS (Pseudo HH Metered) | 0% | 100% | 0%
2448. Split of rate 3 units between special distribution time bands (default)
| Black | Yellow | Green
LV UMS (Pseudo HH Metered) | 0% | 0% | 100%
2449. Calculation of implied special load coefficients for one-rate users
Data sources:
x1 = 2407. All units (MWh)
x2 = 2305. Rate 1 units (MWh) (in Equivalent volume for each end user)
x3 = 2446. Split of rate 1 units between special distribution time bands
x4 = 2444. Annual hours by special distribution time band (reconciled to days in year) (in Adjust annual hours by special distribution time band to match days in year)
x5 = Use of special distribution time bands by units in demand forecast for one-rate tariffs (in Calculation of implied special load coefficients for one-rate users)
x6 = 1010. Days in the charging year (in Financial and general assumptions)
Kind: | Calculation |  |  | Calculation
Formula: | =IF(x1>0,(x2*x3)/x1,0) |  |  | =IF(x4>0,x5*x6*24/x4,0)
Use of special distribution time bands by units in demand forecast for one-rate tariffs
| Black | Yellow | Green | Peak band special load coefficient for one-rate tariffs
NHH UMS category A | 2.945% | 34.88% | 62.17% | 1
NHH UMS category B | 5.006% | 8.382% | 86.61% | 1.6996
NHH UMS category C | 9.588% | 16.46% | 73.95% | 3.2554
NHH UMS category D | 1.671% | 56.75% | 41.58% | 0.56745
2450. Calculation of implied special load coefficients for three-rate users
Data sources:
x1 = 2407. All units (MWh)
x2 = 2305. Rate 1 units (MWh) (in Equivalent volume for each end user)
x3 = 2446. Split of rate 1 units between special distribution time bands
x4 = 2305. Rate 2 units (MWh) (in Equivalent volume for each end user)
x5 = 2447. Split of rate 2 units between special distribution time bands (default)
x6 = 2305. Rate 3 units (MWh) (in Equivalent volume for each end user)
x7 = 2448. Split of rate 3 units between special distribution time bands (default)
x8 = 2444. Annual hours by special distribution time band (reconciled to days in year) (in Adjust annual hours by special distribution time band to match days in year)
x9 = Use of special distribution time bands by units in demand forecast for three-rate tariffs (in Calculation of implied special load coefficients for three-rate users)
x10 = 1010. Days in the charging year (in Financial and general assumptions)
Kind: | Calculation |  |  | Calculation
Formula: | =IF(x1>0,(x2*x3+x4*x5+x6*x7)/x1,0) |  |  | =IF(x8>0,x9*x10*24/x8,0)
Use of special distribution time bands by units in demand forecast for three-rate tariffs
| Black | Yellow | Green | Peak band special load coefficient for three-rate tariffs
LV UMS (Pseudo HH Metered) | 5.484% | 12.64% | 81.88% | 1.862
2451. Estimated contributions to peak demand
Data sources:
x1 = 2449. Peak band special load coefficient for one-rate tariffs (in Calculation of implied special load coefficients for one-rate users)
x2 = 2450. Peak band special load coefficient for three-rate tariffs (in Calculation of implied special load coefficients for three-rate users)
x3 = Peak band special load coefficient (in Estimated contributions to peak demand)
x4 = 2407. All units (MWh)
x5 = 1010. Days in the charging year (in Financial and general assumptions)
x6 = 2302. Load coefficient
Kind: | Combine tables | Calculation | Calculation
Formula: | = x1 or x2 | =x3*x4/24/x5*1000 | =x6*x4/24/x5*1000
| Peak band special load coefficient | Contribution to peak band kW | Contribution to system-peak-time kW
NHH UMS category A | 1 | 4186.2138 | 4186.2138
NHH UMS category B | 1.6996 | 1969.1511 | 2445.6743
NHH UMS category C | 3.2554 | 98.7803 | 117.6039
NHH UMS category D | 0.56745 | 0.0050939 | 0
LV UMS (Pseudo HH Metered) | 1.862 | 55404.8642 | 61006.7346
2452. Load coefficient correction factor for the group
Data sources:
x1 = 2451. Contribution to peak band kW (in Estimated contributions to peak demand)
x2 = 2451. Contribution to system-peak-time kW (in Estimated contributions to peak demand)
Calculation =IF(SUM(x1),SUM(x2)/SUM(x1),0)
Load coefficient correction factor for the group
Load coefficient correction factor for the group | 1.0989
2453. Calculation of special peaking probabilities
Data sources:
x1 = 2412. Normalised peaking probabilities (in Normalisation of peaking probabilities)
x2 = Amber peaking probabilities (in Calculation of special peaking probabilities)
x3 = 1010. Days in the charging year (in Financial and general assumptions)
x4 = 2401. Annual hours by distribution time band (reconciled to days in year) (in Adjust annual hours by distribution time band to match days in year)
x5 = 1069. Black peaking probabilities (in Peaking probabilities by network level)
x6 = Red peaking probabilities (in Calculation of special peaking probabilities)
x7 = Amber peaking rates (in Calculation of special peaking probabilities)
x8 = 2444. Annual hours by special distribution time band (reconciled to days in year) (in Adjust annual hours by special distribution time band to match days in year)
x9 = Yellow peaking probabilities (in Calculation of special peaking probabilities)
x10 = Green peaking probabilities (in Calculation of special peaking probabilities)
Kind: | Copy cells | Copy cells | Copy cells | Calculation | Calculation | Calculation
Formula: | =x1 | =x1 | =x1 | =x2*24*x3/x4 | =IF(x5,MAX(0,x2+x6-x5),x7*x8/x3/24) | =1-x9-x10
| Red peaking probabilities | Amber peaking probabilities | Green peaking probabilities | Amber peaking rates | Yellow peaking probabilities | Black peaking probabilities
GSPs | 89.06% | 9.185% | 1.754% | 0.31865 | 9.167% | 89.08%
132kV | 70.62% | 22.85% | 6.535% | 0.79267 | 27.07% | 66.4%
132kV/EHV | 70.62% | 22.85% | 6.535% | 0.79267 | 27.07% | 66.4%
EHV | 59.58% | 31.33% | 9.091% | 1.0868 | 36.63% | 54.27%
EHV/HV | 59.58% | 31.33% | 9.091% | 1.0868 | 36.63% | 54.27%
132kV/HV | 8.904% | 28.82% | 62.27% | 1 | 34.78% | 2.945%
HV | 59.58% | 31.33% | 9.091% | 1.0868 | 36.63% | 54.27%
HV/LV | 59.58% | 31.33% | 9.091% | 1.0868 | 36.63% | 54.27%
LV circuits | 59.58% | 31.33% | 9.091% | 1.0868 | 36.63% | 54.27%
2454. Special peaking probabilities by network level
Data sources:
x1 = 2453. Green peaking probabilities (in Calculation of special peaking probabilities)
x2 = 2453. Yellow peaking probabilities (in Calculation of special peaking probabilities)
x3 = 2453. Black peaking probabilities (in Calculation of special peaking probabilities)
Combine tables = x1 or x2 or x3
| Black | Yellow | Green
GSPs | 89.08% | 9.167% | 1.754%
132kV | 66.4% | 27.07% | 6.535%
132kV/EHV | 66.4% | 27.07% | 6.535%
EHV | 54.27% | 36.63% | 9.091%
EHV/HV | 54.27% | 36.63% | 9.091%
132kV/HV | 2.945% | 34.78% | 62.27%
HV | 54.27% | 36.63% | 9.091%
HV/LV | 54.27% | 36.63% | 9.091%
LV circuits | 54.27% | 36.63% | 9.091%
2455. Special peaking probabilities by network level (reshaped)
Data sources:
x1 = 2454. Special peaking probabilities by network level
Reshape table = x1
| GSPs | Black | Yellow | Green | 132kV | Black | Yellow | Green | 132kV/EHV | Black | Yellow | Green | EHV | Black | Yellow | Green | EHV/HV | Black | Yellow | Green | 132kV/HV | Black | Yellow | Green | HV | Black | Yellow | Green | HV/LV | Black | Yellow | Green | LV circuits | Black | Yellow | Green
Probability of peak within timeband |  | 89.08% | 9.167% | 1.754% |  | 66.4% | 27.07% | 6.535% |  | 66.4% | 27.07% | 6.535% |  | 54.27% | 36.63% | 9.091% |  | 54.27% | 36.63% | 9.091% |  | 2.945% | 34.78% | 62.27% |  | 54.27% | 36.63% | 9.091% |  | 54.27% | 36.63% | 9.091% |  | 54.27% | 36.63% | 9.091%
2456. Pseudo load coefficient by special time band and network level
Data sources:
x1 = 2444. Annual hours by special distribution time band (reconciled to days in year) (in Adjust annual hours by special distribution time band to match days in year)
x2 = 2452. Load coefficient correction factor for the group
x3 = 2455. Special peaking probabilities by network level (reshaped)
x4 = 1010. Days in the charging year (in Financial and general assumptions)
Calculation =IF(x1>0,x2*x3*24*x4/x1,0)
| GSPs | Black | Yellow | Green | 132kV | Black | Yellow | Green | 132kV/EHV | Black | Yellow | Green | EHV | Black | Yellow | Green | EHV/HV | Black | Yellow | Green | 132kV/HV | Black | Yellow | Green | HV | Black | Yellow | Green | HV/LV | Black | Yellow | Green | LV circuits | Black | Yellow | Green
Pseudo load coefficient by special time band and network level |  | 33.2361 | 0.28961 | 0.030959 |  | 24.7734 | 0.85514 | 0.11533 |  | 24.7734 | 0.85514 | 0.11533 |  | 20.2503 | 1.1574 | 0.16043 |  | 20.2503 | 1.1574 | 0.16043 |  | 1.0989 | 1.0989 | 1.0989 |  | 20.2503 | 1.1574 | 0.16043 |  | 20.2503 | 1.1574 | 0.16043 |  | 20.2503 | 1.1574 | 0.16043
2457. Unit rate 1 pseudo load coefficient by network level (special)
Data sources:
x1 = 2456. Pseudo load coefficient by special time band and network level
x2 = 2446. Split of rate 1 units between special distribution time bands
Sum-product calculation =SUMPRODUCT(x1, x2)
| GSPs | 132kV | 132kV/EHV | EHV | EHV/HV | 132kV/HV | HV | HV/LV | LV circuits
NHH UMS category A | 1.0991 | 1.0996 | 1.0996 | 1.0999 | 1.0999 | 1.0989 | 1.0999 | 1.0999 | 1.0999
NHH UMS category B | 1.7148 | 1.4117 | 1.4117 | 1.2496 | 1.2496 | 1.0989 | 1.2496 | 1.2496 | 1.2496
NHH UMS category C | 3.2572 | 2.6013 | 2.6013 | 2.2507 | 2.2507 | 1.0989 | 2.2507 | 2.2507 | 2.2507
NHH UMS category D | 0.73268 | 0.94725 | 0.94725 | 1.0619 | 1.0619 | 1.0989 | 1.0619 | 1.0619 | 1.0619
LV UMS (Pseudo HH Metered) | 33.2361 | 24.7734 | 24.7734 | 20.2503 | 20.2503 | 1.0989 | 20.2503 | 20.2503 | 20.2503
2458. Unit rate 2 pseudo load coefficient by network level (special)
Data sources:
x1 = 2456. Pseudo load coefficient by special time band and network level
x2 = 2447. Split of rate 2 units between special distribution time bands (default)
Sum-product calculation =SUMPRODUCT(x1, x2)
| GSPs | 132kV | 132kV/EHV | EHV | EHV/HV | 132kV/HV | HV | HV/LV | LV circuits
LV UMS (Pseudo HH Metered) | 0.28961 | 0.85514 | 0.85514 | 1.1574 | 1.1574 | 1.0989 | 1.1574 | 1.1574 | 1.1574
2459. Unit rate 3 pseudo load coefficient by network level (special)
Data sources:
x1 = 2456. Pseudo load coefficient by special time band and network level
x2 = 2448. Split of rate 3 units between special distribution time bands (default)
Sum-product calculation =SUMPRODUCT(x1, x2)
| GSPs | 132kV | 132kV/EHV | EHV | EHV/HV | 132kV/HV | HV | HV/LV | LV circuits
LV UMS (Pseudo HH Metered) | 0.030959 | 0.11533 | 0.11533 | 0.16043 | 0.16043 | 1.0989 | 0.16043 | 0.16043 | 0.16043
2460. Unit rate 1 pseudo load coefficient by network level (combined)
Data sources:
x1 = 2441. Unit rate 1 pseudo load coefficient by network level
x2 = 2457. Unit rate 1 pseudo load coefficient by network level (special)
Combine tables = x1 or x2
| GSPs | 132kV | 132kV/EHV | EHV | EHV/HV | 132kV/HV | HV | HV/LV | LV circuits
Domestic Unrestricted | 1.9487 | 1.8594 | 1.8594 | 1.8072 | 1.8072 | 1.4036 | 1.8072 | 1.8072 | 1.8072
Domestic Two Rate | 2.3318 | 2.2125 | 2.2125 | 2.143 | 2.143 | 1.5755 | 2.143 | 2.143 | 2.143
Domestic Off Peak (related MPAN) | 0.10834 | 0.21114 | 0.21114 | 0.26922 | 0.26922 | 1 | 0.26922 | 0.26922 | 0.26922
Small Non Domestic Unrestricted | 1.7482 | 1.776 | 1.776 | 1.7963 | 1.7963 | 1.4015 | 1.7963 | 1.7963 | 1.7963
Small Non Domestic Two Rate | 1.8274 | 1.8232 | 1.8232 | 1.8245 | 1.8245 | 1.3222 | 1.8245 | 1.8245 | 1.8245
Small Non Domestic Off Peak (related MPAN) | 0.058824 | 0.15268 | 0.15268 | 0.20472 | 0.20472 | 1.0039 | 0.20472 | 0.20472 | 0.20472
LV Medium Non-Domestic | 1.5254 | 1.5027 | 1.5027 | 1.4924 | 1.4924 | 1 | 1.4924 | 1.4924 | 1.4924
LV Sub Medium Non-Domestic | 1.5021 | 1.4828 | 1.4828 | 1.4745 | 1.4745 | 1 | 1.4745 | 1.4745 | 1.4745
HV Medium Non-Domestic | 1.8655 | 1.8527 | 1.8527 | 1.8492 | 1.8492 | 1.2635 | 1.8492 | 1.8492 | 1.8492
LV Network Domestic | 14.1619 | 11.2329 | 11.2329 | 9.4796 | 9.4796 | 1.4242 | 9.4796 | 9.4796 | 9.4796
LV Network Non-Domestic Non-CT | 13.7796 | 10.9235 | 10.9235 | 9.2157 | 9.2157 | 1.3722 | 9.2157 | 9.2157 | 9.2157
LV HH Metered | 11.9889 | 9.506 | 9.506 | 8.0207 | 8.0207 | 1.1986 | 8.0207 | 8.0207 | 8.0207
LV Sub HH Metered | 11.8914 | 9.4287 | 9.4287 | 7.9555 | 7.9555 | 1.1889 | 7.9555 | 7.9555 | 7.9555
HV HH Metered | 10.7465 | 8.5209 | 8.5209 | 7.1896 | 7.1896 | 1.0744 | 7.1896 | 7.1896 | 7.1896
NHH UMS category A | 1.0991 | 1.0996 | 1.0996 | 1.0999 | 1.0999 | 1.0989 | 1.0999 | 1.0999 | 1.0999
NHH UMS category B | 1.7148 | 1.4117 | 1.4117 | 1.2496 | 1.2496 | 1.0989 | 1.2496 | 1.2496 | 1.2496
NHH UMS category C | 3.2572 | 2.6013 | 2.6013 | 2.2507 | 2.2507 | 1.0989 | 2.2507 | 2.2507 | 2.2507
NHH UMS category D | 0.73268 | 0.94725 | 0.94725 | 1.0619 | 1.0619 | 1.0989 | 1.0619 | 1.0619 | 1.0619
LV UMS (Pseudo HH Metered) | 33.2361 | 24.7734 | 24.7734 | 20.2503 | 20.2503 | 1.0989 | 20.2503 | 20.2503 | 20.2503
LV Generation Non-Intermittent | -10.0022 | -7.9308 | -7.9308 | -6.6916 | -6.6916 | -1 | -6.6916 | -6.6916 | -6.6916
LV Sub Generation Non-Intermittent | -10.0022 | -7.9308 | -7.9308 | -6.6916 | -6.6916 | -1 | -6.6916 | -6.6916 | -6.6916
HV Generation Non-Intermittent | -10.0022 | -7.9308 | -7.9308 | -6.6916 | -6.6916 | -1 | -6.6916 | -6.6916 | -6.6916
2461. Unit rate 2 pseudo load coefficient by network level (combined)
Data sources:
x1 = 2442. Unit rate 2 pseudo load coefficient by network level
x2 = 2458. Unit rate 2 pseudo load coefficient by network level (special)
Combine tables = x1 or x2
| GSPs | 132kV | 132kV/EHV | EHV | EHV/HV | 132kV/HV | HV | HV/LV | LV circuits
Domestic Two Rate | 0.044386 | 0.16534 | 0.16534 | 0.23 | 0.23 | 1.5755 | 0.23 | 0.23 | 0.23
Small Non Domestic Two Rate | 0.037225 | 0.13866 | 0.13866 | 0.19289 | 0.19289 | 1.3222 | 0.19289 | 0.19289 | 0.19289
LV Medium Non-Domestic | 0.028173 | 0.10495 | 0.10495 | 0.14599 | 0.14599 | 1 | 0.14599 | 0.14599 | 0.14599
LV Sub Medium Non-Domestic | 0.028173 | 0.10495 | 0.10495 | 0.14599 | 0.14599 | 1 | 0.14599 | 0.14599 | 0.14599
HV Medium Non-Domestic | 0.035596 | 0.1326 | 0.1326 | 0.18446 | 0.18446 | 1.2635 | 0.18446 | 0.18446 | 0.18446
LV Network Domestic | 0.45116 | 1.1227 | 1.1227 | 1.5396 | 1.5396 | 1.4242 | 1.5396 | 1.5396 | 1.5396
LV Network Non-Domestic Non-CT | 0.43898 | 1.0918 | 1.0918 | 1.4967 | 1.4967 | 1.3722 | 1.4967 | 1.4967 | 1.4967
LV HH Metered | 0.38194 | 0.95011 | 0.95011 | 1.3026 | 1.3026 | 1.1986 | 1.3026 | 1.3026 | 1.3026
LV Sub HH Metered | 0.37883 | 0.94238 | 0.94238 | 1.2921 | 1.2921 | 1.1889 | 1.2921 | 1.2921 | 1.2921
HV HH Metered | 0.34236 | 0.85165 | 0.85165 | 1.1677 | 1.1677 | 1.0744 | 1.1677 | 1.1677 | 1.1677
LV UMS (Pseudo HH Metered) | 0.28961 | 0.85514 | 0.85514 | 1.1574 | 1.1574 | 1.0989 | 1.1574 | 1.1574 | 1.1574
LV Generation Non-Intermittent | -0.31865 | -0.79267 | -0.79267 | -1.0868 | -1.0868 | -1 | -1.0868 | -1.0868 | -1.0868
LV Sub Generation Non-Intermittent | -0.31865 | -0.79267 | -0.79267 | -1.0868 | -1.0868 | -1 | -1.0868 | -1.0868 | -1.0868
HV Generation Non-Intermittent | -0.31865 | -0.79267 | -0.79267 | -1.0868 | -1.0868 | -1 | -1.0868 | -1.0868 | -1.0868
2462. Unit rate 3 pseudo load coefficient by network level (combined)
Data sources:
x1 = 2443. Unit rate 3 pseudo load coefficient by network level
x2 = 2459. Unit rate 3 pseudo load coefficient by network level (special)
Combine tables = x1 or x2
| GSPs | 132kV | 132kV/EHV | EHV | EHV/HV | 132kV/HV | HV | HV/LV | LV circuits
LV Network Domestic | 0.03989 | 0.14864 | 0.14864 | 0.20682 | 0.20682 | 1.4242 | 0.20682 | 0.20682 | 0.20682
LV Network Non-Domestic Non-CT | 0.038813 | 0.14455 | 0.14455 | 0.20106 | 0.20106 | 1.3722 | 0.20106 | 0.20106 | 0.20106
LV HH Metered | 0.033769 | 0.12579 | 0.12579 | 0.17499 | 0.17499 | 1.1986 | 0.17499 | 0.17499 | 0.17499
LV Sub HH Metered | 0.033494 | 0.12477 | 0.12477 | 0.17357 | 0.17357 | 1.1889 | 0.17357 | 0.17357 | 0.17357
HV HH Metered | 0.03027 | 0.11276 | 0.11276 | 0.15685 | 0.15685 | 1.0744 | 0.15685 | 0.15685 | 0.15685
LV UMS (Pseudo HH Metered) | 0.030959 | 0.11533 | 0.11533 | 0.16043 | 0.16043 | 1.0989 | 0.16043 | 0.16043 | 0.16043
LV Generation Non-Intermittent | -0.028173 | -0.10495 | -0.10495 | -0.14599 | -0.14599 | -1 | -0.14599 | -0.14599 | -0.14599
LV Sub Generation Non-Intermittent | -0.028173 | -0.10495 | -0.10495 | -0.14599 | -0.14599 | -1 | -0.14599 | -0.14599 | -0.14599
HV Generation Non-Intermittent | -0.028173 | -0.10495 | -0.10495 | -0.14599 | -0.14599 | -1 | -0.14599 | -0.14599 | -0.14599

## SMD
Forecast simultaneous maximum load for Electricity North West in 2017/2018 (December 2015)
2501. Contributions of users on one-rate multi tariffs to system simultaneous maximum load by network level (kW)
Data sources:
x1 = 2305. Rate 1 units (MWh) (in Equivalent volume for each end user)
x2 = 2460. Unit rate 1 pseudo load coefficient by network level (combined)
x3 = 2012. Loss adjustment factors between end user meter reading and each network level, scaled by network use
x4 = 1010. Days in the charging year (in Financial and general assumptions)
Calculation =(x1*x2)*x3/(24*x4)*1000
| GSPs | 132kV | 132kV/EHV | EHV | EHV/HV | 132kV/HV | HV | HV/LV | LV circuits
Domestic Unrestricted | 1633817.0375 | 1543200.1376 | 1535659.7753 | 1483120.7946 | 1475135.0163 | 0 | 1457625.3555 | 1438758.7235 | 1370550.7257
Domestic Off Peak (related MPAN) | 227.7599 | 439.3779 | 437.231 | 554.0061 | 551.0231 | 0 | 544.4825 | 537.4351 | 511.9566
Small Non Domestic Unrestricted | 347685.6332 | 349662.681 | 347954.1642 | 349703.253 | 347820.296 | 0 | 343691.7143 | 339243.174 | 323160.493
Small Non Domestic Off Peak (related MPAN) | 135.2897 | 347.6036 | 345.9051 | 460.8741 | 458.3925 | 0 | 452.9515 | 447.0887 | 425.8934
NHH UMS category A | 5086.7581 | 5037.4978 | 5012.8836 | 4982.3885 | 4955.5611 | 0 | 4896.7393 | 4833.3588 | 4604.2212
NHH UMS category B | 2196.3808 | 1789.8266 | 1781.0811 | 1566.7179 | 1558.282 | 0 | 1539.7854 | 1519.8554 | 1447.8028
NHH UMS category C | 109.2636 | 86.3788 | 85.9567 | 73.9034 | 73.5055 | 0 | 72.633 | 71.6928 | 68.2941
NHH UMS category D | 0.0072713 | 0.0093057 | 0.0092602 | 0.010316 | 0.01026 | 0 | 0.010138 | 0.010007 | 0.0095328
2502. Contributions of users on two-rate multi tariffs to system simultaneous maximum load by network level (kW)
Data sources:
x1 = 2305. Rate 1 units (MWh) (in Equivalent volume for each end user)
x2 = 2460. Unit rate 1 pseudo load coefficient by network level (combined)
x3 = 2305. Rate 2 units (MWh) (in Equivalent volume for each end user)
x4 = 2461. Unit rate 2 pseudo load coefficient by network level (combined)
x5 = 2012. Loss adjustment factors between end user meter reading and each network level, scaled by network use
x6 = 1010. Days in the charging year (in Financial and general assumptions)
Calculation =(x1*x2+x3*x4)*x5/(24*x6)*1000
| GSPs | 132kV | 132kV/EHV | EHV | EHV/HV | 132kV/HV | HV | HV/LV | LV circuits
Domestic Two Rate | 142415.4921 | 141099.6529 | 140410.2138 | 139251.0066 | 138501.2176 | 0 | 136857.2261 | 135085.828 | 128681.7425
Small Non Domestic Two Rate | 132260.1124 | 133449.4335 | 132797.3748 | 133538.1231 | 132819.0947 | 0 | 131242.5494 | 129543.8242 | 123402.4714
LV Medium Non-Domestic | 0 | 0 | 0 | 0 | 0 | 0 | 0 | 0 | 0
LV Sub Medium Non-Domestic | 0 | 0 | 0 | 0 | 0 | 0 | 0 | 0 | 0
HV Medium Non-Domestic | 1272.9484 | 1269.3864 | 1263.1839 | 1262.3664 | 1255.5693 | 0 | 1240.6658 | 0 | 0
2503. Contributions of users on three-rate multi tariffs to system simultaneous maximum load by network level (kW)
Data sources:
x1 = 2305. Rate 1 units (MWh) (in Equivalent volume for each end user)
x2 = 2460. Unit rate 1 pseudo load coefficient by network level (combined)
x3 = 2305. Rate 2 units (MWh) (in Equivalent volume for each end user)
x4 = 2461. Unit rate 2 pseudo load coefficient by network level (combined)
x5 = 2305. Rate 3 units (MWh) (in Equivalent volume for each end user)
x6 = 2462. Unit rate 3 pseudo load coefficient by network level (combined)
x7 = 2012. Loss adjustment factors between end user meter reading and each network level, scaled by network use
x8 = 1010. Days in the charging year (in Financial and general assumptions)
Calculation =(x1*x2+x3*x4+x5*x6)*x7/(24*x8)*1000
| GSPs | 132kV | 132kV/EHV | EHV | EHV/HV | 132kV/HV | HV | HV/LV | LV circuits
LV Network Domestic | 0 | 0 | 0 | 0 | 0 | 0 | 0 | 0 | 0
LV Network Non-Domestic Non-CT | 109560.0144 | 108087.613 | 107559.4768 | 106809.4385 | 106234.3293 | 0 | 104973.3416 | 103614.6294 | 98702.5157
LV HH Metered | 419768.3883 | 414369.7371 | 412345.0497 | 409604.8432 | 407399.3495 | 0 | 402563.5722 | 397353.0298 | 378515.504
LV Sub HH Metered | 220855.5818 | 219089.1853 | 218018.6749 | 217198.1124 | 216028.6217 | 0 | 213464.3901 | 210701.4345 | 0
HV HH Metered | 731795.797 | 722872.6206 | 719340.5308 | 714447.3131 | 710600.4128 | 0 | 702165.6783 | 0 | 0
LV UMS (Pseudo HH Metered) | 61995.0374 | 50833.0529 | 50584.6731 | 44697.6645 | 44456.9925 | 0 | 43929.2937 | 43360.6992 | 41305.0755
LV Generation Non-Intermittent | -274.8469 | -282.733 | -281.3515 | -285.8952 | -284.3559 | 0 | -280.9806 | -277.3437 | 0
LV Sub Generation Non-Intermittent | -52.3868 | -48.6368 | -48.3991 | -46.1228 | -45.8744 | 0 | -45.3299 | 0 | 0
HV Generation Non-Intermittent | -56877.9876 | -58084.1818 | -57800.3717 | -58497.3948 | -58182.4189 | 0 | 0 | 0 | 0
2504. Estimated contributions of users on each tariff to system simultaneous maximum load by network level (kW)
Data sources:
x1 = 2407. All units (MWh)
x2 = 2302. Load coefficient
x3 = 2012. Loss adjustment factors between end user meter reading and each network level, scaled by network use
x4 = 1010. Days in the charging year (in Financial and general assumptions)
Calculation =x1*x2*x3/(24*x4)*1000
| GSPs | 132kV | 132kV/EHV | EHV | EHV/HV | 132kV/HV | HV | HV/LV | LV circuits
Domestic Unrestricted | 1674635.673 | 1657714.3007 | 1649614.401 | 1639207.2876 | 1630381.0706 | 0 | 1611028.6593 | 1590176.4666 | 1514790.1275
Domestic Two Rate | 143599.0968 | 142148.0983 | 141453.5363 | 140561.132 | 139804.2887 | 0 | 138144.83 | 136356.7658 | 129892.4283
Domestic Off Peak (related MPAN) | 0 | 0 | 0 | 0 | 0 | 0 | 0 | 0 | 0
Small Non Domestic Unrestricted | 340772.5563 | 337329.2167 | 335680.9636 | 333563.2142 | 331767.1624 | 0 | 327829.1293 | 323585.9048 | 308245.4962
Small Non Domestic Two Rate | 130022.6316 | 128708.8166 | 128079.9215 | 127271.8888 | 126586.6007 | 0 | 125084.0342 | 123465.0212 | 117611.8494
Small Non Domestic Off Peak (related MPAN) | 0 | 0 | 0 | 0 | 0 | 0 | 0 | 0 | 0
LV Medium Non-Domestic | 0 | 0 | 0 | 0 | 0 | 0 | 0 | 0 | 0
LV Sub Medium Non-Domestic | 0 | 0 | 0 | 0 | 0 | 0 | 0 | 0 | 0
HV Medium Non-Domestic | 1261.3837 | 1248.638 | 1242.5369 | 1234.698 | 1228.0498 | 0 | 1213.473 | 0 | 0
LV Network Domestic | 0 | 0 | 0 | 0 | 0 | 0 | 0 | 0 | 0
LV Network Non-Domestic Non-CT | 110765.1652 | 109645.9375 | 109110.1871 | 108421.8311 | 107838.04 | 0 | 106558.0165 | 105178.7931 | 100192.5263
LV HH Metered | 418480.1234 | 414251.5869 | 412227.4768 | 409626.8096 | 407421.1977 | 0 | 402585.161 | 397374.3392 | 378535.8031
LV Sub HH Metered | 219561.2335 | 217342.6749 | 216280.6982 | 214916.2232 | 213759.0192 | 0 | 211221.7274 | 208487.7995 | 0
HV HH Metered | 730717.1068 | 723333.5688 | 719799.2267 | 715258.146 | 711406.8798 | 0 | 702962.5726 | 0 | 0
NHH UMS category A | 4627.9566 | 4581.1933 | 4558.8088 | 4530.0481 | 4505.6563 | 0 | 4452.1748 | 4394.5485 | 4186.2138
NHH UMS category B | 2703.7498 | 2676.4297 | 2663.3522 | 2646.5496 | 2632.2994 | 0 | 2601.0543 | 2567.3878 | 2445.6743
NHH UMS category C | 130.0138 | 128.7001 | 128.0712 | 127.2632 | 126.578 | 0 | 125.0755 | 123.4566 | 117.6039
NHH UMS category D | 0 | 0 | 0 | 0 | 0 | 0 | 0 | 0 | 0
LV UMS (Pseudo HH Metered) | 67444.3622 | 66762.87 | 66436.6542 | 66017.5176 | 65662.0501 | 0 | 64882.6501 | 64042.8478 | 61006.7346
LV Generation NHH or Aggregate HH | -96.2355 | -95.2631 | -94.7976 | -94.1995 | -93.6923 | 0 | -92.5802 | -91.3819 | 0
LV Sub Generation NHH | 0 | 0 | 0 | 0 | 0 | 0 | 0 | 0 | 0
LV Generation Intermittent | -3670.6676 | -3633.5773 | -3615.823 | -3593.0114 | -3573.665 | 0 | -3531.2461 | -3485.5398 | 0
LV Generation Non-Intermittent | -320.1812 | -316.9459 | -315.3973 | -313.4075 | -311.72 | 0 | -308.0199 | -304.0331 | 0
LV Sub Generation Intermittent | -169.573 | -167.8596 | -167.0394 | -165.9856 | -165.0918 | 0 | -163.1322 | 0 | 0
LV Sub Generation Non-Intermittent | -47.0351 | -46.5598 | -46.3323 | -46.04 | -45.7921 | 0 | -45.2486 | 0 | 0
HV Generation Intermittent | -41874.5546 | -41451.4328 | -41248.8934 | -40988.6617 | -40767.9607 | 0 | 0 | 0 | 0
HV Generation Non-Intermittent | -63602.0406 | -62959.3732 | -62651.742 | -62256.4837 | -61921.2672 | 0 | 0 | 0 | 0
2505. Contributions of users on each tariff to system simultaneous maximum load by network level (kW)
Data sources:
x1 = 2501. Contributions of users on one-rate multi tariffs to system simultaneous maximum load by network level (kW)
x2 = 2502. Contributions of users on two-rate multi tariffs to system simultaneous maximum load by network level (kW)
x3 = 2503. Contributions of users on three-rate multi tariffs to system simultaneous maximum load by network level (kW)
x4 = 2504. Estimated contributions of users on each tariff to system simultaneous maximum load by network level (kW)
Combine tables = x1 or x2 or x3 or x4
| GSPs | 132kV | 132kV/EHV | EHV | EHV/HV | 132kV/HV | HV | HV/LV | LV circuits
Domestic Unrestricted | 1633817.0375 | 1543200.1376 | 1535659.7753 | 1483120.7946 | 1475135.0163 | 0 | 1457625.3555 | 1438758.7235 | 1370550.7257
Domestic Two Rate | 142415.4921 | 141099.6529 | 140410.2138 | 139251.0066 | 138501.2176 | 0 | 136857.2261 | 135085.828 | 128681.7425
Domestic Off Peak (related MPAN) | 227.7599 | 439.3779 | 437.231 | 554.0061 | 551.0231 | 0 | 544.4825 | 537.4351 | 511.9566
Small Non Domestic Unrestricted | 347685.6332 | 349662.681 | 347954.1642 | 349703.253 | 347820.296 | 0 | 343691.7143 | 339243.174 | 323160.493
Small Non Domestic Two Rate | 132260.1124 | 133449.4335 | 132797.3748 | 133538.1231 | 132819.0947 | 0 | 131242.5494 | 129543.8242 | 123402.4714
Small Non Domestic Off Peak (related MPAN) | 135.2897 | 347.6036 | 345.9051 | 460.8741 | 458.3925 | 0 | 452.9515 | 447.0887 | 425.8934
LV Medium Non-Domestic | 0 | 0 | 0 | 0 | 0 | 0 | 0 | 0 | 0
LV Sub Medium Non-Domestic | 0 | 0 | 0 | 0 | 0 | 0 | 0 | 0 | 0
HV Medium Non-Domestic | 1272.9484 | 1269.3864 | 1263.1839 | 1262.3664 | 1255.5693 | 0 | 1240.6658 | 0 | 0
LV Network Domestic | 0 | 0 | 0 | 0 | 0 | 0 | 0 | 0 | 0
LV Network Non-Domestic Non-CT | 109560.0144 | 108087.613 | 107559.4768 | 106809.4385 | 106234.3293 | 0 | 104973.3416 | 103614.6294 | 98702.5157
LV HH Metered | 419768.3883 | 414369.7371 | 412345.0497 | 409604.8432 | 407399.3495 | 0 | 402563.5722 | 397353.0298 | 378515.504
LV Sub HH Metered | 220855.5818 | 219089.1853 | 218018.6749 | 217198.1124 | 216028.6217 | 0 | 213464.3901 | 210701.4345 | 0
HV HH Metered | 731795.797 | 722872.6206 | 719340.5308 | 714447.3131 | 710600.4128 | 0 | 702165.6783 | 0 | 0
NHH UMS category A | 5086.7581 | 5037.4978 | 5012.8836 | 4982.3885 | 4955.5611 | 0 | 4896.7393 | 4833.3588 | 4604.2212
NHH UMS category B | 2196.3808 | 1789.8266 | 1781.0811 | 1566.7179 | 1558.282 | 0 | 1539.7854 | 1519.8554 | 1447.8028
NHH UMS category C | 109.2636 | 86.3788 | 85.9567 | 73.9034 | 73.5055 | 0 | 72.633 | 71.6928 | 68.2941
NHH UMS category D | 0.0072713 | 0.0093057 | 0.0092602 | 0.010316 | 0.01026 | 0 | 0.010138 | 0.010007 | 0.0095328
LV UMS (Pseudo HH Metered) | 61995.0374 | 50833.0529 | 50584.6731 | 44697.6645 | 44456.9925 | 0 | 43929.2937 | 43360.6992 | 41305.0755
LV Generation NHH or Aggregate HH | -96.2355 | -95.2631 | -94.7976 | -94.1995 | -93.6923 | 0 | -92.5802 | -91.3819 | 0
LV Sub Generation NHH | 0 | 0 | 0 | 0 | 0 | 0 | 0 | 0 | 0
LV Generation Intermittent | -3670.6676 | -3633.5773 | -3615.823 | -3593.0114 | -3573.665 | 0 | -3531.2461 | -3485.5398 | 0
LV Generation Non-Intermittent | -274.8469 | -282.733 | -281.3515 | -285.8952 | -284.3559 | 0 | -280.9806 | -277.3437 | 0
LV Sub Generation Intermittent | -169.573 | -167.8596 | -167.0394 | -165.9856 | -165.0918 | 0 | -163.1322 | 0 | 0
LV Sub Generation Non-Intermittent | -52.3868 | -48.6368 | -48.3991 | -46.1228 | -45.8744 | 0 | -45.3299 | 0 | 0
HV Generation Intermittent | -41874.5546 | -41451.4328 | -41248.8934 | -40988.6617 | -40767.9607 | 0 | 0 | 0 | 0
HV Generation Non-Intermittent | -56877.9876 | -58084.1818 | -57800.3717 | -58497.3948 | -58182.4189 | 0 | 0 | 0 | 0
2506. Forecast system simultaneous maximum load (kW) from forecast units
Data sources:
x1 = 2505. Contributions of users on each tariff to system simultaneous maximum load by network level (kW)
Cell summation =SUM(x1)
| GSPs | 132kV | 132kV/EHV | EHV | EHV/HV | 132kV/HV | HV | HV/LV | LV circuits
Forecast system simultaneous maximum load (kW) from forecast units | 3706165.2497 | 3587870.5096 | 3570339.5085 | 3503599.5445 | 3484734.6152 | 0 | 3541147.1198 | 2801216.5179 | 2471376.7052

## AMD
Forecast aggregate maximum load for Electricity North West in 2017/2018 (December 2015)
2601. Pre-processing of data for standing charge factors
Data sources:
x1 = Standing charges factors (in Pre-processing of data for standing charge factors)
x2 = 1018. Proportion of relevant load going through 132kV/HV direct transformation
x3 = Standing charges factors for 132kV/HV (in Pre-processing of data for standing charge factors)
Kind: | Fixed data | [7 empty] | Fixed data | Calculation
Formula: | [9 empty] | =x1+0.2*x2*x3
Standing charges factors
| GSPs | 132kV | 132kV/EHV | EHV | EHV/HV | HV | HV/LV | LV circuits | Standing charges factors for 132kV/HV | Adjusted standing charges factors for 132kV
Domestic Unrestricted | 0 | 0 | 0 | 0 | 0 | 0 | 0 | 1 | 0 | 0
Domestic Two Rate | 0 | 0 | 0 | 0 | 0 | 0 | 0 | 1 | 0 | 0
Domestic Off Peak (related MPAN) | 0 | 0 | 0 | 0 | 0 | 0 | 0 | 1 | 0 | 0
Small Non Domestic Unrestricted | 0 | 0 | 0 | 0 | 0 | 0 | 0 | 1 | 0 | 0
Small Non Domestic Two Rate | 0 | 0 | 0 | 0 | 0 | 0 | 0 | 1 | 0 | 0
Small Non Domestic Off Peak (related MPAN) | 0 | 0 | 0 | 0 | 0 | 0 | 0 | 1 | 0 | 0
LV Medium Non-Domestic | 0 | 0 | 0 | 0 | 0 | 0 | 0 | 1 | 0 | 0
LV Sub Medium Non-Domestic | 0 | 0 | 0 | 0 | 0 | 0 | 1 | 0 | 0 | 0
HV Medium Non-Domestic | 0 | 0 | 0 | 0.2 | 1 | 1 | 0 | 0 | 1 | 0
LV Network Domestic | 0 | 0 | 0 | 0 | 0 | 0 | 0 | 1 | 0 | 0
LV Network Non-Domestic Non-CT | 0 | 0 | 0 | 0 | 0 | 0 | 0 | 1 | 0 | 0
LV HH Metered | 0 | 0 | 0 | 0 | 0 | 0.2 | 1 | 1 | 0 | 0
LV Sub HH Metered | 0 | 0 | 0 | 0 | 0 | 1 | 1 | 0 | 0 | 0
HV HH Metered | 0 | 0 | 0 | 0.2 | 1 | 1 | 0 | 0 | 1 | 0
NHH UMS category A | 0 | 0 | 0 | 0 | 0 | 0 | 0 | 0 | 0 | 0
NHH UMS category B | 0 | 0 | 0 | 0 | 0 | 0 | 0 | 0 | 0 | 0
NHH UMS category C | 0 | 0 | 0 | 0 | 0 | 0 | 0 | 0 | 0 | 0
NHH UMS category D | 0 | 0 | 0 | 0 | 0 | 0 | 0 | 0 | 0 | 0
LV UMS (Pseudo HH Metered) | 0 | 0 | 0 | 0 | 0 | 0 | 0 | 0 | 0 | 0
2602. Standing charges factors adapted to use 132kV/HV
Data sources:
x1 = 2601. Standing charges factors for 132kV/HV (in Pre-processing of data for standing charge factors)
x2 = 2601. Adjusted standing charges factors for 132kV (in Pre-processing of data for standing charge factors)
x3 = 2601. Standing charges factors (in Pre-processing of data for standing charge factors)
Combine tables = x1 or x2 or x3
| GSPs | 132kV | 132kV/EHV | EHV | EHV/HV | 132kV/HV | HV | HV/LV | LV circuits
Domestic Unrestricted | 0 | 0 | 0 | 0 | 0 | 0 | 0 | 0 | 1
Domestic Two Rate | 0 | 0 | 0 | 0 | 0 | 0 | 0 | 0 | 1
Domestic Off Peak (related MPAN) | 0 | 0 | 0 | 0 | 0 | 0 | 0 | 0 | 1
Small Non Domestic Unrestricted | 0 | 0 | 0 | 0 | 0 | 0 | 0 | 0 | 1
Small Non Domestic Two Rate | 0 | 0 | 0 | 0 | 0 | 0 | 0 | 0 | 1
Small Non Domestic Off Peak (related MPAN) | 0 | 0 | 0 | 0 | 0 | 0 | 0 | 0 | 1
LV Medium Non-Domestic | 0 | 0 | 0 | 0 | 0 | 0 | 0 | 0 | 1
LV Sub Medium Non-Domestic | 0 | 0 | 0 | 0 | 0 | 0 | 0 | 1 | 0
HV Medium Non-Domestic | 0 | 0 | 0 | 0.2 | 1 | 1 | 1 | 0 | 0
LV Network Domestic | 0 | 0 | 0 | 0 | 0 | 0 | 0 | 0 | 1
LV Network Non-Domestic Non-CT | 0 | 0 | 0 | 0 | 0 | 0 | 0 | 0 | 1
LV HH Metered | 0 | 0 | 0 | 0 | 0 | 0 | 0.2 | 1 | 1
LV Sub HH Metered | 0 | 0 | 0 | 0 | 0 | 0 | 1 | 1 | 0
HV HH Metered | 0 | 0 | 0 | 0.2 | 1 | 1 | 1 | 0 | 0
NHH UMS category A | 0 | 0 | 0 | 0 | 0 | 0 | 0 | 0 | 0
NHH UMS category B | 0 | 0 | 0 | 0 | 0 | 0 | 0 | 0 | 0
NHH UMS category C | 0 | 0 | 0 | 0 | 0 | 0 | 0 | 0 | 0
NHH UMS category D | 0 | 0 | 0 | 0 | 0 | 0 | 0 | 0 | 0
LV UMS (Pseudo HH Metered) | 0 | 0 | 0 | 0 | 0 | 0 | 0 | 0 | 0
2603. Capacity-based contributions to chargeable aggregate maximum load by network level (kW)
Data sources:
x1 = 2305. Import capacity (kVA) (in Equivalent volume for each end user)
x2 = 1010. Power factor for all flows in the network model (in Financial and general assumptions)
x3 = 2602. Standing charges factors adapted to use 132kV/HV
x4 = 2012. Loss adjustment factors between end user meter reading and each network level, scaled by network use
Calculation =x1*x2*x3*x4
| GSPs | 132kV | 132kV/EHV | EHV | EHV/HV | 132kV/HV | HV | HV/LV | LV circuits
LV HH Metered | 0 | 0 | 0 | 0 | 0 | 0 | 323831.4957 | 1598200.0711 | 1522433.3527
LV Sub HH Metered | 0 | 0 | 0 | 0 | 0 | 0 | 733311.2894 | 723819.7461 | 0
HV HH Metered | 0 | 0 | 0 | 355585.4291 | 1768353.9993 | 0 | 1747363.8672 | 0 | 0
2604. Unit-based contributions to chargeable aggregate maximum load (kW)
Data sources:
x1 = 2407. All units (MWh)
x2 = 1041. Load factor for each type of demand user (in Load profile data for demand users)
x3 = 2602. Standing charges factors adapted to use 132kV/HV
x4 = 2012. Loss adjustment factors between end user meter reading and each network level, scaled by network use
x5 = 1010. Days in the charging year (in Financial and general assumptions)
Calculation =x1/x2*x3*x4/(24*x5)*1000
| GSPs | 132kV | 132kV/EHV | EHV | EHV/HV | 132kV/HV | HV | HV/LV | LV circuits
Domestic Unrestricted | 0 | 0 | 0 | 0 | 0 | 0 | 0 | 0 | 1699394.7973
Domestic Two Rate | 0 | 0 | 0 | 0 | 0 | 0 | 0 | 0 | 440157.0916
Small Non Domestic Unrestricted | 0 | 0 | 0 | 0 | 0 | 0 | 0 | 0 | 456644.2169
Small Non Domestic Two Rate | 0 | 0 | 0 | 0 | 0 | 0 | 0 | 0 | 167475.2708
LV Medium Non-Domestic | 0 | 0 | 0 | 0 | 0 | 0 | 0 | 0 | 0
LV Sub Medium Non-Domestic | 0 | 0 | 0 | 0 | 0 | 0 | 0 | 0 | 0
HV Medium Non-Domestic | 0 | 0 | 0 | 322.8912 | 1605.7632 | 0 | 1586.703 | 0 | 0
LV Network Domestic | 0 | 0 | 0 | 0 | 0 | 0 | 0 | 0 | 0
LV Network Non-Domestic Non-CT | 0 | 0 | 0 | 0 | 0 | 0 | 0 | 0 | 148428.244
2605. Contributions to aggregate maximum load by network level (kW)
Data sources:
x1 = 2603. Capacity-based contributions to chargeable aggregate maximum load by network level (kW)
x2 = 2604. Unit-based contributions to chargeable aggregate maximum load (kW)
Combine tables = x1 or x2
| GSPs | 132kV | 132kV/EHV | EHV | EHV/HV | 132kV/HV | HV | HV/LV | LV circuits
Domestic Unrestricted | 0 | 0 | 0 | 0 | 0 | 0 | 0 | 0 | 1699394.7973
Domestic Two Rate | 0 | 0 | 0 | 0 | 0 | 0 | 0 | 0 | 440157.0916
Small Non Domestic Unrestricted | 0 | 0 | 0 | 0 | 0 | 0 | 0 | 0 | 456644.2169
Small Non Domestic Two Rate | 0 | 0 | 0 | 0 | 0 | 0 | 0 | 0 | 167475.2708
LV Medium Non-Domestic | 0 | 0 | 0 | 0 | 0 | 0 | 0 | 0 | 0
LV Sub Medium Non-Domestic | 0 | 0 | 0 | 0 | 0 | 0 | 0 | 0 | 0
HV Medium Non-Domestic | 0 | 0 | 0 | 322.8912 | 1605.7632 | 0 | 1586.703 | 0 | 0
LV Network Domestic | 0 | 0 | 0 | 0 | 0 | 0 | 0 | 0 | 0
LV Network Non-Domestic Non-CT | 0 | 0 | 0 | 0 | 0 | 0 | 0 | 0 | 148428.244
LV HH Metered | 0 | 0 | 0 | 0 | 0 | 0 | 323831.4957 | 1598200.0711 | 1522433.3527
LV Sub HH Metered | 0 | 0 | 0 | 0 | 0 | 0 | 733311.2894 | 723819.7461 | 0
HV HH Metered | 0 | 0 | 0 | 355585.4291 | 1768353.9993 | 0 | 1747363.8672 | 0 | 0
2606. Forecast chargeable aggregate maximum load (kW)
Data sources:
x1 = 2605. Contributions to aggregate maximum load by network level (kW)
Cell summation =SUM(x1)
| GSPs | 132kV | 132kV/EHV | EHV | EHV/HV | 132kV/HV | HV | HV/LV | LV circuits
Forecast chargeable aggregate maximum load (kW) | 0 | 0 | 0 | 355908.3203 | 1769959.7625 | 0 | 2806093.3553 | 2322019.8171 | 4434532.9732
2607. Forecast simultaneous load subject to standing charge factors (kW)
Data sources:
x1 = 2505. Contributions of users on each tariff to system simultaneous maximum load by network level (kW)
x2 = 2602. Standing charges factors adapted to use 132kV/HV
Calculation =x1*x2
| GSPs | 132kV | 132kV/EHV | EHV | EHV/HV | 132kV/HV | HV | HV/LV | LV circuits
Domestic Unrestricted | 0 | 0 | 0 | 0 | 0 | 0 | 0 | 0 | 1370550.7257
Domestic Two Rate | 0 | 0 | 0 | 0 | 0 | 0 | 0 | 0 | 128681.7425
Domestic Off Peak (related MPAN) | 0 | 0 | 0 | 0 | 0 | 0 | 0 | 0 | 511.9566
Small Non Domestic Unrestricted | 0 | 0 | 0 | 0 | 0 | 0 | 0 | 0 | 323160.493
Small Non Domestic Two Rate | 0 | 0 | 0 | 0 | 0 | 0 | 0 | 0 | 123402.4714
Small Non Domestic Off Peak (related MPAN) | 0 | 0 | 0 | 0 | 0 | 0 | 0 | 0 | 425.8934
LV Medium Non-Domestic | 0 | 0 | 0 | 0 | 0 | 0 | 0 | 0 | 0
LV Sub Medium Non-Domestic | 0 | 0 | 0 | 0 | 0 | 0 | 0 | 0 | 0
HV Medium Non-Domestic | 0 | 0 | 0 | 252.4733 | 1255.5693 | 0 | 1240.6658 | 0 | 0
LV Network Domestic | 0 | 0 | 0 | 0 | 0 | 0 | 0 | 0 | 0
LV Network Non-Domestic Non-CT | 0 | 0 | 0 | 0 | 0 | 0 | 0 | 0 | 98702.5157
LV HH Metered | 0 | 0 | 0 | 0 | 0 | 0 | 80512.7144 | 397353.0298 | 378515.504
LV Sub HH Metered | 0 | 0 | 0 | 0 | 0 | 0 | 213464.3901 | 210701.4345 | 0
HV HH Metered | 0 | 0 | 0 | 142889.4626 | 710600.4128 | 0 | 702165.6783 | 0 | 0
NHH UMS category A | 0 | 0 | 0 | 0 | 0 | 0 | 0 | 0 | 0
NHH UMS category B | 0 | 0 | 0 | 0 | 0 | 0 | 0 | 0 | 0
NHH UMS category C | 0 | 0 | 0 | 0 | 0 | 0 | 0 | 0 | 0
NHH UMS category D | 0 | 0 | 0 | 0 | 0 | 0 | 0 | 0 | 0
LV UMS (Pseudo HH Metered) | 0 | 0 | 0 | 0 | 0 | 0 | 0 | 0 | 0
2608. Forecast simultaneous load replaced by standing charge (kW)
Data sources:
x1 = 2607. Forecast simultaneous load subject to standing charge factors (kW)
Cell summation =SUM(x1)
| GSPs | 132kV | 132kV/EHV | EHV | EHV/HV | 132kV/HV | HV | HV/LV | LV circuits
Forecast simultaneous load replaced by standing charge (kW) | 0 | 0 | 0 | 143141.9359 | 711855.9821 | 0 | 997383.4486 | 608054.4643 | 2423951.3021
2609. Calculated LV diversity allowance
Data sources:
x1 = 2606. Forecast chargeable aggregate maximum load (kW)
x2 = 2608. Forecast simultaneous load replaced by standing charge (kW)
Calculation =x1/x2-1
LV circuits
Calculated LV diversity allowance | 82.95%
2610. Network level mapping for diversity allowances
| GSPs | 132kV | 132kV/EHV | EHV | EHV/HV | 132kV/HV | HV | HV/LV | LV circuits
GSPs | 100% | 0% | 0% | 0% | 0% | 0% | 0% | 0% | 0%
132kV | 0% | 100% | 0% | 0% | 0% | 0% | 0% | 0% | 0%
132kV/EHV | 0% | 0% | 100% | 0% | 0% | 100% | 0% | 0% | 0%
EHV | 0% | 0% | 0% | 100% | 0% | 0% | 0% | 0% | 0%
EHV/HV | 0% | 0% | 0% | 0% | 100% | 0% | 0% | 0% | 0%
HV | 0% | 0% | 0% | 0% | 0% | 0% | 100% | 0% | 0%
HV/LV | 0% | 0% | 0% | 0% | 0% | 0% | 0% | 100% | 0%
LV circuits | 0% | 0% | 0% | 0% | 0% | 0% | 0% | 0% | 100%
2611. Diversity allowances including 132kV/HV
Data sources:
x1 = 2104. Diversity allowance between level exit and GSP Group (in Diversity calculations)
x2 = 2610. Network level mapping for diversity allowances
Sum-product calculation =SUMPRODUCT(x1, x2)
Diversity allowances including 132kV/HV
GSPs | 7.42%
132kV | 12.45%
132kV/EHV | 12.45%
EHV | 22.22%
EHV/HV | 22.22%
132kV/HV | 12.45%
HV | 59.57%
HV/LV | 59.57%
LV circuits | 0%
2612. Diversity allowances (including calculated LV value)
Data sources:
x1 = 2609. Calculated LV diversity allowance
x2 = 2611. Diversity allowances including 132kV/HV
Combine tables = x1 or x2
| GSPs | 132kV | 132kV/EHV | EHV | EHV/HV | 132kV/HV | HV | HV/LV | LV circuits
Diversity allowances (including calculated LV value) | 7.42% | 12.45% | 12.45% | 22.22% | 22.22% | 12.45% | 59.57% | 59.57% | 82.95%
2613. Forecast simultaneous maximum load (kW) adjusted for standing charges
Data sources:
x1 = 2506. Forecast system simultaneous maximum load (kW) from forecast units
x2 = 2608. Forecast simultaneous load replaced by standing charge (kW)
x3 = 2606. Forecast chargeable aggregate maximum load (kW)
x4 = 2612. Diversity allowances (including calculated LV value)
Calculation =x1-x2+x3/(1+x4)
| GSPs | 132kV | 132kV/EHV | EHV | EHV/HV | 132kV/HV | HV | HV/LV | LV circuits
Forecast simultaneous maximum load (kW) adjusted for standing charges | 3706165.2497 | 3587870.5096 | 3570339.5085 | 3651668.0108 | 4221090.616 | 0 | 4302317.2823 | 3648351.1074 | 2471376.7052

## Otex
Other expenditure for Electricity North West in 2017/2018 (December 2015)
2701. Operating expenditure coded by network level (£/year)
Data sources:
x1 = 1055. Transmission exit charges (£/year)
x2 = Zero for levels other than transmission exit
Combine tables = x1 or x2
| Transmission exit | Operating 132kV | Operating 132kV/EHV | Operating EHV | Operating EHV/HV | Operating 132kV/HV | Operating HV | Operating HV/LV | Operating LV circuits | Operating LV customer | Operating HV customer
Operating expenditure coded by network level (£/year) | 18525180.793 | 0 | 0 | 0 | 0 | 0 | 0 | 0 | 0 | 0 | 0
2702. Network model assets (£) scaled by load forecast
Data sources:
x1 = 2108. GSP simultaneous maximum load assumed through each network level (MW)
x2 = 2613. Forecast simultaneous maximum load (kW) adjusted for standing charges
x3 = 1020. Gross asset cost by network level (£)
Calculation =IF(x1,x2*x3/x1/1000,0)
| Assets 132kV | Assets 132kV/EHV | Assets EHV | Assets EHV/HV | Assets 132kV/HV | Assets HV | Assets HV/LV | Assets LV circuits
Network model assets (£) scaled by load forecast | 729635038.298 | 288611066.2816 | 750095093.3266 | 549906037.8797 | 0 | 1029778299.0006 | 803236892.3518 | 316644573.6653
2703. Annual consumption by tariff for unmetered users (MWh)
Data sources:
x1 = 2407. All units (MWh)
Copy cells = x1
Annual consumption by tariff for unmetered users (MWh)
NHH UMS category A | 36671.2327
NHH UMS category B | 10149.0728
NHH UMS category C | 265.8082
NHH UMS category D | 0.078638
LV UMS (Pseudo HH Metered) | 260654.3778
2704. Total unmetered units
Data sources:
x1 = 2703. Annual consumption by tariff for unmetered users (MWh)
Cell summation =SUM(x1)
Total unmetered units
Total unmetered units | 307740.5701
2705. Service model asset data
Data sources:
x1 = 2205. Service model assets by tariff (£)
x2 = 2305. MPANs (in Equivalent volume for each end user)
x3 = 2202. LV unmetered service model assets £/(MWh/year)
x4 = 2704. Total unmetered units
x5 = Service model assets (£) scaled by annual MWh (in Service model asset data)
x6 = Service model assets (£) scaled by user count (in Service model asset data)
x7 = Service model assets (£) scaled by annual MWh (in Service model asset data)
Kind: | Sum-product calculation |  | Calculation | Copy cells |  | Calculation
Formula: | =SUMPRODUCT(x1, x2) |  | =x3*x4 | = x5 |  | =x6+x7
| Service model assets (£) scaled by user count |  |  | Service model assets (£) scaled by annual MWh |  | Service model assets (£)
| Assets LV customer | Assets HV customer | Service model assets (£) scaled by annual MWh | Assets LV customer | Assets HV customer | Assets LV customer | Assets HV customer
Service model asset data | 1262707403.168 | 37341579.7907 | 248797184.9887 | 248797184.9887 |  | 1511504588.1568 | 37341579.7907
2706. Data for allocation of operating expenditure
Data sources:
x1 = 2702. Network model assets (£) scaled by load forecast
x2 = 2705. Service model assets (£) (in Service model asset data)
x3 = Model assets (£) scaled by demand forecast (in Data for allocation of operating expenditure)
Kind: | Combine tables | [10 empty] | Cell summation
Formula: | = x1 or x2 | [10 empty] | =SUM(x3)
Model assets (£) scaled by demand forecast
| GSPs | Assets 132kV | Assets 132kV/EHV | Assets EHV | Assets EHV/HV | Assets 132kV/HV | Assets HV | Assets HV/LV | Assets LV circuits | Assets LV customer | Assets HV customer | Denominator for allocation of operating expenditure
Data for allocation of operating expenditure |  | 729635038.298 | 288611066.2816 | 750095093.3266 | 549906037.8797 | 0 | 1029778299.0006 | 803236892.3518 | 316644573.6653 | 1511504588.1568 | 37341579.7907 | 6016753168.7511
2707. Amount of expenditure to be allocated according to asset values (£/year)
Data sources:
x1 = 1059. Direct cost (£/year) (in Other expenditure)
x2 = 1059. Network rates (£/year) (in Other expenditure)
x3 = 1059. Indirect cost (£/year) (in Other expenditure)
x4 = 1059. Indirect cost proportion (in Other expenditure)
Calculation =x1+x2+x3*x4
Amount of expenditure to be allocated according to asset values (£/year)
Other expenditure | 113645169.2157
2708. Total operating expenditure by network level (£/year)
Data sources:
x1 = 2701. Operating expenditure coded by network level (£/year)
x2 = 2707. Amount of expenditure to be allocated according to asset values (£/year)
x3 = 2706. Denominator for allocation of operating expenditure (in Data for allocation of operating expenditure)
x4 = 2706. Model assets (£) scaled by demand forecast (in Data for allocation of operating expenditure)
Calculation =x1+x2/x3*x4
| Transmission exit | Operating 132kV | Operating 132kV/EHV | Operating EHV | Operating EHV/HV | Operating 132kV/HV | Operating HV | Operating HV/LV | Operating LV circuits | Operating LV customer | Operating HV customer
Total operating expenditure by network level (£/year) | 18525180.793 | 13781435.779 | 5451321.0938 | 14167887.799 | 10386692.4527 | 0 | 19450578.3705 | 15171636.5939 | 5980821.4075 | 28549483.3964 | 705312.323
2709. Operating expenditure percentage by network level
Data sources:
x1 = 2706. Model assets (£) scaled by demand forecast (in Data for allocation of operating expenditure)
x2 = 2708. Total operating expenditure by network level (£/year)
Calculation =IF(x1="","",IF(x1>0,x2/x1,0))
| Transmission exit | Operating 132kV | Operating 132kV/EHV | Operating EHV | Operating EHV/HV | Operating 132kV/HV | Operating HV | Operating HV/LV | Operating LV circuits | Operating LV customer | Operating HV customer
Operating expenditure percentage by network level |  | 1.889% | 1.889% | 1.889% | 1.889% | 0% | 1.889% | 1.889% | 1.889% | 1.889% | 1.889%
2710. Unit operating expenditure based on simultaneous maximum load (£/kW/year)
Data sources:
x1 = 2613. Forecast simultaneous maximum load (kW) adjusted for standing charges
x2 = 2708. Total operating expenditure by network level (£/year)
Calculation =IF(x1>0,x2/x1,0)
| Transmission exit | Operating 132kV | Operating 132kV/EHV | Operating EHV | Operating EHV/HV | Operating 132kV/HV | Operating HV | Operating HV/LV | Operating LV circuits
Unit operating expenditure based on simultaneous maximum load (£/kW/year) | 4.9985 | 3.8411 | 1.5268 | 3.8798 | 2.4607 | 0 | 4.521 | 4.1585 | 2.42
2711. Operating expenditure for customer assets p/MPAN/day
Data sources:
x1 = 1010. Days in the charging year (in Financial and general assumptions)
x2 = 2709. Operating expenditure percentage by network level
x3 = 2205. Service model assets by tariff (£)
x4 = Operating expenditure p/MPAN/day by level (in Operating expenditure for customer assets p/MPAN/day)
Kind: | Calculation |  | Cell summation
Formula: | =100/x1*x2*x3 |  | =SUM(x4)
Operating expenditure p/MPAN/day by level
| Operating LV customer | Operating HV customer | Operating expenditure for customer assets p/MPAN/day total
Domestic Unrestricted | 2.6496 | 0 | 2.6496
Domestic Two Rate | 2.6496 | 0 | 2.6496
Domestic Off Peak (related MPAN) | 0 | 0 | 0
Small Non Domestic Unrestricted | 2.6496 | 0 | 2.6496
Small Non Domestic Two Rate | 2.6496 | 0 | 2.6496
Small Non Domestic Off Peak (related MPAN) | 0 | 0 | 0
LV Medium Non-Domestic | 10.5751 | 0 | 10.5751
LV Sub Medium Non-Domestic | 39.9872 | 0 | 39.9872
HV Medium Non-Domestic | 0 | 87.9266 | 87.9266
LV Network Domestic | 2.6496 | 0 | 2.6496
LV Network Non-Domestic Non-CT | 2.6496 | 0 | 2.6496
LV HH Metered | 12.4566 | 0 | 12.4566
LV Sub HH Metered | 39.9872 | 0 | 39.9872
HV HH Metered | 0 | 87.9266 | 87.9266
NHH UMS category A | 0 | 0 | 0
NHH UMS category B | 0 | 0 | 0
NHH UMS category C | 0 | 0 | 0
NHH UMS category D | 0 | 0 | 0
LV UMS (Pseudo HH Metered) | 0 | 0 | 0
LV Generation NHH or Aggregate HH | 0 | 0 | 0
LV Sub Generation NHH | 0 | 0 | 0
LV Generation Intermittent | 0 | 0 | 0
LV Generation Non-Intermittent | 0 | 0 | 0
LV Sub Generation Intermittent | 0 | 0 | 0
LV Sub Generation Non-Intermittent | 0 | 0 | 0
HV Generation Intermittent | 0 | 5.9207 | 5.9207
HV Generation Non-Intermittent | 0 | 5.9207 | 5.9207
2712. Operating expenditure for unmetered customer assets (p/kWh)
Data sources:
x1 = 2709. Operating expenditure percentage by network level
x2 = 2202. LV unmetered service model assets £/(MWh/year)
Calculation =0.1*x1*x2
Operating LV customer
NHH UMS category A | 1.527
NHH UMS category B | 1.527
NHH UMS category C | 1.527
NHH UMS category D | 1.527
LV UMS (Pseudo HH Metered) | 1.527

## Contrib
Customer contributions for Electricity North West in 2017/2018 (December 2015)
This sheet calculates factors used to take account of the costs deemed to be covered by connection charges.
2801. Network level of supply (for customer contributions) by tariff
| LV network | LV substation | HV network | HV substation
Domestic Unrestricted | 100% | 0% | 0% | 0%
Domestic Two Rate | 100% | 0% | 0% | 0%
Domestic Off Peak (related MPAN) | 100% | 0% | 0% | 0%
Small Non Domestic Unrestricted | 100% | 0% | 0% | 0%
Small Non Domestic Two Rate | 100% | 0% | 0% | 0%
Small Non Domestic Off Peak (related MPAN) | 100% | 0% | 0% | 0%
LV Medium Non-Domestic | 100% | 0% | 0% | 0%
LV Sub Medium Non-Domestic | 0% | 100% | 0% | 0%
HV Medium Non-Domestic | 0% | 0% | 100% | 0%
LV Network Domestic | 100% | 0% | 0% | 0%
LV Network Non-Domestic Non-CT | 100% | 0% | 0% | 0%
LV HH Metered | 100% | 0% | 0% | 0%
LV Sub HH Metered | 0% | 100% | 0% | 0%
HV HH Metered | 0% | 0% | 100% | 0%
NHH UMS category A | 100% | 0% | 0% | 0%
NHH UMS category B | 100% | 0% | 0% | 0%
NHH UMS category C | 100% | 0% | 0% | 0%
NHH UMS category D | 100% | 0% | 0% | 0%
LV UMS (Pseudo HH Metered) | 100% | 0% | 0% | 0%
LV Generation NHH or Aggregate HH | 100% | 0% | 0% | 0%
LV Sub Generation NHH | 0% | 100% | 0% | 0%
LV Generation Intermittent | 100% | 0% | 0% | 0%
LV Generation Non-Intermittent | 100% | 0% | 0% | 0%
LV Sub Generation Intermittent | 0% | 100% | 0% | 0%
LV Sub Generation Non-Intermittent | 0% | 100% | 0% | 0%
HV Generation Intermittent | 0% | 0% | 100% | 0%
HV Generation Non-Intermittent | 0% | 0% | 100% | 0%
2802. Contribution proportion of asset annuities, by customer type and network level of assets
Data sources:
x1 = 1060. Customer contributions under current connection charging policy
x2 = 1010. Annuity proportion for customer-contributed assets (in Financial and general assumptions)
Calculation =x1*(1-x2)
| LV network | LV substation | HV network | HV substation
Assets 132kV | 0% | 0% | 0% | 0%
Assets 132kV/EHV | 0% | 0% | 0% | 0%
Assets EHV | 0% | 0% | 0% | 57%
Assets EHV/HV | 0% | 0% | 57% | 92%
Assets 132kV/HV | 0% | 0% | 0% | 0%
Assets HV | 30% | 30% | 91% | 0%
Assets HV/LV | 30% | 97% | 0% | 0%
Assets LV circuits | 97% | 0% | 0% | 0%
2803. Proportion of asset annuities deemed to be covered by customer contributions
Data sources:
x1 = 2801. Network level of supply (for customer contributions) by tariff
x2 = 2802. Contribution proportion of asset annuities, by customer type and network level of assets
Sum-product calculation =SUMPRODUCT(x1, x2)
| Assets 132kV | Assets 132kV/EHV | Assets EHV | Assets EHV/HV | Assets 132kV/HV | Assets HV | Assets HV/LV | Assets LV circuits
Domestic Unrestricted | 0% | 0% | 0% | 0% | 0% | 30% | 30% | 97%
Domestic Two Rate | 0% | 0% | 0% | 0% | 0% | 30% | 30% | 97%
Domestic Off Peak (related MPAN) | 0% | 0% | 0% | 0% | 0% | 30% | 30% | 97%
Small Non Domestic Unrestricted | 0% | 0% | 0% | 0% | 0% | 30% | 30% | 97%
Small Non Domestic Two Rate | 0% | 0% | 0% | 0% | 0% | 30% | 30% | 97%
Small Non Domestic Off Peak (related MPAN) | 0% | 0% | 0% | 0% | 0% | 30% | 30% | 97%
LV Medium Non-Domestic | 0% | 0% | 0% | 0% | 0% | 30% | 30% | 97%
LV Sub Medium Non-Domestic | 0% | 0% | 0% | 0% | 0% | 30% | 97% | 0%
HV Medium Non-Domestic | 0% | 0% | 0% | 57% | 0% | 91% | 0% | 0%
LV Network Domestic | 0% | 0% | 0% | 0% | 0% | 30% | 30% | 97%
LV Network Non-Domestic Non-CT | 0% | 0% | 0% | 0% | 0% | 30% | 30% | 97%
LV HH Metered | 0% | 0% | 0% | 0% | 0% | 30% | 30% | 97%
LV Sub HH Metered | 0% | 0% | 0% | 0% | 0% | 30% | 97% | 0%
HV HH Metered | 0% | 0% | 0% | 57% | 0% | 91% | 0% | 0%
NHH UMS category A | 0% | 0% | 0% | 0% | 0% | 30% | 30% | 97%
NHH UMS category B | 0% | 0% | 0% | 0% | 0% | 30% | 30% | 97%
NHH UMS category C | 0% | 0% | 0% | 0% | 0% | 30% | 30% | 97%
NHH UMS category D | 0% | 0% | 0% | 0% | 0% | 30% | 30% | 97%
LV UMS (Pseudo HH Metered) | 0% | 0% | 0% | 0% | 0% | 30% | 30% | 97%
LV Generation NHH or Aggregate HH | 0% | 0% | 0% | 0% | 0% | 30% | 30% | 97%
LV Sub Generation NHH | 0% | 0% | 0% | 0% | 0% | 30% | 97% | 0%
LV Generation Intermittent | 0% | 0% | 0% | 0% | 0% | 30% | 30% | 97%
LV Generation Non-Intermittent | 0% | 0% | 0% | 0% | 0% | 30% | 30% | 97%
LV Sub Generation Intermittent | 0% | 0% | 0% | 0% | 0% | 30% | 97% | 0%
LV Sub Generation Non-Intermittent | 0% | 0% | 0% | 0% | 0% | 30% | 97% | 0%
HV Generation Intermittent | 0% | 0% | 0% | 57% | 0% | 91% | 0% | 0%
HV Generation Non-Intermittent | 0% | 0% | 0% | 57% | 0% | 91% | 0% | 0%
2804. Proportion of annual charge covered by contributions (for all charging levels)
Data sources:
x1 = Zero for operating expenditure
x2 = Zero for GSPs level
x3 = 2803. Proportion of asset annuities deemed to be covered by customer contributions
Combine tables = x1 or x2 or x3
| GSPs | Assets 132kV | Assets 132kV/EHV | Assets EHV | Assets EHV/HV | Assets 132kV/HV | Assets HV | Assets HV/LV | Assets LV circuits | Transmission exit | Operating 132kV | Operating 132kV/EHV | Operating EHV | Operating EHV/HV | Operating 132kV/HV | Operating HV | Operating HV/LV | Operating LV circuits
Domestic Unrestricted | 0% | 0% | 0% | 0% | 0% | 0% | 30% | 30% | 97% | 0% | 0% | 0% | 0% | 0% | 0% | 0% | 0% | 0%
Domestic Two Rate | 0% | 0% | 0% | 0% | 0% | 0% | 30% | 30% | 97% | 0% | 0% | 0% | 0% | 0% | 0% | 0% | 0% | 0%
Domestic Off Peak (related MPAN) | 0% | 0% | 0% | 0% | 0% | 0% | 30% | 30% | 97% | 0% | 0% | 0% | 0% | 0% | 0% | 0% | 0% | 0%
Small Non Domestic Unrestricted | 0% | 0% | 0% | 0% | 0% | 0% | 30% | 30% | 97% | 0% | 0% | 0% | 0% | 0% | 0% | 0% | 0% | 0%
Small Non Domestic Two Rate | 0% | 0% | 0% | 0% | 0% | 0% | 30% | 30% | 97% | 0% | 0% | 0% | 0% | 0% | 0% | 0% | 0% | 0%
Small Non Domestic Off Peak (related MPAN) | 0% | 0% | 0% | 0% | 0% | 0% | 30% | 30% | 97% | 0% | 0% | 0% | 0% | 0% | 0% | 0% | 0% | 0%
LV Medium Non-Domestic | 0% | 0% | 0% | 0% | 0% | 0% | 30% | 30% | 97% | 0% | 0% | 0% | 0% | 0% | 0% | 0% | 0% | 0%
LV Sub Medium Non-Domestic | 0% | 0% | 0% | 0% | 0% | 0% | 30% | 97% | 0% | 0% | 0% | 0% | 0% | 0% | 0% | 0% | 0% | 0%
HV Medium Non-Domestic | 0% | 0% | 0% | 0% | 57% | 0% | 91% | 0% | 0% | 0% | 0% | 0% | 0% | 0% | 0% | 0% | 0% | 0%
LV Network Domestic | 0% | 0% | 0% | 0% | 0% | 0% | 30% | 30% | 97% | 0% | 0% | 0% | 0% | 0% | 0% | 0% | 0% | 0%
LV Network Non-Domestic Non-CT | 0% | 0% | 0% | 0% | 0% | 0% | 30% | 30% | 97% | 0% | 0% | 0% | 0% | 0% | 0% | 0% | 0% | 0%
LV HH Metered | 0% | 0% | 0% | 0% | 0% | 0% | 30% | 30% | 97% | 0% | 0% | 0% | 0% | 0% | 0% | 0% | 0% | 0%
LV Sub HH Metered | 0% | 0% | 0% | 0% | 0% | 0% | 30% | 97% | 0% | 0% | 0% | 0% | 0% | 0% | 0% | 0% | 0% | 0%
HV HH Metered | 0% | 0% | 0% | 0% | 57% | 0% | 91% | 0% | 0% | 0% | 0% | 0% | 0% | 0% | 0% | 0% | 0% | 0%
NHH UMS category A | 0% | 0% | 0% | 0% | 0% | 0% | 30% | 30% | 97% | 0% | 0% | 0% | 0% | 0% | 0% | 0% | 0% | 0%
NHH UMS category B | 0% | 0% | 0% | 0% | 0% | 0% | 30% | 30% | 97% | 0% | 0% | 0% | 0% | 0% | 0% | 0% | 0% | 0%
NHH UMS category C | 0% | 0% | 0% | 0% | 0% | 0% | 30% | 30% | 97% | 0% | 0% | 0% | 0% | 0% | 0% | 0% | 0% | 0%
NHH UMS category D | 0% | 0% | 0% | 0% | 0% | 0% | 30% | 30% | 97% | 0% | 0% | 0% | 0% | 0% | 0% | 0% | 0% | 0%
LV UMS (Pseudo HH Metered) | 0% | 0% | 0% | 0% | 0% | 0% | 30% | 30% | 97% | 0% | 0% | 0% | 0% | 0% | 0% | 0% | 0% | 0%
LV Generation NHH or Aggregate HH | 0% | 0% | 0% | 0% | 0% | 0% | 30% | 30% | 97% | 0% | 0% | 0% | 0% | 0% | 0% | 0% | 0% | 0%
LV Sub Generation NHH | 0% | 0% | 0% | 0% | 0% | 0% | 30% | 97% | 0% | 0% | 0% | 0% | 0% | 0% | 0% | 0% | 0% | 0%
LV Generation Intermittent | 0% | 0% | 0% | 0% | 0% | 0% | 30% | 30% | 97% | 0% | 0% | 0% | 0% | 0% | 0% | 0% | 0% | 0%
LV Generation Non-Intermittent | 0% | 0% | 0% | 0% | 0% | 0% | 30% | 30% | 97% | 0% | 0% | 0% | 0% | 0% | 0% | 0% | 0% | 0%
LV Sub Generation Intermittent | 0% | 0% | 0% | 0% | 0% | 0% | 30% | 97% | 0% | 0% | 0% | 0% | 0% | 0% | 0% | 0% | 0% | 0%
LV Sub Generation Non-Intermittent | 0% | 0% | 0% | 0% | 0% | 0% | 30% | 97% | 0% | 0% | 0% | 0% | 0% | 0% | 0% | 0% | 0% | 0%
HV Generation Intermittent | 0% | 0% | 0% | 0% | 57% | 0% | 91% | 0% | 0% | 0% | 0% | 0% | 0% | 0% | 0% | 0% | 0% | 0%
HV Generation Non-Intermittent | 0% | 0% | 0% | 0% | 57% | 0% | 91% | 0% | 0% | 0% | 0% | 0% | 0% | 0% | 0% | 0% | 0% | 0%

## Yard
Yardsticks for Electricity North West in 2017/2018 (December 2015)
This sheet calculates average p/kWh and p/kW/day charges that would apply if no costs were recovered through capacity or fixed charges.
2901. Unit cost at each level, £/kW/year (relative to system simultaneous maximum load)
Data sources:
x1 = 2109. Network model annuity by simultaneous maximum load for each network level (£/kW/year)
x2 = 2710. Unit operating expenditure based on simultaneous maximum load (£/kW/year)
Combine tables = x1 or x2
| GSPs | Assets 132kV | Assets 132kV/EHV | Assets EHV | Assets EHV/HV | Assets 132kV/HV | Assets HV | Assets HV/LV | Assets LV circuits | Transmission exit | Operating 132kV | Operating 132kV/EHV | Operating EHV | Operating EHV/HV | Operating 132kV/HV | Operating HV | Operating HV/LV | Operating LV circuits
Unit cost at each level, £/kW/year (relative to system simultaneous maximum load) |  | 10.5359 | 4.188 | 10.6421 | 6.7494 | 0 | 12.4006 | 11.4064 | 6.638 | 4.9985 | 3.8411 | 1.5268 | 3.8798 | 2.4607 | 0 | 4.521 | 4.1585 | 2.42
2902. Pay-as-you-go yardstick unit costs by charging level (p/kWh)
Data sources:
x1 = 2901. Unit cost at each level, £/kW/year (relative to system simultaneous maximum load)
x2 = 2302. Load coefficient
x3 = 2012. Loss adjustment factors between end user meter reading and each network level, scaled by network use
x4 = 2804. Proportion of annual charge covered by contributions (for all charging levels)
x5 = 1010. Days in the charging year (in Financial and general assumptions)
Calculation =x1*x2*x3*(1-x4)/(24*x5)*100
| GSPs | Assets 132kV | Assets 132kV/EHV | Assets EHV | Assets EHV/HV | Assets 132kV/HV | Assets HV | Assets HV/LV | Assets LV circuits | Transmission exit | Operating 132kV | Operating 132kV/EHV | Operating EHV | Operating EHV/HV | Operating 132kV/HV | Operating HV | Operating HV/LV | Operating LV circuits
Domestic Unrestricted | 0 | 0.2629 | 0.10399 | 0.26258 | 0.16564 | 0 | 0.2105 | 0.19112 | 0.0045406 | 0.126 | 0.095846 | 0.037912 | 0.095731 | 0.060388 | 0 | 0.10963 | 0.099538 | 0.05518
Domestic Two Rate | 0 | 0.1574 | 0.062262 | 0.15722 | 0.099173 | 0 | 0.12603 | 0.11443 | 0.0027186 | 0.075439 | 0.057386 | 0.022699 | 0.057317 | 0.036156 | 0 | 0.06564 | 0.059596 | 0.033038
Domestic Off Peak (related MPAN) | 0 | 0 | 0 | 0 | 0 | 0 | 0 | 0 | 0 | 0 | 0 | 0 | 0 | 0 | 0 | 0 | 0 | 0
Small Non Domestic Unrestricted | 0 | 0.22552 | 0.089205 | 0.22525 | 0.14209 | 0 | 0.18057 | 0.16394 | 0.003895 | 0.10808 | 0.082218 | 0.032522 | 0.08212 | 0.051802 | 0 | 0.094045 | 0.085385 | 0.047334
Small Non Domestic Two Rate | 0 | 0.17133 | 0.067772 | 0.17113 | 0.10795 | 0 | 0.13718 | 0.12455 | 0.0029592 | 0.082114 | 0.062463 | 0.024708 | 0.062389 | 0.039355 | 0 | 0.071448 | 0.064869 | 0.035961
Small Non Domestic Off Peak (related MPAN) | 0 | 0 | 0 | 0 | 0 | 0 | 0 | 0 | 0 | 0 | 0 | 0 | 0 | 0 | 0 | 0 | 0 | 0
LV Medium Non-Domestic | 0 | 0.19414 | 0.076792 | 0.1939 | 0.12232 | 0 | 0.15544 | 0.14113 | 0.003353 | 0.093043 | 0.070777 | 0.027996 | 0.070693 | 0.044593 | 0 | 0.080958 | 0.073503 | 0.040747
LV Sub Medium Non-Domestic | 0 | 0.18263 | 0.072241 | 0.18241 | 0.11507 | 0 | 0.14623 | 0.00569 | 0 | 0.087529 | 0.066583 | 0.026337 | 0.066503 | 0.04195 | 0 | 0.07616 | 0.069147 | 0
HV Medium Non-Domestic | 0 | 0.18037 | 0.071347 | 0.18016 | 0.048866 | 0 | 0.018568 | 0 | 0 | 0.086446 | 0.065759 | 0.026011 | 0.06568 | 0.041431 | 0 | 0.075218 | 0 | 0
LV Network Domestic | 0 | 0.2629 | 0.10399 | 0.26258 | 0.16564 | 0 | 0.2105 | 0.19112 | 0.0045406 | 0.126 | 0.095846 | 0.037912 | 0.095731 | 0.060388 | 0 | 0.10963 | 0.099538 | 0.05518
LV Network Non-Domestic Non-CT | 0 | 0.22552 | 0.089205 | 0.22525 | 0.14209 | 0 | 0.18057 | 0.16394 | 0.003895 | 0.10808 | 0.082218 | 0.032522 | 0.08212 | 0.051802 | 0 | 0.094045 | 0.085385 | 0.047334
LV HH Metered | 0 | 0.19313 | 0.076393 | 0.1929 | 0.12168 | 0 | 0.15464 | 0.1404 | 0.0033356 | 0.092559 | 0.070409 | 0.027851 | 0.070325 | 0.044361 | 0 | 0.080537 | 0.073121 | 0.040536
LV Sub HH Metered | 0 | 0.17637 | 0.069764 | 0.17616 | 0.11112 | 0 | 0.14122 | 0.0054949 | 0 | 0.084528 | 0.0643 | 0.025434 | 0.064223 | 0.040512 | 0 | 0.073549 | 0.066776 | 0
HV HH Metered | 0 | 0.14907 | 0.058967 | 0.1489 | 0.040387 | 0 | 0.015347 | 0 | 0 | 0.071446 | 0.054349 | 0.021498 | 0.054284 | 0.034242 | 0 | 0.062166 | 0 | 0
NHH UMS category A | 0 | 0.13162 | 0.052063 | 0.13146 | 0.082928 | 0 | 0.10539 | 0.095683 | 0.0022733 | 0.063081 | 0.047986 | 0.018981 | 0.047928 | 0.030233 | 0 | 0.054888 | 0.049834 | 0.027626
NHH UMS category B | 0 | 0.27784 | 0.1099 | 0.27751 | 0.17506 | 0 | 0.22247 | 0.20198 | 0.0047988 | 0.13316 | 0.10129 | 0.040068 | 0.10117 | 0.063821 | 0 | 0.11587 | 0.1052 | 0.058317
NHH UMS category C | 0 | 0.51013 | 0.20179 | 0.50952 | 0.32141 | 0 | 0.40846 | 0.37085 | 0.0088107 | 0.24449 | 0.18598 | 0.073566 | 0.18576 | 0.11718 | 0 | 0.21273 | 0.19314 | 0.10707
NHH UMS category D | 0 | 0 | 0 | 0 | 0 | 0 | 0 | 0 | 0 | 0 | 0 | 0 | 0 | 0 | 0 | 0 | 0 | 0
LV UMS (Pseudo HH Metered) | 0 | 0.26986 | 0.10675 | 0.26954 | 0.17003 | 0 | 0.21608 | 0.19618 | 0.0046609 | 0.12934 | 0.098385 | 0.038917 | 0.098267 | 0.061987 | 0 | 0.11254 | 0.10217 | 0.056641
LV Generation NHH or Aggregate HH | 0 | -0.13162 | -0.052063 | -0.13146 | -0.082928 | 0 | -0.10539 | -0.095683 | 0 | -0.063081 | -0.047986 | -0.018981 | -0.047928 | -0.030233 | 0 | -0.054888 | -0.049834 | 0
LV Sub Generation NHH | 0 | -0.12538 | -0.049595 | -0.12523 | -0.078996 | 0 | -0.10039 | 0 | 0 | -0.060091 | -0.045711 | -0.018081 | -0.045656 | -0.0288 | 0 | -0.052286 | 0 | 0
LV Generation Intermittent | 0 | -0.13162 | -0.052063 | -0.13146 | -0.082928 | 0 | -0.10539 | -0.095683 | 0 | -0.063081 | -0.047986 | -0.018981 | -0.047928 | -0.030233 | 0 | -0.054888 | -0.049834 | 0
LV Generation Non-Intermittent | 0 | -0.13162 | -0.052063 | -0.13146 | -0.082928 | 0 | -0.10539 | -0.095683 | 0 | -0.063081 | -0.047986 | -0.018981 | -0.047928 | -0.030233 | 0 | -0.054888 | -0.049834 | 0
LV Sub Generation Intermittent | 0 | -0.12538 | -0.049595 | -0.12523 | -0.078996 | 0 | -0.10039 | 0 | 0 | -0.060091 | -0.045711 | -0.018081 | -0.045656 | -0.0288 | 0 | -0.052286 | 0 | 0
LV Sub Generation Non-Intermittent | 0 | -0.12538 | -0.049595 | -0.12523 | -0.078996 | 0 | -0.10039 | 0 | 0 | -0.060091 | -0.045711 | -0.018081 | -0.045656 | -0.0288 | 0 | -0.052286 | 0 | 0
HV Generation Intermittent | 0 | -0.12376 | -0.048953 | -0.12361 | -0.033529 | 0 | 0 | 0 | 0 | -0.059313 | -0.045119 | -0.017847 | -0.045065 | -0.028427 | 0 | 0 | 0 | 0
HV Generation Non-Intermittent | 0 | -0.12376 | -0.048953 | -0.12361 | -0.033529 | 0 | 0 | 0 | 0 | -0.059313 | -0.045119 | -0.017847 | -0.045065 | -0.028427 | 0 | 0 | 0 | 0
2903. Contributions to pay-as-you-go unit rate 1 (p/kWh)
Data sources:
x1 = 2460. Unit rate 1 pseudo load coefficient by network level (combined)
x2 = 2901. Unit cost at each level, £/kW/year (relative to system simultaneous maximum load)
x3 = 2012. Loss adjustment factors between end user meter reading and each network level, scaled by network use
x4 = 2804. Proportion of annual charge covered by contributions (for all charging levels)
x5 = 1010. Days in the charging year (in Financial and general assumptions)
Calculation =x1*x2*x3*(1-x4)*100/(24*x5)
| GSPs | Assets 132kV | Assets 132kV/EHV | Assets EHV | Assets EHV/HV | Assets 132kV/HV | Assets HV | Assets HV/LV | Assets LV circuits | Transmission exit | Operating 132kV | Operating 132kV/EHV | Operating EHV | Operating EHV/HV | Operating 132kV/HV | Operating HV | Operating HV/LV | Operating LV circuits
Domestic Unrestricted | 0 | 0.24474 | 0.096807 | 0.23758 | 0.14987 | 0 | 0.19046 | 0.17292 | 0.0041083 | 0.12293 | 0.089225 | 0.035293 | 0.086616 | 0.054638 | 0 | 0.099193 | 0.09006 | 0.049926
Domestic Two Rate | 0 | 0.29121 | 0.11519 | 0.28172 | 0.17771 | 0 | 0.22584 | 0.20505 | 0.0048715 | 0.1471 | 0.10617 | 0.041996 | 0.10271 | 0.064789 | 0 | 0.11762 | 0.10679 | 0.059201
Domestic Off Peak (related MPAN) | 0 | 0.02779 | 0.010992 | 0.035393 | 0.022326 | 0 | 0.028373 | 0.02576 | 0.00061202 | 0.0068343 | 0.010132 | 0.0040076 | 0.012903 | 0.0081396 | 0 | 0.014777 | 0.013417 | 0.0074376
Small Non Domestic Unrestricted | 0 | 0.23376 | 0.092467 | 0.23615 | 0.14896 | 0 | 0.18931 | 0.17188 | 0.0040835 | 0.11028 | 0.085224 | 0.033711 | 0.086093 | 0.054308 | 0 | 0.098595 | 0.089517 | 0.049625
Small Non Domestic Two Rate | 0 | 0.23998 | 0.094924 | 0.23985 | 0.1513 | 0 | 0.19228 | 0.17457 | 0.0041476 | 0.11527 | 0.087489 | 0.034607 | 0.087445 | 0.05516 | 0 | 0.10014 | 0.090922 | 0.050404
Small Non Domestic Off Peak (related MPAN) | 0 | 0.020096 | 0.0079491 | 0.026913 | 0.016977 | 0 | 0.021575 | 0.019588 | 0.00046539 | 0.0037107 | 0.0073265 | 0.002898 | 0.0098118 | 0.0061893 | 0 | 0.011237 | 0.010202 | 0.0056556
LV Medium Non-Domestic | 0 | 0.19779 | 0.078238 | 0.1962 | 0.12376 | 0 | 0.15728 | 0.1428 | 0.0033927 | 0.096227 | 0.07211 | 0.028523 | 0.07153 | 0.045121 | 0 | 0.081916 | 0.074374 | 0.04123
LV Sub Medium Non-Domestic | 0 | 0.18592 | 0.07354 | 0.18465 | 0.11648 | 0 | 0.14802 | 0.0057597 | 0 | 0.090264 | 0.06778 | 0.026811 | 0.067318 | 0.042464 | 0 | 0.077093 | 0.069994 | 0
HV Medium Non-Domestic | 0 | 0.22929 | 0.090695 | 0.22858 | 0.062001 | 0 | 0.023559 | 0 | 0 | 0.11065 | 0.083592 | 0.033065 | 0.083334 | 0.052567 | 0 | 0.095435 | 0 | 0
LV Network Domestic | 0 | 1.4785 | 0.58482 | 1.2462 | 0.78612 | 0 | 0.99903 | 0.90704 | 0.02155 | 0.89335 | 0.53902 | 0.21321 | 0.45434 | 0.2866 | 0 | 0.52032 | 0.47241 | 0.26188
LV Network Non-Domestic Non-CT | 0 | 1.4378 | 0.56871 | 1.2115 | 0.76424 | 0 | 0.97122 | 0.88179 | 0.02095 | 0.86924 | 0.52417 | 0.20734 | 0.44169 | 0.27862 | 0 | 0.50583 | 0.45926 | 0.25459
LV HH Metered | 0 | 1.2512 | 0.49492 | 1.0544 | 0.66514 | 0 | 0.84529 | 0.76745 | 0.018233 | 0.75627 | 0.45615 | 0.18043 | 0.38442 | 0.24249 | 0 | 0.44024 | 0.3997 | 0.22158
LV Sub HH Metered | 0 | 1.1822 | 0.46762 | 0.99628 | 0.62846 | 0 | 0.79866 | 0.031077 | 0 | 0.71456 | 0.43099 | 0.17048 | 0.36322 | 0.22912 | 0 | 0.41596 | 0.37766 | 0
HV HH Metered | 0 | 1.0545 | 0.41713 | 0.88871 | 0.24106 | 0 | 0.091598 | 0 | 0 | 0.63741 | 0.38446 | 0.15207 | 0.324 | 0.20438 | 0 | 0.37105 | 0 | 0
NHH UMS category A | 0 | 0.14473 | 0.057249 | 0.14459 | 0.091208 | 0 | 0.11591 | 0.10524 | 0.0025003 | 0.069335 | 0.052765 | 0.020872 | 0.052714 | 0.033252 | 0 | 0.060369 | 0.05481 | 0.030385
NHH UMS category B | 0 | 0.1858 | 0.073496 | 0.16428 | 0.10363 | 0 | 0.1317 | 0.11957 | 0.0028408 | 0.10817 | 0.06774 | 0.026795 | 0.059893 | 0.037781 | 0 | 0.06859 | 0.062275 | 0.034523
NHH UMS category C | 0 | 0.34238 | 0.13543 | 0.29589 | 0.18665 | 0 | 0.2372 | 0.21536 | 0.0051165 | 0.20547 | 0.12482 | 0.049375 | 0.10787 | 0.068046 | 0 | 0.12354 | 0.11216 | 0.062178
NHH UMS category D | 0 | 0.12468 | 0.049317 | 0.1396 | 0.088063 | 0 | 0.11191 | 0.10161 | 0.0024141 | 0.046218 | 0.045454 | 0.01798 | 0.050896 | 0.032105 | 0 | 0.058287 | 0.05292 | 0.029337
LV UMS (Pseudo HH Metered) | 0 | 3.2607 | 1.2898 | 2.6622 | 1.6793 | 0 | 2.1341 | 1.9376 | 0.046035 | 2.0966 | 1.1888 | 0.47022 | 0.97056 | 0.61223 | 0 | 1.1115 | 1.0092 | 0.55943
LV Generation Non-Intermittent | 0 | -1.0439 | -0.4129 | -0.87971 | -0.55492 | 0 | -0.70521 | -0.64028 | 0 | -0.63095 | -0.38056 | -0.15053 | -0.32072 | -0.20231 | 0 | -0.36729 | -0.33347 | 0
LV Sub Generation Non-Intermittent | 0 | -0.99437 | -0.39333 | -0.838 | -0.52861 | 0 | -0.67178 | 0 | 0 | -0.60104 | -0.36252 | -0.1434 | -0.30551 | -0.19272 | 0 | -0.34988 | 0 | 0
HV Generation Non-Intermittent | 0 | -0.9815 | -0.38824 | -0.82716 | -0.22436 | 0 | 0 | 0 | 0 | -0.59326 | -0.35783 | -0.14154 | -0.30156 | -0.19022 | 0 | 0 | 0 | 0
2904. Contributions to pay-as-you-go unit rate 2 (p/kWh)
Data sources:
x1 = 2461. Unit rate 2 pseudo load coefficient by network level (combined)
x2 = 2901. Unit cost at each level, £/kW/year (relative to system simultaneous maximum load)
x3 = 2012. Loss adjustment factors between end user meter reading and each network level, scaled by network use
x4 = 2804. Proportion of annual charge covered by contributions (for all charging levels)
x5 = 1010. Days in the charging year (in Financial and general assumptions)
Calculation =x1*x2*x3*(1-x4)*100/(24*x5)
| GSPs | Assets 132kV | Assets 132kV/EHV | Assets EHV | Assets EHV/HV | Assets 132kV/HV | Assets HV | Assets HV/LV | Assets LV circuits | Transmission exit | Operating 132kV | Operating 132kV/EHV | Operating EHV | Operating EHV/HV | Operating 132kV/HV | Operating HV | Operating HV/LV | Operating LV circuits
Domestic Two Rate | 0 | 0.021762 | 0.0086082 | 0.030237 | 0.019074 | 0 | 0.02424 | 0.022008 | 0.00052286 | 0.0027999 | 0.007934 | 0.0031383 | 0.011024 | 0.0069538 | 0 | 0.012624 | 0.011462 | 0.0063541
Small Non Domestic Two Rate | 0 | 0.018251 | 0.0072193 | 0.025358 | 0.015996 | 0 | 0.020328 | 0.018456 | 0.0004385 | 0.0023482 | 0.0066539 | 0.002632 | 0.0092449 | 0.0058317 | 0 | 0.010587 | 0.0096125 | 0.0053288
LV Medium Non-Domestic | 0 | 0.013813 | 0.0054639 | 0.019193 | 0.012107 | 0 | 0.015386 | 0.013969 | 0.00033188 | 0.0017772 | 0.005036 | 0.001992 | 0.0069971 | 0.0044138 | 0 | 0.0080132 | 0.0072753 | 0.0040332
LV Sub Medium Non-Domestic | 0 | 0.013158 | 0.0052049 | 0.018283 | 0.011533 | 0 | 0.014656 | 0.00057029 | 0 | 0.0016929 | 0.0047972 | 0.0018976 | 0.0066654 | 0.0042046 | 0 | 0.0076333 | 0.0069304 | 0
HV Medium Non-Domestic | 0 | 0.01641 | 0.0064912 | 0.022801 | 0.0061846 | 0 | 0.0023501 | 0 | 0 | 0.0021113 | 0.0059828 | 0.0023665 | 0.0083126 | 0.0052436 | 0 | 0.0095197 | 0 | 0
LV Network Domestic | 0 | 0.14777 | 0.058452 | 0.2024 | 0.12767 | 0 | 0.16225 | 0.14731 | 0.0034999 | 0.02846 | 0.053874 | 0.02131 | 0.073789 | 0.046547 | 0 | 0.084504 | 0.076723 | 0.042532
LV Network Non-Domestic Non-CT | 0 | 0.1437 | 0.056842 | 0.19676 | 0.12412 | 0 | 0.15774 | 0.14321 | 0.0034025 | 0.027692 | 0.05239 | 0.020723 | 0.071735 | 0.045251 | 0 | 0.082152 | 0.074588 | 0.041349
LV HH Metered | 0 | 0.12505 | 0.049466 | 0.17125 | 0.10803 | 0 | 0.13728 | 0.12464 | 0.0029613 | 0.024093 | 0.045592 | 0.018034 | 0.062433 | 0.039383 | 0 | 0.071499 | 0.064916 | 0.035987
LV Sub HH Metered | 0 | 0.11816 | 0.046738 | 0.16181 | 0.10207 | 0 | 0.12971 | 0.0050472 | 0 | 0.022764 | 0.043077 | 0.017039 | 0.05899 | 0.037211 | 0 | 0.067556 | 0.061335 | 0
HV HH Metered | 0 | 0.1054 | 0.041691 | 0.14433 | 0.03915 | 0 | 0.014876 | 0 | 0 | 0.020306 | 0.038426 | 0.0152 | 0.052621 | 0.033193 | 0 | 0.060262 | 0 | 0
LV UMS (Pseudo HH Metered) | 0 | 0.11255 | 0.044521 | 0.15215 | 0.095979 | 0 | 0.12197 | 0.11074 | 0.002631 | 0.018269 | 0.041034 | 0.016231 | 0.055471 | 0.034991 | 0 | 0.063526 | 0.057677 | 0.031974
LV Generation Non-Intermittent | 0 | -0.10433 | -0.041269 | -0.14287 | -0.090125 | 0 | -0.11453 | -0.10399 | 0 | -0.020101 | -0.038037 | -0.015046 | -0.052088 | -0.032857 | 0 | -0.059651 | -0.054159 | 0
LV Sub Generation Non-Intermittent | 0 | -0.099386 | -0.039313 | -0.1361 | -0.085852 | 0 | -0.1091 | 0 | 0 | -0.019148 | -0.036233 | -0.014332 | -0.049618 | -0.031299 | 0 | -0.056824 | 0 | 0
HV Generation Non-Intermittent | 0 | -0.098099 | -0.038804 | -0.13434 | -0.036439 | 0 | 0 | 0 | 0 | -0.0189 | -0.035764 | -0.014147 | -0.048976 | -0.030894 | 0 | 0 | 0 | 0
2905. Contributions to pay-as-you-go unit rate 3 (p/kWh)
Data sources:
x1 = 2462. Unit rate 3 pseudo load coefficient by network level (combined)
x2 = 2901. Unit cost at each level, £/kW/year (relative to system simultaneous maximum load)
x3 = 2012. Loss adjustment factors between end user meter reading and each network level, scaled by network use
x4 = 2804. Proportion of annual charge covered by contributions (for all charging levels)
x5 = 1010. Days in the charging year (in Financial and general assumptions)
Calculation =x1*x2*x3*(1-x4)*100/(24*x5)
| GSPs | Assets 132kV | Assets 132kV/EHV | Assets EHV | Assets EHV/HV | Assets 132kV/HV | Assets HV | Assets HV/LV | Assets LV circuits | Transmission exit | Operating 132kV | Operating 132kV/EHV | Operating EHV | Operating EHV/HV | Operating 132kV/HV | Operating HV | Operating HV/LV | Operating LV circuits
LV Network Domestic | 0 | 0.019565 | 0.0077389 | 0.027189 | 0.017151 | 0 | 0.021796 | 0.019789 | 0.00047015 | 0.0025163 | 0.0071328 | 0.0028214 | 0.0099123 | 0.0062527 | 0 | 0.011352 | 0.010306 | 0.0057135
LV Network Non-Domestic Non-CT | 0 | 0.019026 | 0.0075258 | 0.026432 | 0.016673 | 0 | 0.021189 | 0.019238 | 0.00045707 | 0.0024484 | 0.0069363 | 0.0027437 | 0.0096364 | 0.0060787 | 0 | 0.011036 | 0.01002 | 0.0055545
LV HH Metered | 0 | 0.016557 | 0.0065492 | 0.023005 | 0.014511 | 0 | 0.018442 | 0.016743 | 0.0003978 | 0.0021302 | 0.0060362 | 0.0023877 | 0.0083869 | 0.0052905 | 0 | 0.0096047 | 0.0087203 | 0.0048342
LV Sub HH Metered | 0 | 0.015644 | 0.006188 | 0.021736 | 0.013711 | 0 | 0.017424 | 0.000678 | 0 | 0.0020127 | 0.0057033 | 0.002256 | 0.0079243 | 0.0049987 | 0 | 0.009075 | 0.0082394 | 0
HV HH Metered | 0 | 0.013955 | 0.0055198 | 0.019389 | 0.0052591 | 0 | 0.0019984 | 0 | 0 | 0.0017954 | 0.0050875 | 0.0020124 | 0.0070687 | 0.0044589 | 0 | 0.0080951 | 0 | 0
LV UMS (Pseudo HH Metered) | 0 | 0.015179 | 0.0060042 | 0.02109 | 0.013304 | 0 | 0.016907 | 0.01535 | 0.0003647 | 0.0019529 | 0.005534 | 0.002189 | 0.007689 | 0.0048503 | 0 | 0.0088056 | 0.0079947 | 0.004432
LV Generation Non-Intermittent | 0 | -0.013813 | -0.0054639 | -0.019193 | -0.012107 | 0 | -0.015386 | -0.013969 | 0 | -0.0017772 | -0.005036 | -0.001992 | -0.0069971 | -0.0044138 | 0 | -0.0080132 | -0.0072753 | 0
LV Sub Generation Non-Intermittent | 0 | -0.013158 | -0.0052049 | -0.018283 | -0.011533 | 0 | -0.014656 | 0 | 0 | -0.0016929 | -0.0047972 | -0.0018976 | -0.0066654 | -0.0042046 | 0 | -0.0076333 | 0 | 0
HV Generation Non-Intermittent | 0 | -0.012988 | -0.0051375 | -0.018046 | -0.0048949 | 0 | 0 | 0 | 0 | -0.001671 | -0.0047352 | -0.001873 | -0.0065791 | -0.0041501 | 0 | 0 | 0 | 0

## Standing
Allocation to standing charges for Electricity North West in 2017/2018 (December 2015)
This sheet reallocates some costs from unit charges to fixed or capacity charges, for demand users only.
3001. Costs based on aggregate maximum load (£/kW/year)
Data sources:
x1 = 2901. Unit cost at each level, £/kW/year (relative to system simultaneous maximum load)
x2 = 2612. Diversity allowances (including calculated LV value)
Calculation =x1/(1+x2)
| GSPs | Assets 132kV | Assets 132kV/EHV | Assets EHV | Assets EHV/HV | Assets 132kV/HV | Assets HV | Assets HV/LV | Assets LV circuits | Transmission exit | Operating 132kV | Operating 132kV/EHV | Operating EHV | Operating EHV/HV | Operating 132kV/HV | Operating HV | Operating HV/LV | Operating LV circuits
Costs based on aggregate maximum load (£/kW/year) | 0 | 9.3697 | 3.7244 | 8.7076 | 5.5225 | 0 | 7.7714 | 7.1483 | 3.6284 | 4.6532 | 3.4159 | 1.3578 | 3.1746 | 2.0134 | 0 | 2.8332 | 2.6061 | 1.3228
3002. Capacity elements p/kVA/day
This calculation uses aggregate maximum load and no coincidence factor.
Data sources:
x1 = 2602. Standing charges factors adapted to use 132kV/HV
x2 = 2012. Loss adjustment factors between end user meter reading and each network level, scaled by network use
x3 = 3001. Costs based on aggregate maximum load (£/kW/year)
x4 = 1010. Power factor for all flows in the network model (in Financial and general assumptions)
x5 = 1010. Days in the charging year (in Financial and general assumptions)
x6 = 2804. Proportion of annual charge covered by contributions (for all charging levels)
Calculation =100*x1*x2*x3*x4/x5*(1-x6)
| GSPs | Assets 132kV | Assets 132kV/EHV | Assets EHV | Assets EHV/HV | Assets 132kV/HV | Assets HV | Assets HV/LV | Assets LV circuits | Transmission exit | Operating 132kV | Operating 132kV/EHV | Operating EHV | Operating EHV/HV | Operating 132kV/HV | Operating HV | Operating HV/LV | Operating LV circuits
Domestic Unrestricted | 0 | 0 | 0 | 0 | 0 | 0 | 0 | 0 | 0.028331 | 0 | 0 | 0 | 0 | 0 | 0 | 0 | 0 | 0.34429
Domestic Two Rate | 0 | 0 | 0 | 0 | 0 | 0 | 0 | 0 | 0.028331 | 0 | 0 | 0 | 0 | 0 | 0 | 0 | 0 | 0.34429
Domestic Off Peak (related MPAN) | 0 | 0 | 0 | 0 | 0 | 0 | 0 | 0 | 0.028331 | 0 | 0 | 0 | 0 | 0 | 0 | 0 | 0 | 0.34429
Small Non Domestic Unrestricted | 0 | 0 | 0 | 0 | 0 | 0 | 0 | 0 | 0.028331 | 0 | 0 | 0 | 0 | 0 | 0 | 0 | 0 | 0.34429
Small Non Domestic Two Rate | 0 | 0 | 0 | 0 | 0 | 0 | 0 | 0 | 0.028331 | 0 | 0 | 0 | 0 | 0 | 0 | 0 | 0 | 0.34429
Small Non Domestic Off Peak (related MPAN) | 0 | 0 | 0 | 0 | 0 | 0 | 0 | 0 | 0.028331 | 0 | 0 | 0 | 0 | 0 | 0 | 0 | 0 | 0.34429
LV Medium Non-Domestic | 0 | 0 | 0 | 0 | 0 | 0 | 0 | 0 | 0.028331 | 0 | 0 | 0 | 0 | 0 | 0 | 0 | 0 | 0.34429
LV Sub Medium Non-Domestic | 0 | 0 | 0 | 0 | 0 | 0 | 0 | 0.055816 | 0 | 0 | 0 | 0 | 0 | 0 | 0 | 0 | 0.6783 | 0
HV Medium Non-Domestic | 0 | 0 | 0 | 0.4612 | 0.62549 | 0 | 0.18204 | 0 | 0 | 0 | 0 | 0 | 0.16814 | 0.53032 | 0 | 0.73742 | 0 | 0
LV Network Domestic | 0 | 0 | 0 | 0 | 0 | 0 | 0 | 0 | 0.028331 | 0 | 0 | 0 | 0 | 0 | 0 | 0 | 0 | 0.34429
LV Network Non-Domestic Non-CT | 0 | 0 | 0 | 0 | 0 | 0 | 0 | 0 | 0.028331 | 0 | 0 | 0 | 0 | 0 | 0 | 0 | 0 | 0.34429
LV HH Metered | 0 | 0 | 0 | 0 | 0 | 0 | 0.30117 | 1.3672 | 0.028331 | 0 | 0 | 0 | 0 | 0 | 0 | 0.15685 | 0.71205 | 0.34429
LV Sub HH Metered | 0 | 0 | 0 | 0 | 0 | 0 | 1.4344 | 0.055816 | 0 | 0 | 0 | 0 | 0 | 0 | 0 | 0.74709 | 0.6783 | 0
HV HH Metered | 0 | 0 | 0 | 0.4612 | 0.62549 | 0 | 0.18204 | 0 | 0 | 0 | 0 | 0 | 0.16814 | 0.53032 | 0 | 0.73742 | 0 | 0
NHH UMS category A | 0 | 0 | 0 | 0 | 0 | 0 | 0 | 0 | 0 | 0 | 0 | 0 | 0 | 0 | 0 | 0 | 0 | 0
NHH UMS category B | 0 | 0 | 0 | 0 | 0 | 0 | 0 | 0 | 0 | 0 | 0 | 0 | 0 | 0 | 0 | 0 | 0 | 0
NHH UMS category C | 0 | 0 | 0 | 0 | 0 | 0 | 0 | 0 | 0 | 0 | 0 | 0 | 0 | 0 | 0 | 0 | 0 | 0
NHH UMS category D | 0 | 0 | 0 | 0 | 0 | 0 | 0 | 0 | 0 | 0 | 0 | 0 | 0 | 0 | 0 | 0 | 0 | 0
LV UMS (Pseudo HH Metered) | 0 | 0 | 0 | 0 | 0 | 0 | 0 | 0 | 0 | 0 | 0 | 0 | 0 | 0 | 0 | 0 | 0 | 0
3003. Yardstick components p/kWh (taking account of standing charges)
Data sources:
x1 = 2602. Standing charges factors adapted to use 132kV/HV
x2 = 2902. Pay-as-you-go yardstick unit costs by charging level (p/kWh)
Calculation =(1-x1)*x2
| GSPs | Assets 132kV | Assets 132kV/EHV | Assets EHV | Assets EHV/HV | Assets 132kV/HV | Assets HV | Assets HV/LV | Assets LV circuits | Transmission exit | Operating 132kV | Operating 132kV/EHV | Operating EHV | Operating EHV/HV | Operating 132kV/HV | Operating HV | Operating HV/LV | Operating LV circuits
Domestic Unrestricted | 0 | 0.2629 | 0.10399 | 0.26258 | 0.16564 | 0 | 0.2105 | 0.19112 | 0 | 0.126 | 0.095846 | 0.037912 | 0.095731 | 0.060388 | 0 | 0.10963 | 0.099538 | 0
Domestic Two Rate | 0 | 0.1574 | 0.062262 | 0.15722 | 0.099173 | 0 | 0.12603 | 0.11443 | 0 | 0.075439 | 0.057386 | 0.022699 | 0.057317 | 0.036156 | 0 | 0.06564 | 0.059596 | 0
Domestic Off Peak (related MPAN) | 0 | 0 | 0 | 0 | 0 | 0 | 0 | 0 | 0 | 0 | 0 | 0 | 0 | 0 | 0 | 0 | 0 | 0
Small Non Domestic Unrestricted | 0 | 0.22552 | 0.089205 | 0.22525 | 0.14209 | 0 | 0.18057 | 0.16394 | 0 | 0.10808 | 0.082218 | 0.032522 | 0.08212 | 0.051802 | 0 | 0.094045 | 0.085385 | 0
Small Non Domestic Two Rate | 0 | 0.17133 | 0.067772 | 0.17113 | 0.10795 | 0 | 0.13718 | 0.12455 | 0 | 0.082114 | 0.062463 | 0.024708 | 0.062389 | 0.039355 | 0 | 0.071448 | 0.064869 | 0
Small Non Domestic Off Peak (related MPAN) | 0 | 0 | 0 | 0 | 0 | 0 | 0 | 0 | 0 | 0 | 0 | 0 | 0 | 0 | 0 | 0 | 0 | 0
LV Medium Non-Domestic | 0 | 0.19414 | 0.076792 | 0.1939 | 0.12232 | 0 | 0.15544 | 0.14113 | 0 | 0.093043 | 0.070777 | 0.027996 | 0.070693 | 0.044593 | 0 | 0.080958 | 0.073503 | 0
LV Sub Medium Non-Domestic | 0 | 0.18263 | 0.072241 | 0.18241 | 0.11507 | 0 | 0.14623 | 0 | 0 | 0.087529 | 0.066583 | 0.026337 | 0.066503 | 0.04195 | 0 | 0.07616 | 0 | 0
HV Medium Non-Domestic | 0 | 0.18037 | 0.071347 | 0.14412 | 0 | 0 | 0 | 0 | 0 | 0.086446 | 0.065759 | 0.026011 | 0.052544 | 0 | 0 | 0 | 0 | 0
LV Network Domestic | 0 | 0.2629 | 0.10399 | 0.26258 | 0.16564 | 0 | 0.2105 | 0.19112 | 0 | 0.126 | 0.095846 | 0.037912 | 0.095731 | 0.060388 | 0 | 0.10963 | 0.099538 | 0
LV Network Non-Domestic Non-CT | 0 | 0.22552 | 0.089205 | 0.22525 | 0.14209 | 0 | 0.18057 | 0.16394 | 0 | 0.10808 | 0.082218 | 0.032522 | 0.08212 | 0.051802 | 0 | 0.094045 | 0.085385 | 0
LV HH Metered | 0 | 0.19313 | 0.076393 | 0.1929 | 0.12168 | 0 | 0.12371 | 0 | 0 | 0.092559 | 0.070409 | 0.027851 | 0.070325 | 0.044361 | 0 | 0.06443 | 0 | 0
LV Sub HH Metered | 0 | 0.17637 | 0.069764 | 0.17616 | 0.11112 | 0 | 0 | 0 | 0 | 0.084528 | 0.0643 | 0.025434 | 0.064223 | 0.040512 | 0 | 0 | 0 | 0
HV HH Metered | 0 | 0.14907 | 0.058967 | 0.11912 | 0 | 0 | 0 | 0 | 0 | 0.071446 | 0.054349 | 0.021498 | 0.043427 | 0 | 0 | 0 | 0 | 0
NHH UMS category A | 0 | 0.13162 | 0.052063 | 0.13146 | 0.082928 | 0 | 0.10539 | 0.095683 | 0.0022733 | 0.063081 | 0.047986 | 0.018981 | 0.047928 | 0.030233 | 0 | 0.054888 | 0.049834 | 0.027626
NHH UMS category B | 0 | 0.27784 | 0.1099 | 0.27751 | 0.17506 | 0 | 0.22247 | 0.20198 | 0.0047988 | 0.13316 | 0.10129 | 0.040068 | 0.10117 | 0.063821 | 0 | 0.11587 | 0.1052 | 0.058317
NHH UMS category C | 0 | 0.51013 | 0.20179 | 0.50952 | 0.32141 | 0 | 0.40846 | 0.37085 | 0.0088107 | 0.24449 | 0.18598 | 0.073566 | 0.18576 | 0.11718 | 0 | 0.21273 | 0.19314 | 0.10707
NHH UMS category D | 0 | 0 | 0 | 0 | 0 | 0 | 0 | 0 | 0 | 0 | 0 | 0 | 0 | 0 | 0 | 0 | 0 | 0
LV UMS (Pseudo HH Metered) | 0 | 0.26986 | 0.10675 | 0.26954 | 0.17003 | 0 | 0.21608 | 0.19618 | 0.0046609 | 0.12934 | 0.098385 | 0.038917 | 0.098267 | 0.061987 | 0 | 0.11254 | 0.10217 | 0.056641
3004. Contributions to unit rate 1 p/kWh by network level (taking account of standing charges)
Data sources:
x1 = 2602. Standing charges factors adapted to use 132kV/HV
x2 = 2903. Contributions to pay-as-you-go unit rate 1 (p/kWh)
Calculation =(1-x1)*x2
| GSPs | Assets 132kV | Assets 132kV/EHV | Assets EHV | Assets EHV/HV | Assets 132kV/HV | Assets HV | Assets HV/LV | Assets LV circuits | Transmission exit | Operating 132kV | Operating 132kV/EHV | Operating EHV | Operating EHV/HV | Operating 132kV/HV | Operating HV | Operating HV/LV | Operating LV circuits
Domestic Unrestricted | 0 | 0.24474 | 0.096807 | 0.23758 | 0.14987 | 0 | 0.19046 | 0.17292 | 0 | 0.12293 | 0.089225 | 0.035293 | 0.086616 | 0.054638 | 0 | 0.099193 | 0.09006 | 0
Domestic Two Rate | 0 | 0.29121 | 0.11519 | 0.28172 | 0.17771 | 0 | 0.22584 | 0.20505 | 0 | 0.1471 | 0.10617 | 0.041996 | 0.10271 | 0.064789 | 0 | 0.11762 | 0.10679 | 0
Domestic Off Peak (related MPAN) | 0 | 0.02779 | 0.010992 | 0.035393 | 0.022326 | 0 | 0.028373 | 0.02576 | 0 | 0.0068343 | 0.010132 | 0.0040076 | 0.012903 | 0.0081396 | 0 | 0.014777 | 0.013417 | 0
Small Non Domestic Unrestricted | 0 | 0.23376 | 0.092467 | 0.23615 | 0.14896 | 0 | 0.18931 | 0.17188 | 0 | 0.11028 | 0.085224 | 0.033711 | 0.086093 | 0.054308 | 0 | 0.098595 | 0.089517 | 0
Small Non Domestic Two Rate | 0 | 0.23998 | 0.094924 | 0.23985 | 0.1513 | 0 | 0.19228 | 0.17457 | 0 | 0.11527 | 0.087489 | 0.034607 | 0.087445 | 0.05516 | 0 | 0.10014 | 0.090922 | 0
Small Non Domestic Off Peak (related MPAN) | 0 | 0.020096 | 0.0079491 | 0.026913 | 0.016977 | 0 | 0.021575 | 0.019588 | 0 | 0.0037107 | 0.0073265 | 0.002898 | 0.0098118 | 0.0061893 | 0 | 0.011237 | 0.010202 | 0
LV Medium Non-Domestic | 0 | 0.19779 | 0.078238 | 0.1962 | 0.12376 | 0 | 0.15728 | 0.1428 | 0 | 0.096227 | 0.07211 | 0.028523 | 0.07153 | 0.045121 | 0 | 0.081916 | 0.074374 | 0
LV Sub Medium Non-Domestic | 0 | 0.18592 | 0.07354 | 0.18465 | 0.11648 | 0 | 0.14802 | 0 | 0 | 0.090264 | 0.06778 | 0.026811 | 0.067318 | 0.042464 | 0 | 0.077093 | 0 | 0
HV Medium Non-Domestic | 0 | 0.22929 | 0.090695 | 0.18286 | 0 | 0 | 0 | 0 | 0 | 0.11065 | 0.083592 | 0.033065 | 0.066667 | 0 | 0 | 0 | 0 | 0
LV Network Domestic | 0 | 1.4785 | 0.58482 | 1.2462 | 0.78612 | 0 | 0.99903 | 0.90704 | 0 | 0.89335 | 0.53902 | 0.21321 | 0.45434 | 0.2866 | 0 | 0.52032 | 0.47241 | 0
LV Network Non-Domestic Non-CT | 0 | 1.4378 | 0.56871 | 1.2115 | 0.76424 | 0 | 0.97122 | 0.88179 | 0 | 0.86924 | 0.52417 | 0.20734 | 0.44169 | 0.27862 | 0 | 0.50583 | 0.45926 | 0
LV HH Metered | 0 | 1.2512 | 0.49492 | 1.0544 | 0.66514 | 0 | 0.67623 | 0 | 0 | 0.75627 | 0.45615 | 0.18043 | 0.38442 | 0.24249 | 0 | 0.35219 | 0 | 0
LV Sub HH Metered | 0 | 1.1822 | 0.46762 | 0.99628 | 0.62846 | 0 | 0 | 0 | 0 | 0.71456 | 0.43099 | 0.17048 | 0.36322 | 0.22912 | 0 | 0 | 0 | 0
HV HH Metered | 0 | 1.0545 | 0.41713 | 0.71096 | 0 | 0 | 0 | 0 | 0 | 0.63741 | 0.38446 | 0.15207 | 0.2592 | 0 | 0 | 0 | 0 | 0
NHH UMS category A | 0 | 0.14473 | 0.057249 | 0.14459 | 0.091208 | 0 | 0.11591 | 0.10524 | 0.0025003 | 0.069335 | 0.052765 | 0.020872 | 0.052714 | 0.033252 | 0 | 0.060369 | 0.05481 | 0.030385
NHH UMS category B | 0 | 0.1858 | 0.073496 | 0.16428 | 0.10363 | 0 | 0.1317 | 0.11957 | 0.0028408 | 0.10817 | 0.06774 | 0.026795 | 0.059893 | 0.037781 | 0 | 0.06859 | 0.062275 | 0.034523
NHH UMS category C | 0 | 0.34238 | 0.13543 | 0.29589 | 0.18665 | 0 | 0.2372 | 0.21536 | 0.0051165 | 0.20547 | 0.12482 | 0.049375 | 0.10787 | 0.068046 | 0 | 0.12354 | 0.11216 | 0.062178
NHH UMS category D | 0 | 0.12468 | 0.049317 | 0.1396 | 0.088063 | 0 | 0.11191 | 0.10161 | 0.0024141 | 0.046218 | 0.045454 | 0.01798 | 0.050896 | 0.032105 | 0 | 0.058287 | 0.05292 | 0.029337
LV UMS (Pseudo HH Metered) | 0 | 3.2607 | 1.2898 | 2.6622 | 1.6793 | 0 | 2.1341 | 1.9376 | 0.046035 | 2.0966 | 1.1888 | 0.47022 | 0.97056 | 0.61223 | 0 | 1.1115 | 1.0092 | 0.55943
3005. Contributions to unit rate 2 p/kWh by network level (taking account of standing charges)
Data sources:
x1 = 2602. Standing charges factors adapted to use 132kV/HV
x2 = 2904. Contributions to pay-as-you-go unit rate 2 (p/kWh)
Calculation =(1-x1)*x2
| GSPs | Assets 132kV | Assets 132kV/EHV | Assets EHV | Assets EHV/HV | Assets 132kV/HV | Assets HV | Assets HV/LV | Assets LV circuits | Transmission exit | Operating 132kV | Operating 132kV/EHV | Operating EHV | Operating EHV/HV | Operating 132kV/HV | Operating HV | Operating HV/LV | Operating LV circuits
Domestic Two Rate | 0 | 0.021762 | 0.0086082 | 0.030237 | 0.019074 | 0 | 0.02424 | 0.022008 | 0 | 0.0027999 | 0.007934 | 0.0031383 | 0.011024 | 0.0069538 | 0 | 0.012624 | 0.011462 | 0
Small Non Domestic Two Rate | 0 | 0.018251 | 0.0072193 | 0.025358 | 0.015996 | 0 | 0.020328 | 0.018456 | 0 | 0.0023482 | 0.0066539 | 0.002632 | 0.0092449 | 0.0058317 | 0 | 0.010587 | 0.0096125 | 0
LV Medium Non-Domestic | 0 | 0.013813 | 0.0054639 | 0.019193 | 0.012107 | 0 | 0.015386 | 0.013969 | 0 | 0.0017772 | 0.005036 | 0.001992 | 0.0069971 | 0.0044138 | 0 | 0.0080132 | 0.0072753 | 0
LV Sub Medium Non-Domestic | 0 | 0.013158 | 0.0052049 | 0.018283 | 0.011533 | 0 | 0.014656 | 0 | 0 | 0.0016929 | 0.0047972 | 0.0018976 | 0.0066654 | 0.0042046 | 0 | 0.0076333 | 0 | 0
HV Medium Non-Domestic | 0 | 0.01641 | 0.0064912 | 0.018241 | 0 | 0 | 0 | 0 | 0 | 0.0021113 | 0.0059828 | 0.0023665 | 0.0066501 | 0 | 0 | 0 | 0 | 0
LV Network Domestic | 0 | 0.14777 | 0.058452 | 0.2024 | 0.12767 | 0 | 0.16225 | 0.14731 | 0 | 0.02846 | 0.053874 | 0.02131 | 0.073789 | 0.046547 | 0 | 0.084504 | 0.076723 | 0
LV Network Non-Domestic Non-CT | 0 | 0.1437 | 0.056842 | 0.19676 | 0.12412 | 0 | 0.15774 | 0.14321 | 0 | 0.027692 | 0.05239 | 0.020723 | 0.071735 | 0.045251 | 0 | 0.082152 | 0.074588 | 0
LV HH Metered | 0 | 0.12505 | 0.049466 | 0.17125 | 0.10803 | 0 | 0.10983 | 0 | 0 | 0.024093 | 0.045592 | 0.018034 | 0.062433 | 0.039383 | 0 | 0.0572 | 0 | 0
LV Sub HH Metered | 0 | 0.11816 | 0.046738 | 0.16181 | 0.10207 | 0 | 0 | 0 | 0 | 0.022764 | 0.043077 | 0.017039 | 0.05899 | 0.037211 | 0 | 0 | 0 | 0
HV HH Metered | 0 | 0.1054 | 0.041691 | 0.11547 | 0 | 0 | 0 | 0 | 0 | 0.020306 | 0.038426 | 0.0152 | 0.042096 | 0 | 0 | 0 | 0 | 0
LV UMS (Pseudo HH Metered) | 0 | 0.11255 | 0.044521 | 0.15215 | 0.095979 | 0 | 0.12197 | 0.11074 | 0.002631 | 0.018269 | 0.041034 | 0.016231 | 0.055471 | 0.034991 | 0 | 0.063526 | 0.057677 | 0.031974
3006. Contributions to unit rate 3 p/kWh by network level (taking account of standing charges)
Data sources:
x1 = 2602. Standing charges factors adapted to use 132kV/HV
x2 = 2905. Contributions to pay-as-you-go unit rate 3 (p/kWh)
Calculation =(1-x1)*x2
| GSPs | Assets 132kV | Assets 132kV/EHV | Assets EHV | Assets EHV/HV | Assets 132kV/HV | Assets HV | Assets HV/LV | Assets LV circuits | Transmission exit | Operating 132kV | Operating 132kV/EHV | Operating EHV | Operating EHV/HV | Operating 132kV/HV | Operating HV | Operating HV/LV | Operating LV circuits
LV Network Domestic | 0 | 0.019565 | 0.0077389 | 0.027189 | 0.017151 | 0 | 0.021796 | 0.019789 | 0 | 0.0025163 | 0.0071328 | 0.0028214 | 0.0099123 | 0.0062527 | 0 | 0.011352 | 0.010306 | 0
LV Network Non-Domestic Non-CT | 0 | 0.019026 | 0.0075258 | 0.026432 | 0.016673 | 0 | 0.021189 | 0.019238 | 0 | 0.0024484 | 0.0069363 | 0.0027437 | 0.0096364 | 0.0060787 | 0 | 0.011036 | 0.01002 | 0
LV HH Metered | 0 | 0.016557 | 0.0065492 | 0.023005 | 0.014511 | 0 | 0.014753 | 0 | 0 | 0.0021302 | 0.0060362 | 0.0023877 | 0.0083869 | 0.0052905 | 0 | 0.0076838 | 0 | 0
LV Sub HH Metered | 0 | 0.015644 | 0.006188 | 0.021736 | 0.013711 | 0 | 0 | 0 | 0 | 0.0020127 | 0.0057033 | 0.002256 | 0.0079243 | 0.0049987 | 0 | 0 | 0 | 0
HV HH Metered | 0 | 0.013955 | 0.0055198 | 0.015511 | 0 | 0 | 0 | 0 | 0 | 0.0017954 | 0.0050875 | 0.0020124 | 0.0056549 | 0 | 0 | 0 | 0 | 0
LV UMS (Pseudo HH Metered) | 0 | 0.015179 | 0.0060042 | 0.02109 | 0.013304 | 0 | 0.016907 | 0.01535 | 0.0003647 | 0.0019529 | 0.005534 | 0.002189 | 0.007689 | 0.0048503 | 0 | 0.0088056 | 0.0079947 | 0.004432

## AggCap
Standing charges as fixed charges for Electricity North West in 2017/2018 (December 2015)
This sheet allocates standing charges to fixed charges for non half hourly settled demand users.
3101. Mapping of tariffs to tariff groups
| LV domestic and small non-domestic tariffs | LV medium non-domestic tariffs | LV substation aggregated tariffs | HV network aggregated tariffs
Domestic Unrestricted | 1 | 0 | 0 | 0
Domestic Two Rate | 1 | 0 | 0 | 0
Small Non Domestic Unrestricted | 1 | 0 | 0 | 0
Small Non Domestic Two Rate | 1 | 0 | 0 | 0
LV Medium Non-Domestic | 0 | 1 | 0 | 0
LV Sub Medium Non-Domestic | 0 | 0 | 1 | 0
HV Medium Non-Domestic | 0 | 0 | 0 | 1
LV Network Domestic | 1 | 0 | 0 | 0
LV Network Non-Domestic Non-CT | 1 | 0 | 0 | 0
3102. Capacity use for tariffs charged for capacity on an exit point basis
Data sources:
x1 = 2407. All units (MWh)
x2 = 1041. Load factor for each type of demand user (in Load profile data for demand users)
x3 = 1010. Days in the charging year (in Financial and general assumptions)
x4 = 2305. MPANs (in Equivalent volume for each end user)
Kind: | Calculation | Copy cells
Formula: | =x1/x2/(24*x3)*1000 | = x4
| Unit-based contributions to aggregate maximum load (kW) | MPANs
Domestic Unrestricted | 1699394.7973 | 2035124.6995
Domestic Two Rate | 440157.0916 | 180410.9703
Small Non Domestic Unrestricted | 456644.2169 | 123636.377
Small Non Domestic Two Rate | 167475.2708 | 33442.0306
LV Medium Non-Domestic | 0 | 0
LV Sub Medium Non-Domestic | 0 | 0
HV Medium Non-Domestic | 1586.703 | 60
LV Network Domestic | 0 | 0
LV Network Non-Domestic Non-CT | 148428.244 | 5419.348
3103. Aggregate capacity (kW)
Data sources:
x1 = 3101. Mapping of tariffs to tariff groups
x2 = 3102. Unit-based contributions to aggregate maximum load (kW) (in Capacity use for tariffs charged for capacity on an exit point basis)
Sum-product calculation =SUMPRODUCT(x1, x2)
| LV domestic and small non-domestic tariffs | LV medium non-domestic tariffs | LV substation aggregated tariffs | HV network aggregated tariffs
Aggregate capacity (kW) | 2912099.6204 | 0 | 0 | 1586.703
3104. Aggregate number of users charged for capacity on an exit point basis
Data sources:
x1 = 3101. Mapping of tariffs to tariff groups
x2 = 3102. MPANs (in Equivalent volume for each end user) (in Capacity use for tariffs charged for capacity on an exit point basis)
Sum-product calculation =SUMPRODUCT(x1, x2)
| LV domestic and small non-domestic tariffs | LV medium non-domestic tariffs | LV substation aggregated tariffs | HV network aggregated tariffs
Aggregate number of users charged for capacity on an exit point basis | 2378033.4254 | 0 | 0 | 60
3105. Average maximum kVA by exit point
Data sources:
x1 = 3104. Aggregate number of users charged for capacity on an exit point basis
x2 = 3103. Aggregate capacity (kW)
x3 = 1010. Power factor for all flows in the network model (in Financial and general assumptions)
Calculation =IF(x1,x2/x1/x3,0)
| LV domestic and small non-domestic tariffs | LV medium non-domestic tariffs | LV substation aggregated tariffs | HV network aggregated tariffs
Average maximum kVA by exit point | 1.289 | 0 | 0 | 27.8369
3106. Deemed average maximum kVA for each tariff
Data sources:
x1 = 3101. Mapping of tariffs to tariff groups
x2 = 3105. Average maximum kVA by exit point
Sum-product calculation =SUMPRODUCT(x1, x2)
Deemed average maximum kVA for each tariff
Domestic Unrestricted | 1.289
Domestic Two Rate | 1.289
Small Non Domestic Unrestricted | 1.289
Small Non Domestic Two Rate | 1.289
LV Medium Non-Domestic | 0
LV Sub Medium Non-Domestic | 0
HV Medium Non-Domestic | 27.8369
LV Network Domestic | 1.289
LV Network Non-Domestic Non-CT | 1.289
3107. Capacity-driven fixed charge elements from standing charges factors p/MPAN/day
Data sources:
x1 = 3002. Capacity elements p/kVA/day
x2 = 3106. Deemed average maximum kVA for each tariff
Calculation =x1*x2
| GSPs | Assets 132kV | Assets 132kV/EHV | Assets EHV | Assets EHV/HV | Assets 132kV/HV | Assets HV | Assets HV/LV | Assets LV circuits | Transmission exit | Operating 132kV | Operating 132kV/EHV | Operating EHV | Operating EHV/HV | Operating 132kV/HV | Operating HV | Operating HV/LV | Operating LV circuits
Domestic Unrestricted | 0 | 0 | 0 | 0 | 0 | 0 | 0 | 0 | 0.03652 | 0 | 0 | 0 | 0 | 0 | 0 | 0 | 0 | 0.44381
Domestic Two Rate | 0 | 0 | 0 | 0 | 0 | 0 | 0 | 0 | 0.03652 | 0 | 0 | 0 | 0 | 0 | 0 | 0 | 0 | 0.44381
Small Non Domestic Unrestricted | 0 | 0 | 0 | 0 | 0 | 0 | 0 | 0 | 0.03652 | 0 | 0 | 0 | 0 | 0 | 0 | 0 | 0 | 0.44381
Small Non Domestic Two Rate | 0 | 0 | 0 | 0 | 0 | 0 | 0 | 0 | 0.03652 | 0 | 0 | 0 | 0 | 0 | 0 | 0 | 0 | 0.44381
LV Medium Non-Domestic | 0 | 0 | 0 | 0 | 0 | 0 | 0 | 0 | 0 | 0 | 0 | 0 | 0 | 0 | 0 | 0 | 0 | 0
LV Sub Medium Non-Domestic | 0 | 0 | 0 | 0 | 0 | 0 | 0 | 0 | 0 | 0 | 0 | 0 | 0 | 0 | 0 | 0 | 0 | 0
HV Medium Non-Domestic | 0 | 0 | 0 | 12.8383 | 17.4117 | 0 | 5.0675 | 0 | 0 | 0 | 0 | 0 | 4.6805 | 14.7625 | 0 | 20.5275 | 0 | 0
LV Network Domestic | 0 | 0 | 0 | 0 | 0 | 0 | 0 | 0 | 0.03652 | 0 | 0 | 0 | 0 | 0 | 0 | 0 | 0 | 0.44381
LV Network Non-Domestic Non-CT | 0 | 0 | 0 | 0 | 0 | 0 | 0 | 0 | 0.03652 | 0 | 0 | 0 | 0 | 0 | 0 | 0 | 0 | 0.44381

## Reactive
Reactive power unit charges for Electricity North West in 2017/2018 (December 2015)
3201. Network use factors for generator reactive unit charges
These factors differ from the network use factors for active power charges/credits in the case of generators, who do not qualify
for active power credits at the voltage of connection but are charged reactive unit charges for costs caused at that voltage.
| GSPs | 132kV | 132kV/EHV | EHV | EHV/HV | 132kV/HV | HV | HV/LV | LV circuits
LV Generation Intermittent | 1 | 1 | 1 | 1 | 1 | 1 | 1 | 1 | 1
LV Generation Non-Intermittent | 1 | 1 | 1 | 1 | 1 | 1 | 1 | 1 | 1
LV Sub Generation Intermittent | 1 | 1 | 1 | 1 | 1 | 1 | 1 | 1 | 0
LV Sub Generation Non-Intermittent | 1 | 1 | 1 | 1 | 1 | 1 | 1 | 1 | 0
HV Generation Intermittent | 1 | 1 | 1 | 1 | 1 | 1 | 1 | 0 | 0
HV Generation Non-Intermittent | 1 | 1 | 1 | 1 | 1 | 1 | 1 | 0 | 0
3202. Standard components p/kWh for reactive power (absolute value)
Data sources:
x1 = 3003. Yardstick components p/kWh (taking account of standing charges)
Calculation =ABS(x1)
| GSPs | Assets 132kV | Assets 132kV/EHV | Assets EHV | Assets EHV/HV | Assets 132kV/HV | Assets HV | Assets HV/LV | Assets LV circuits | Transmission exit | Operating 132kV | Operating 132kV/EHV | Operating EHV | Operating EHV/HV | Operating 132kV/HV | Operating HV | Operating HV/LV | Operating LV circuits
LV HH Metered | 0 | 0.19313 | 0.076393 | 0.1929 | 0.12168 | 0 | 0.12371 | 0 | 0 | 0.092559 | 0.070409 | 0.027851 | 0.070325 | 0.044361 | 0 | 0.06443 | 0 | 0
LV Sub HH Metered | 0 | 0.17637 | 0.069764 | 0.17616 | 0.11112 | 0 | 0 | 0 | 0 | 0.084528 | 0.0643 | 0.025434 | 0.064223 | 0.040512 | 0 | 0 | 0 | 0
HV HH Metered | 0 | 0.14907 | 0.058967 | 0.11912 | 0 | 0 | 0 | 0 | 0 | 0.071446 | 0.054349 | 0.021498 | 0.043427 | 0 | 0 | 0 | 0 | 0
3203. Standard reactive p/kVArh
Data sources:
x1 = 3202. Standard components p/kWh for reactive power (absolute value)
x2 = 1092. Average kVAr by kVA, by network level
x3 = 1010. Power factor for all flows in the network model (in Financial and general assumptions)
Calculation =x1*x2*x3
| GSPs | Assets 132kV | Assets 132kV/EHV | Assets EHV | Assets EHV/HV | Assets 132kV/HV | Assets HV | Assets HV/LV | Assets LV circuits | Transmission exit | Operating 132kV | Operating 132kV/EHV | Operating EHV | Operating EHV/HV | Operating 132kV/HV | Operating HV | Operating HV/LV | Operating LV circuits
LV HH Metered | 0 | 0.033843 | 0.014575 | 0.036802 | 0.023738 | 0 | 0.024134 | 0 | 0 | 0.01622 | 0.012338 | 0.0053135 | 0.013417 | 0.0086542 | 0 | 0.012569 | 0 | 0
LV Sub HH Metered | 0 | 0.030907 | 0.01331 | 0.033608 | 0.021678 | 0 | 0 | 0 | 0 | 0.014812 | 0.011268 | 0.0048525 | 0.012253 | 0.0079033 | 0 | 0 | 0 | 0
HV HH Metered | 0 | 0.026123 | 0.01125 | 0.022726 | 0 | 0 | 0 | 0 | 0 | 0.01252 | 0.0095239 | 0.0041015 | 0.0082852 | 0 | 0 | 0 | 0 | 0
3204. Absolute value of load coefficient (kW peak / average kW)
Data sources:
x1 = 2302. Load coefficient
Calculation =ABS(x1)
Absolute load coefficient
LV Generation Intermittent | 1
LV Generation Non-Intermittent | 1
LV Sub Generation Intermittent | 1
LV Sub Generation Non-Intermittent | 1
HV Generation Intermittent | 1
HV Generation Non-Intermittent | 1
3205. Pay-as-you-go components p/kWh for reactive power (absolute value)
Data sources:
x1 = 2901. Unit cost at each level, £/kW/year (relative to system simultaneous maximum load)
x2 = 3204. Absolute value of load coefficient (kW peak / average kW)
x3 = 2001. Loss adjustment factor to transmission (in Loss adjustment factors to transmission)
x4 = 2004. Loss adjustment factor to transmission for each network level
x5 = 2804. Proportion of annual charge covered by contributions (for all charging levels)
x6 = 3201. Network use factors for generator reactive unit charges
x7 = 1010. Days in the charging year (in Financial and general assumptions)
Calculation =x1*x2*x3/x4*(1-x5)*x6/(24*x7)*100
| GSPs | Assets 132kV | Assets 132kV/EHV | Assets EHV | Assets EHV/HV | Assets 132kV/HV | Assets HV | Assets HV/LV | Assets LV circuits | Transmission exit | Operating 132kV | Operating 132kV/EHV | Operating EHV | Operating EHV/HV | Operating 132kV/HV | Operating HV | Operating HV/LV | Operating LV circuits
LV Generation Intermittent | 0 | 0.13162 | 0.052063 | 0.13146 | 0.082928 | 0 | 0.10539 | 0.095683 | 0.0022733 | 0.063081 | 0.047986 | 0.018981 | 0.047928 | 0.030233 | 0 | 0.054888 | 0.049834 | 0.027626
LV Generation Non-Intermittent | 0 | 0.13162 | 0.052063 | 0.13146 | 0.082928 | 0 | 0.10539 | 0.095683 | 0.0022733 | 0.063081 | 0.047986 | 0.018981 | 0.047928 | 0.030233 | 0 | 0.054888 | 0.049834 | 0.027626
LV Sub Generation Intermittent | 0 | 0.12538 | 0.049595 | 0.12523 | 0.078996 | 0 | 0.10039 | 0.0039063 | 0 | 0.060091 | 0.045711 | 0.018081 | 0.045656 | 0.0288 | 0 | 0.052286 | 0.047471 | 0
LV Sub Generation Non-Intermittent | 0 | 0.12538 | 0.049595 | 0.12523 | 0.078996 | 0 | 0.10039 | 0.0039063 | 0 | 0.060091 | 0.045711 | 0.018081 | 0.045656 | 0.0288 | 0 | 0.052286 | 0.047471 | 0
HV Generation Intermittent | 0 | 0.12376 | 0.048953 | 0.12361 | 0.033529 | 0 | 0.01274 | 0 | 0 | 0.059313 | 0.045119 | 0.017847 | 0.045065 | 0.028427 | 0 | 0.051609 | 0 | 0
HV Generation Non-Intermittent | 0 | 0.12376 | 0.048953 | 0.12361 | 0.033529 | 0 | 0.01274 | 0 | 0 | 0.059313 | 0.045119 | 0.017847 | 0.045065 | 0.028427 | 0 | 0.051609 | 0 | 0
3206. Pay-as-you-go reactive p/kVArh
Data sources:
x1 = 3205. Pay-as-you-go components p/kWh for reactive power (absolute value)
x2 = 1092. Average kVAr by kVA, by network level
x3 = 1010. Power factor for all flows in the network model (in Financial and general assumptions)
Calculation =x1*x2*x3
| GSPs | Assets 132kV | Assets 132kV/EHV | Assets EHV | Assets EHV/HV | Assets 132kV/HV | Assets HV | Assets HV/LV | Assets LV circuits | Transmission exit | Operating 132kV | Operating 132kV/EHV | Operating EHV | Operating EHV/HV | Operating 132kV/HV | Operating HV | Operating HV/LV | Operating LV circuits
LV Generation Intermittent | 0 | 0.023065 | 0.0099329 | 0.025081 | 0.016178 | 0 | 0.020559 | 0.018666 | 0.00044348 | 0.011054 | 0.0084089 | 0.0036213 | 0.009144 | 0.0058981 | 0 | 0.010708 | 0.0097218 | 0.0053894
LV Generation Non-Intermittent | 0 | 0.023065 | 0.0099329 | 0.025081 | 0.016178 | 0 | 0.020559 | 0.018666 | 0.00044348 | 0.011054 | 0.0084089 | 0.0036213 | 0.009144 | 0.0058981 | 0 | 0.010708 | 0.0097218 | 0.0053894
LV Sub Generation Intermittent | 0 | 0.021972 | 0.009462 | 0.023892 | 0.015411 | 0 | 0.019585 | 0.00076206 | 0 | 0.01053 | 0.0080102 | 0.0034496 | 0.0087105 | 0.0056184 | 0 | 0.0102 | 0.0092609 | 0
LV Sub Generation Non-Intermittent | 0 | 0.021972 | 0.009462 | 0.023892 | 0.015411 | 0 | 0.019585 | 0.00076206 | 0 | 0.01053 | 0.0080102 | 0.0034496 | 0.0087105 | 0.0056184 | 0 | 0.0102 | 0.0092609 | 0
HV Generation Intermittent | 0 | 0.021687 | 0.0093396 | 0.023583 | 0.0065409 | 0 | 0.0024855 | 0 | 0 | 0.010394 | 0.0079066 | 0.003405 | 0.0085978 | 0.0055457 | 0 | 0.010068 | 0 | 0
HV Generation Non-Intermittent | 0 | 0.021687 | 0.0093396 | 0.023583 | 0.0065409 | 0 | 0.0024855 | 0 | 0 | 0.010394 | 0.0079066 | 0.003405 | 0.0085978 | 0.0055457 | 0 | 0.010068 | 0 | 0

## Aggreg
Aggregation for Electricity North West in 2017/2018 (December 2015)
This sheet aggregates elements of tariffs excluding revenue matching and final adjustments and rounding.
3301. Unit rate 1 p/kWh (elements)
Data sources:
x1 = 3004. Unit rate 1 total p/kWh (taking account of standing charges) — for Tariffs with Unit rate 1 p/kWh from Standard 1 kWh
x2 = 2903. Pay-as-you-go unit rate 1 (p/kWh) — for Tariffs with Unit rate 1 p/kWh from PAYG 1 kWh
x3 = 2903. Pay-as-you-go unit rate 1 (p/kWh) — for Tariffs with Unit rate 1 p/kWh from PAYG 1 kWh & customer
x4 = 2902. Pay-as-you-go yardstick unit rate (p/kWh) — for Tariffs with Unit rate 1 p/kWh from PAYG yardstick kWh
x5 = 2203. LV unmetered service model asset charge (p/kWh) — for Tariffs with Unit rate 1 p/kWh from PAYG 1 kWh & customer
x6 = 2712. Operating expenditure for unmetered customer assets (p/kWh) — for Tariffs with Unit rate 1 p/kWh from PAYG 1 kWh & customer
Combine tables = x1 or x2 or x3 or x4 or x5 or x6
| GSPs | Assets 132kV | Assets 132kV/EHV | Assets EHV | Assets EHV/HV | Assets 132kV/HV | Assets HV | Assets HV/LV | Assets LV circuits | Assets LV customer | Assets HV customer | Transmission exit | Operating 132kV | Operating 132kV/EHV | Operating EHV | Operating EHV/HV | Operating 132kV/HV | Operating HV | Operating HV/LV | Operating LV circuits | Operating LV customer | Operating HV customer
Domestic Unrestricted | 0 | 0.24474 | 0.096807 | 0.23758 | 0.14987 | 0 | 0.19046 | 0.17292 | 0 |  |  | 0.12293 | 0.089225 | 0.035293 | 0.086616 | 0.054638 | 0 | 0.099193 | 0.09006 | 0
Domestic Two Rate | 0 | 0.29121 | 0.11519 | 0.28172 | 0.17771 | 0 | 0.22584 | 0.20505 | 0 |  |  | 0.1471 | 0.10617 | 0.041996 | 0.10271 | 0.064789 | 0 | 0.11762 | 0.10679 | 0
Domestic Off Peak (related MPAN) | 0 | 0.02779 | 0.010992 | 0.035393 | 0.022326 | 0 | 0.028373 | 0.02576 | 0 |  |  | 0.0068343 | 0.010132 | 0.0040076 | 0.012903 | 0.0081396 | 0 | 0.014777 | 0.013417 | 0
Small Non Domestic Unrestricted | 0 | 0.23376 | 0.092467 | 0.23615 | 0.14896 | 0 | 0.18931 | 0.17188 | 0 |  |  | 0.11028 | 0.085224 | 0.033711 | 0.086093 | 0.054308 | 0 | 0.098595 | 0.089517 | 0
Small Non Domestic Two Rate | 0 | 0.23998 | 0.094924 | 0.23985 | 0.1513 | 0 | 0.19228 | 0.17457 | 0 |  |  | 0.11527 | 0.087489 | 0.034607 | 0.087445 | 0.05516 | 0 | 0.10014 | 0.090922 | 0
Small Non Domestic Off Peak (related MPAN) | 0 | 0.020096 | 0.0079491 | 0.026913 | 0.016977 | 0 | 0.021575 | 0.019588 | 0 |  |  | 0.0037107 | 0.0073265 | 0.002898 | 0.0098118 | 0.0061893 | 0 | 0.011237 | 0.010202 | 0
LV Medium Non-Domestic | 0 | 0.19779 | 0.078238 | 0.1962 | 0.12376 | 0 | 0.15728 | 0.1428 | 0 |  |  | 0.096227 | 0.07211 | 0.028523 | 0.07153 | 0.045121 | 0 | 0.081916 | 0.074374 | 0
LV Sub Medium Non-Domestic | 0 | 0.18592 | 0.07354 | 0.18465 | 0.11648 | 0 | 0.14802 | 0 | 0 |  |  | 0.090264 | 0.06778 | 0.026811 | 0.067318 | 0.042464 | 0 | 0.077093 | 0 | 0
HV Medium Non-Domestic | 0 | 0.22929 | 0.090695 | 0.18286 | 0 | 0 | 0 | 0 | 0 |  |  | 0.11065 | 0.083592 | 0.033065 | 0.066667 | 0 | 0 | 0 | 0 | 0
LV Network Domestic | 0 | 1.4785 | 0.58482 | 1.2462 | 0.78612 | 0 | 0.99903 | 0.90704 | 0 |  |  | 0.89335 | 0.53902 | 0.21321 | 0.45434 | 0.2866 | 0 | 0.52032 | 0.47241 | 0
LV Network Non-Domestic Non-CT | 0 | 1.4378 | 0.56871 | 1.2115 | 0.76424 | 0 | 0.97122 | 0.88179 | 0 |  |  | 0.86924 | 0.52417 | 0.20734 | 0.44169 | 0.27862 | 0 | 0.50583 | 0.45926 | 0
LV HH Metered | 0 | 1.2512 | 0.49492 | 1.0544 | 0.66514 | 0 | 0.67623 | 0 | 0 |  |  | 0.75627 | 0.45615 | 0.18043 | 0.38442 | 0.24249 | 0 | 0.35219 | 0 | 0
LV Sub HH Metered | 0 | 1.1822 | 0.46762 | 0.99628 | 0.62846 | 0 | 0 | 0 | 0 |  |  | 0.71456 | 0.43099 | 0.17048 | 0.36322 | 0.22912 | 0 | 0 | 0 | 0
HV HH Metered | 0 | 1.0545 | 0.41713 | 0.71096 | 0 | 0 | 0 | 0 | 0 |  |  | 0.63741 | 0.38446 | 0.15207 | 0.2592 | 0 | 0 | 0 | 0 | 0
NHH UMS category A | 0 | 0.14473 | 0.057249 | 0.14459 | 0.091208 | 0 | 0.11591 | 0.10524 | 0.0025003 |  |  | 0.069335 | 0.052765 | 0.020872 | 0.052714 | 0.033252 | 0 | 0.060369 | 0.05481 | 0.030385 | 1.527
NHH UMS category B | 0 | 0.1858 | 0.073496 | 0.16428 | 0.10363 | 0 | 0.1317 | 0.11957 | 0.0028408 |  |  | 0.10817 | 0.06774 | 0.026795 | 0.059893 | 0.037781 | 0 | 0.06859 | 0.062275 | 0.034523 | 1.527
NHH UMS category C | 0 | 0.34238 | 0.13543 | 0.29589 | 0.18665 | 0 | 0.2372 | 0.21536 | 0.0051165 |  |  | 0.20547 | 0.12482 | 0.049375 | 0.10787 | 0.068046 | 0 | 0.12354 | 0.11216 | 0.062178 | 1.527
NHH UMS category D | 0 | 0.12468 | 0.049317 | 0.1396 | 0.088063 | 0 | 0.11191 | 0.10161 | 0.0024141 |  |  | 0.046218 | 0.045454 | 0.01798 | 0.050896 | 0.032105 | 0 | 0.058287 | 0.05292 | 0.029337 | 1.527
LV UMS (Pseudo HH Metered) | 0 | 3.2607 | 1.2898 | 2.6622 | 1.6793 | 0 | 2.1341 | 1.9376 | 0.046035 |  |  | 2.0966 | 1.1888 | 0.47022 | 0.97056 | 0.61223 | 0 | 1.1115 | 1.0092 | 0.55943 | 1.527
LV Generation NHH or Aggregate HH | 0 | -0.13162 | -0.052063 | -0.13146 | -0.082928 | 0 | -0.10539 | -0.095683 | 0 |  |  | -0.063081 | -0.047986 | -0.018981 | -0.047928 | -0.030233 | 0 | -0.054888 | -0.049834 | 0
LV Sub Generation NHH | 0 | -0.12538 | -0.049595 | -0.12523 | -0.078996 | 0 | -0.10039 | 0 | 0 |  |  | -0.060091 | -0.045711 | -0.018081 | -0.045656 | -0.0288 | 0 | -0.052286 | 0 | 0
LV Generation Intermittent | 0 | -0.13162 | -0.052063 | -0.13146 | -0.082928 | 0 | -0.10539 | -0.095683 | 0 |  |  | -0.063081 | -0.047986 | -0.018981 | -0.047928 | -0.030233 | 0 | -0.054888 | -0.049834 | 0
LV Generation Non-Intermittent | 0 | -1.0439 | -0.4129 | -0.87971 | -0.55492 | 0 | -0.70521 | -0.64028 | 0 |  |  | -0.63095 | -0.38056 | -0.15053 | -0.32072 | -0.20231 | 0 | -0.36729 | -0.33347 | 0
LV Sub Generation Intermittent | 0 | -0.12538 | -0.049595 | -0.12523 | -0.078996 | 0 | -0.10039 | 0 | 0 |  |  | -0.060091 | -0.045711 | -0.018081 | -0.045656 | -0.0288 | 0 | -0.052286 | 0 | 0
LV Sub Generation Non-Intermittent | 0 | -0.99437 | -0.39333 | -0.838 | -0.52861 | 0 | -0.67178 | 0 | 0 |  |  | -0.60104 | -0.36252 | -0.1434 | -0.30551 | -0.19272 | 0 | -0.34988 | 0 | 0
HV Generation Intermittent | 0 | -0.12376 | -0.048953 | -0.12361 | -0.033529 | 0 | 0 | 0 | 0 |  |  | -0.059313 | -0.045119 | -0.017847 | -0.045065 | -0.028427 | 0 | 0 | 0 | 0
HV Generation Non-Intermittent | 0 | -0.9815 | -0.38824 | -0.82716 | -0.22436 | 0 | 0 | 0 | 0 |  |  | -0.59326 | -0.35783 | -0.14154 | -0.30156 | -0.19022 | 0 | 0 | 0 | 0
3302. Unit rate 2 p/kWh (elements)
Data sources:
x1 = 3005. Unit rate 2 total p/kWh (taking account of standing charges) — for Tariffs with Unit rate 2 p/kWh from Standard 2 kWh
x2 = 2904. Pay-as-you-go unit rate 2 (p/kWh) — for Tariffs with Unit rate 2 p/kWh from PAYG 2 kWh
x3 = 2904. Pay-as-you-go unit rate 2 (p/kWh) — for Tariffs with Unit rate 2 p/kWh from PAYG 2 kWh & customer
x4 = 2203. LV unmetered service model asset charge (p/kWh) — for Tariffs with Unit rate 2 p/kWh from PAYG 2 kWh & customer
x5 = 2712. Operating expenditure for unmetered customer assets (p/kWh) — for Tariffs with Unit rate 2 p/kWh from PAYG 2 kWh & customer
Combine tables = x1 or x2 or x3 or x4 or x5
| GSPs | Assets 132kV | Assets 132kV/EHV | Assets EHV | Assets EHV/HV | Assets 132kV/HV | Assets HV | Assets HV/LV | Assets LV circuits | Assets LV customer | Assets HV customer | Transmission exit | Operating 132kV | Operating 132kV/EHV | Operating EHV | Operating EHV/HV | Operating 132kV/HV | Operating HV | Operating HV/LV | Operating LV circuits | Operating LV customer | Operating HV customer
Domestic Unrestricted
Domestic Two Rate | 0 | 0.021762 | 0.0086082 | 0.030237 | 0.019074 | 0 | 0.02424 | 0.022008 | 0 |  |  | 0.0027999 | 0.007934 | 0.0031383 | 0.011024 | 0.0069538 | 0 | 0.012624 | 0.011462 | 0
Domestic Off Peak (related MPAN)
Small Non Domestic Unrestricted
Small Non Domestic Two Rate | 0 | 0.018251 | 0.0072193 | 0.025358 | 0.015996 | 0 | 0.020328 | 0.018456 | 0 |  |  | 0.0023482 | 0.0066539 | 0.002632 | 0.0092449 | 0.0058317 | 0 | 0.010587 | 0.0096125 | 0
Small Non Domestic Off Peak (related MPAN)
LV Medium Non-Domestic | 0 | 0.013813 | 0.0054639 | 0.019193 | 0.012107 | 0 | 0.015386 | 0.013969 | 0 |  |  | 0.0017772 | 0.005036 | 0.001992 | 0.0069971 | 0.0044138 | 0 | 0.0080132 | 0.0072753 | 0
LV Sub Medium Non-Domestic | 0 | 0.013158 | 0.0052049 | 0.018283 | 0.011533 | 0 | 0.014656 | 0 | 0 |  |  | 0.0016929 | 0.0047972 | 0.0018976 | 0.0066654 | 0.0042046 | 0 | 0.0076333 | 0 | 0
HV Medium Non-Domestic | 0 | 0.01641 | 0.0064912 | 0.018241 | 0 | 0 | 0 | 0 | 0 |  |  | 0.0021113 | 0.0059828 | 0.0023665 | 0.0066501 | 0 | 0 | 0 | 0 | 0
LV Network Domestic | 0 | 0.14777 | 0.058452 | 0.2024 | 0.12767 | 0 | 0.16225 | 0.14731 | 0 |  |  | 0.02846 | 0.053874 | 0.02131 | 0.073789 | 0.046547 | 0 | 0.084504 | 0.076723 | 0
LV Network Non-Domestic Non-CT | 0 | 0.1437 | 0.056842 | 0.19676 | 0.12412 | 0 | 0.15774 | 0.14321 | 0 |  |  | 0.027692 | 0.05239 | 0.020723 | 0.071735 | 0.045251 | 0 | 0.082152 | 0.074588 | 0
LV HH Metered | 0 | 0.12505 | 0.049466 | 0.17125 | 0.10803 | 0 | 0.10983 | 0 | 0 |  |  | 0.024093 | 0.045592 | 0.018034 | 0.062433 | 0.039383 | 0 | 0.0572 | 0 | 0
LV Sub HH Metered | 0 | 0.11816 | 0.046738 | 0.16181 | 0.10207 | 0 | 0 | 0 | 0 |  |  | 0.022764 | 0.043077 | 0.017039 | 0.05899 | 0.037211 | 0 | 0 | 0 | 0
HV HH Metered | 0 | 0.1054 | 0.041691 | 0.11547 | 0 | 0 | 0 | 0 | 0 |  |  | 0.020306 | 0.038426 | 0.0152 | 0.042096 | 0 | 0 | 0 | 0 | 0
NHH UMS category A
NHH UMS category B
NHH UMS category C
NHH UMS category D
LV UMS (Pseudo HH Metered) | 0 | 0.11255 | 0.044521 | 0.15215 | 0.095979 | 0 | 0.12197 | 0.11074 | 0.002631 |  |  | 0.018269 | 0.041034 | 0.016231 | 0.055471 | 0.034991 | 0 | 0.063526 | 0.057677 | 0.031974 | 1.527
LV Generation NHH or Aggregate HH
LV Sub Generation NHH
LV Generation Intermittent
LV Generation Non-Intermittent | 0 | -0.10433 | -0.041269 | -0.14287 | -0.090125 | 0 | -0.11453 | -0.10399 | 0 |  |  | -0.020101 | -0.038037 | -0.015046 | -0.052088 | -0.032857 | 0 | -0.059651 | -0.054159 | 0
LV Sub Generation Intermittent
LV Sub Generation Non-Intermittent | 0 | -0.099386 | -0.039313 | -0.1361 | -0.085852 | 0 | -0.1091 | 0 | 0 |  |  | -0.019148 | -0.036233 | -0.014332 | -0.049618 | -0.031299 | 0 | -0.056824 | 0 | 0
HV Generation Intermittent
HV Generation Non-Intermittent | 0 | -0.098099 | -0.038804 | -0.13434 | -0.036439 | 0 | 0 | 0 | 0 |  |  | -0.0189 | -0.035764 | -0.014147 | -0.048976 | -0.030894 | 0 | 0 | 0 | 0
3303. Unit rate 3 p/kWh (elements)
Data sources:
x1 = 3006. Unit rate 3 total p/kWh (taking account of standing charges) — for Tariffs with Unit rate 3 p/kWh from Standard 3 kWh
x2 = 2905. Pay-as-you-go unit rate 3 (p/kWh) — for Tariffs with Unit rate 3 p/kWh from PAYG 3 kWh
x3 = 2905. Pay-as-you-go unit rate 3 (p/kWh) — for Tariffs with Unit rate 3 p/kWh from PAYG 3 kWh & customer
x4 = 2203. LV unmetered service model asset charge (p/kWh) — for Tariffs with Unit rate 3 p/kWh from PAYG 3 kWh & customer
x5 = 2712. Operating expenditure for unmetered customer assets (p/kWh) — for Tariffs with Unit rate 3 p/kWh from PAYG 3 kWh & customer
Combine tables = x1 or x2 or x3 or x4 or x5
| GSPs | Assets 132kV | Assets 132kV/EHV | Assets EHV | Assets EHV/HV | Assets 132kV/HV | Assets HV | Assets HV/LV | Assets LV circuits | Assets LV customer | Assets HV customer | Transmission exit | Operating 132kV | Operating 132kV/EHV | Operating EHV | Operating EHV/HV | Operating 132kV/HV | Operating HV | Operating HV/LV | Operating LV circuits | Operating LV customer | Operating HV customer
Domestic Unrestricted
Domestic Two Rate
Domestic Off Peak (related MPAN)
Small Non Domestic Unrestricted
Small Non Domestic Two Rate
Small Non Domestic Off Peak (related MPAN)
LV Medium Non-Domestic
LV Sub Medium Non-Domestic
HV Medium Non-Domestic
LV Network Domestic | 0 | 0.019565 | 0.0077389 | 0.027189 | 0.017151 | 0 | 0.021796 | 0.019789 | 0 |  |  | 0.0025163 | 0.0071328 | 0.0028214 | 0.0099123 | 0.0062527 | 0 | 0.011352 | 0.010306 | 0
LV Network Non-Domestic Non-CT | 0 | 0.019026 | 0.0075258 | 0.026432 | 0.016673 | 0 | 0.021189 | 0.019238 | 0 |  |  | 0.0024484 | 0.0069363 | 0.0027437 | 0.0096364 | 0.0060787 | 0 | 0.011036 | 0.01002 | 0
LV HH Metered | 0 | 0.016557 | 0.0065492 | 0.023005 | 0.014511 | 0 | 0.014753 | 0 | 0 |  |  | 0.0021302 | 0.0060362 | 0.0023877 | 0.0083869 | 0.0052905 | 0 | 0.0076838 | 0 | 0
LV Sub HH Metered | 0 | 0.015644 | 0.006188 | 0.021736 | 0.013711 | 0 | 0 | 0 | 0 |  |  | 0.0020127 | 0.0057033 | 0.002256 | 0.0079243 | 0.0049987 | 0 | 0 | 0 | 0
HV HH Metered | 0 | 0.013955 | 0.0055198 | 0.015511 | 0 | 0 | 0 | 0 | 0 |  |  | 0.0017954 | 0.0050875 | 0.0020124 | 0.0056549 | 0 | 0 | 0 | 0 | 0
NHH UMS category A
NHH UMS category B
NHH UMS category C
NHH UMS category D
LV UMS (Pseudo HH Metered) | 0 | 0.015179 | 0.0060042 | 0.02109 | 0.013304 | 0 | 0.016907 | 0.01535 | 0.0003647 |  |  | 0.0019529 | 0.005534 | 0.002189 | 0.007689 | 0.0048503 | 0 | 0.0088056 | 0.0079947 | 0.004432 | 1.527
LV Generation NHH or Aggregate HH
LV Sub Generation NHH
LV Generation Intermittent
LV Generation Non-Intermittent | 0 | -0.013813 | -0.0054639 | -0.019193 | -0.012107 | 0 | -0.015386 | -0.013969 | 0 |  |  | -0.0017772 | -0.005036 | -0.001992 | -0.0069971 | -0.0044138 | 0 | -0.0080132 | -0.0072753 | 0
LV Sub Generation Intermittent
LV Sub Generation Non-Intermittent | 0 | -0.013158 | -0.0052049 | -0.018283 | -0.011533 | 0 | -0.014656 | 0 | 0 |  |  | -0.0016929 | -0.0047972 | -0.0018976 | -0.0066654 | -0.0042046 | 0 | -0.0076333 | 0 | 0
HV Generation Intermittent
HV Generation Non-Intermittent | 0 | -0.012988 | -0.0051375 | -0.018046 | -0.0048949 | 0 | 0 | 0 | 0 |  |  | -0.001671 | -0.0047352 | -0.001873 | -0.0065791 | -0.0041501 | 0 | 0 | 0 | 0
3304. Fixed charge p/MPAN/day (elements)
Data sources:
x1 = 3107. Fixed charge from standing charges factors p/MPAN/day — for Tariffs with Fixed charge p/MPAN/day from Fixed from network & customer
x2 = 2206. Service model p/MPAN/day (in Replacement annuities for service models) — for Tariffs with Fixed charge p/MPAN/day from Customer
x3 = 2206. Service model p/MPAN/day (in Replacement annuities for service models) — for Tariffs with Fixed charge p/MPAN/day from Fixed from network & customer
x4 = 2711. Operating expenditure for customer assets p/MPAN/day total (in Operating expenditure for customer assets p/MPAN/day) — for Tariffs with Fixed charge p/MPAN/day from Customer
x5 = 2711. Operating expenditure for customer assets p/MPAN/day total (in Operating expenditure for customer assets p/MPAN/day) — for Tariffs with Fixed charge p/MPAN/day from Fixed from network & customer
Combine tables = x1 or x2 or x3 or x4 or x5
| GSPs | Assets 132kV | Assets 132kV/EHV | Assets EHV | Assets EHV/HV | Assets 132kV/HV | Assets HV | Assets HV/LV | Assets LV circuits | Assets LV customer | Assets HV customer | Transmission exit | Operating 132kV | Operating 132kV/EHV | Operating EHV | Operating EHV/HV | Operating 132kV/HV | Operating HV | Operating HV/LV | Operating LV circuits | Operating LV customer | Operating HV customer
Domestic Unrestricted | 0 | 0 | 0 | 0 | 0 | 0 | 0 | 0 | 0.03652 | 0 | 0 | 0 | 0 | 0 | 0 | 0 | 0 | 0 | 0 | 0.44381 | 2.6496 | 0
Domestic Two Rate | 0 | 0 | 0 | 0 | 0 | 0 | 0 | 0 | 0.03652 | 0 | 0 | 0 | 0 | 0 | 0 | 0 | 0 | 0 | 0 | 0.44381 | 2.6496 | 0
Domestic Off Peak (related MPAN)
Small Non Domestic Unrestricted | 0 | 0 | 0 | 0 | 0 | 0 | 0 | 0 | 0.03652 | 0 | 0 | 0 | 0 | 0 | 0 | 0 | 0 | 0 | 0 | 0.44381 | 2.6496 | 0
Small Non Domestic Two Rate | 0 | 0 | 0 | 0 | 0 | 0 | 0 | 0 | 0.03652 | 0 | 0 | 0 | 0 | 0 | 0 | 0 | 0 | 0 | 0 | 0.44381 | 2.6496 | 0
Small Non Domestic Off Peak (related MPAN)
LV Medium Non-Domestic | 0 | 0 | 0 | 0 | 0 | 0 | 0 | 0 | 0 | 0 | 0 | 0 | 0 | 0 | 0 | 0 | 0 | 0 | 0 | 0 | 10.5751 | 0
LV Sub Medium Non-Domestic | 0 | 0 | 0 | 0 | 0 | 0 | 0 | 0 | 0 | 0 | 0 | 0 | 0 | 0 | 0 | 0 | 0 | 0 | 0 | 0 | 39.9872 | 0
HV Medium Non-Domestic | 0 | 0 | 0 | 12.8383 | 17.4117 | 0 | 5.0675 | 0 | 0 | 0 | 0 | 0 | 0 | 0 | 4.6805 | 14.7625 | 0 | 20.5275 | 0 | 0 | 0 | 87.9266
LV Network Domestic | 0 | 0 | 0 | 0 | 0 | 0 | 0 | 0 | 0.03652 | 0 | 0 | 0 | 0 | 0 | 0 | 0 | 0 | 0 | 0 | 0.44381 | 2.6496 | 0
LV Network Non-Domestic Non-CT | 0 | 0 | 0 | 0 | 0 | 0 | 0 | 0 | 0.03652 | 0 | 0 | 0 | 0 | 0 | 0 | 0 | 0 | 0 | 0 | 0.44381 | 2.6496 | 0
LV HH Metered | [9 empty] | 0 | 0 | [9 empty] | 12.4566 | 0
LV Sub HH Metered | [9 empty] | 0 | 0 | [9 empty] | 39.9872 | 0
HV HH Metered | [9 empty] | 0 | 0 | [9 empty] | 0 | 87.9266
NHH UMS category A
NHH UMS category B
NHH UMS category C
NHH UMS category D
LV UMS (Pseudo HH Metered)
LV Generation NHH or Aggregate HH | [9 empty] | 0 | 0 | [9 empty] | 0 | 0
LV Sub Generation NHH | [9 empty] | 0 | 0 | [9 empty] | 0 | 0
LV Generation Intermittent | [9 empty] | 0 | 0 | [9 empty] | 0 | 0
LV Generation Non-Intermittent | [9 empty] | 0 | 0 | [9 empty] | 0 | 0
LV Sub Generation Intermittent | [9 empty] | 0 | 0 | [9 empty] | 0 | 0
LV Sub Generation Non-Intermittent | [9 empty] | 0 | 0 | [9 empty] | 0 | 0
HV Generation Intermittent | [9 empty] | 0 | 0 | [9 empty] | 0 | 5.9207
HV Generation Non-Intermittent | [9 empty] | 0 | 0 | [9 empty] | 0 | 5.9207
3305. Capacity charge p/kVA/day (elements)
Data sources:
x1 = 3002. Capacity charge p/kVA/day — for Tariffs with Capacity charge p/kVA/day from Capacity
Copy cells = x1
| GSPs | Assets 132kV | Assets 132kV/EHV | Assets EHV | Assets EHV/HV | Assets 132kV/HV | Assets HV | Assets HV/LV | Assets LV circuits | Assets LV customer | Assets HV customer | Transmission exit | Operating 132kV | Operating 132kV/EHV | Operating EHV | Operating EHV/HV | Operating 132kV/HV | Operating HV | Operating HV/LV | Operating LV circuits | Operating LV customer | Operating HV customer
Domestic Unrestricted
Domestic Two Rate
Domestic Off Peak (related MPAN)
Small Non Domestic Unrestricted
Small Non Domestic Two Rate
Small Non Domestic Off Peak (related MPAN)
LV Medium Non-Domestic
LV Sub Medium Non-Domestic
HV Medium Non-Domestic
LV Network Domestic
LV Network Non-Domestic Non-CT
LV HH Metered | 0 | 0 | 0 | 0 | 0 | 0 | 0.30117 | 1.3672 | 0.028331 |  |  | 0 | 0 | 0 | 0 | 0 | 0 | 0.15685 | 0.71205 | 0.34429
LV Sub HH Metered | 0 | 0 | 0 | 0 | 0 | 0 | 1.4344 | 0.055816 | 0 |  |  | 0 | 0 | 0 | 0 | 0 | 0 | 0.74709 | 0.6783 | 0
HV HH Metered | 0 | 0 | 0 | 0.4612 | 0.62549 | 0 | 0.18204 | 0 | 0 |  |  | 0 | 0 | 0 | 0.16814 | 0.53032 | 0 | 0.73742 | 0 | 0
NHH UMS category A
NHH UMS category B
NHH UMS category C
NHH UMS category D
LV UMS (Pseudo HH Metered)
LV Generation NHH or Aggregate HH
LV Sub Generation NHH
LV Generation Intermittent
LV Generation Non-Intermittent
LV Sub Generation Intermittent
LV Sub Generation Non-Intermittent
HV Generation Intermittent
HV Generation Non-Intermittent
3306. Reactive power charge p/kVArh (elements)
Data sources:
x1 = 3206. Pay-as-you-go reactive p/kVArh
x2 = 3203. Standard reactive p/kVArh
Combine tables = x1 or x2
| GSPs | Assets 132kV | Assets 132kV/EHV | Assets EHV | Assets EHV/HV | Assets 132kV/HV | Assets HV | Assets HV/LV | Assets LV circuits | Assets LV customer | Assets HV customer | Transmission exit | Operating 132kV | Operating 132kV/EHV | Operating EHV | Operating EHV/HV | Operating 132kV/HV | Operating HV | Operating HV/LV | Operating LV circuits | Operating LV customer | Operating HV customer
Domestic Unrestricted
Domestic Two Rate
Domestic Off Peak (related MPAN)
Small Non Domestic Unrestricted
Small Non Domestic Two Rate
Small Non Domestic Off Peak (related MPAN)
LV Medium Non-Domestic
LV Sub Medium Non-Domestic
HV Medium Non-Domestic
LV Network Domestic
LV Network Non-Domestic Non-CT
LV HH Metered | 0 | 0.033843 | 0.014575 | 0.036802 | 0.023738 | 0 | 0.024134 | 0 | 0 |  |  | 0.01622 | 0.012338 | 0.0053135 | 0.013417 | 0.0086542 | 0 | 0.012569 | 0 | 0
LV Sub HH Metered | 0 | 0.030907 | 0.01331 | 0.033608 | 0.021678 | 0 | 0 | 0 | 0 |  |  | 0.014812 | 0.011268 | 0.0048525 | 0.012253 | 0.0079033 | 0 | 0 | 0 | 0
HV HH Metered | 0 | 0.026123 | 0.01125 | 0.022726 | 0 | 0 | 0 | 0 | 0 |  |  | 0.01252 | 0.0095239 | 0.0041015 | 0.0082852 | 0 | 0 | 0 | 0 | 0
NHH UMS category A
NHH UMS category B
NHH UMS category C
NHH UMS category D
LV UMS (Pseudo HH Metered)
LV Generation NHH or Aggregate HH
LV Sub Generation NHH
LV Generation Intermittent | 0 | 0.023065 | 0.0099329 | 0.025081 | 0.016178 | 0 | 0.020559 | 0.018666 | 0.00044348 |  |  | 0.011054 | 0.0084089 | 0.0036213 | 0.009144 | 0.0058981 | 0 | 0.010708 | 0.0097218 | 0.0053894
LV Generation Non-Intermittent | 0 | 0.023065 | 0.0099329 | 0.025081 | 0.016178 | 0 | 0.020559 | 0.018666 | 0.00044348 |  |  | 0.011054 | 0.0084089 | 0.0036213 | 0.009144 | 0.0058981 | 0 | 0.010708 | 0.0097218 | 0.0053894
LV Sub Generation Intermittent | 0 | 0.021972 | 0.009462 | 0.023892 | 0.015411 | 0 | 0.019585 | 0.00076206 | 0 |  |  | 0.01053 | 0.0080102 | 0.0034496 | 0.0087105 | 0.0056184 | 0 | 0.0102 | 0.0092609 | 0
LV Sub Generation Non-Intermittent | 0 | 0.021972 | 0.009462 | 0.023892 | 0.015411 | 0 | 0.019585 | 0.00076206 | 0 |  |  | 0.01053 | 0.0080102 | 0.0034496 | 0.0087105 | 0.0056184 | 0 | 0.0102 | 0.0092609 | 0
HV Generation Intermittent | 0 | 0.021687 | 0.0093396 | 0.023583 | 0.0065409 | 0 | 0.0024855 | 0 | 0 |  |  | 0.010394 | 0.0079066 | 0.003405 | 0.0085978 | 0.0055457 | 0 | 0.010068 | 0 | 0
HV Generation Non-Intermittent | 0 | 0.021687 | 0.0093396 | 0.023583 | 0.0065409 | 0 | 0.0024855 | 0 | 0 |  |  | 0.010394 | 0.0079066 | 0.003405 | 0.0085978 | 0.0055457 | 0 | 0.010068 | 0 | 0
3307. Summary of charges before revenue matching
Data sources:
x1 = 3301. Unit rate 1 p/kWh (elements)
x2 = 3302. Unit rate 2 p/kWh (elements)
x3 = 3303. Unit rate 3 p/kWh (elements)
x4 = 3304. Fixed charge p/MPAN/day (elements)
x5 = 3305. Capacity charge p/kVA/day (elements)
x6 = 3306. Reactive power charge p/kVArh (elements)
Kind: | Cell summation | Cell summation | Cell summation | Cell summation | Cell summation | Cell summation
Formula: | =SUM(x1) | =SUM(x2) | =SUM(x3) | =SUM(x4) | =SUM(x5) | =SUM(x6)
| Unit rate 1 p/kWh (total) | Unit rate 2 p/kWh (total) | Unit rate 3 p/kWh (total) | Fixed charge p/MPAN/day (total) | Capacity charge p/kVA/day (total) | Reactive power charge p/kVArh
Domestic Unrestricted | 1.6703 | 0 | 0 | 3.1299 | 0 | 0
Domestic Two Rate | 1.9839 | 0.18186 | 0 | 3.1299 | 0 | 0
Domestic Off Peak (related MPAN) | 0.22085 | 0 | 0 | 0 | 0 | 0
Small Non Domestic Unrestricted | 1.6302 | 0 | 0 | 3.1299 | 0 | 0
Small Non Domestic Two Rate | 1.664 | 0.15252 | 0 | 3.1299 | 0 | 0
Small Non Domestic Off Peak (related MPAN) | 0.16447 | 0 | 0 | 0 | 0 | 0
LV Medium Non-Domestic | 1.3659 | 0.11544 | 0 | 10.5751 | 0 | 0
LV Sub Medium Non-Domestic | 1.0803 | 0.089726 | 0 | 39.9872 | 0 | 0
HV Medium Non-Domestic | 0.79682 | 0.058253 | 0 | 163.2146 | 0 | 0
LV Network Domestic | 9.381 | 1.2311 | 0.16352 | 3.1299 | 0 | 0
LV Network Non-Domestic Non-CT | 9.1214 | 1.1969 | 0.15898 | 3.1299 | 0 | 0
LV HH Metered | 6.5139 | 0.81036 | 0.10729 | 12.4566 | 2.9099 | 0.2016
LV Sub HH Metered | 5.1829 | 0.60785 | 0.080174 | 39.9872 | 2.9156 | 0.15059
HV HH Metered | 3.6158 | 0.37859 | 0.049536 | 87.9266 | 2.7046 | 0.09453
NHH UMS category A | 2.563 | 0 | 0 | 0 | 0 | 0
NHH UMS category B | 2.7741 | 0 | 0 | 0 | 0 | 0
NHH UMS category C | 3.7985 | 0 | 0 | 0 | 0 | 0
NHH UMS category D | 2.4778 | 0 | 0 | 0 | 0 | 0
LV UMS (Pseudo HH Metered) | 22.5552 | 2.4868 | 1.6587 | 0 | 0 | 0
LV Generation NHH or Aggregate HH | -0.91208 | 0 | 0 | 0 | 0 | 0
LV Sub Generation NHH | -0.73022 | 0 | 0 | 0 | 0 | 0
LV Generation Intermittent | -0.91208 | 0 | 0 | 0 | 0 | 0.17787
LV Generation Non-Intermittent | -6.6227 | -0.86906 | -0.11544 | 0 | 0 | 0.17787
LV Sub Generation Intermittent | -0.73022 | 0 | 0 | 0 | 0 | 0.14686
LV Sub Generation Non-Intermittent | -5.3812 | -0.67721 | -0.089726 | 0 | 0 | 0.14686
HV Generation Intermittent | -0.52562 | 0 | 0 | 5.9207 | 0 | 0.10955
HV Generation Non-Intermittent | -4.0057 | -0.45636 | -0.060075 | 5.9207 | 0 | 0.10955

## Revenue
Revenue shortfall or surplus for Electricity North West in 2017/2018 (December 2015)
3401. Net revenues by tariff before matching (£)
Data sources:
x1 = 1010. Days in the charging year (in Financial and general assumptions)
x2 = 3307. Fixed charge p/MPAN/day (total) (in Summary of charges before revenue matching)
x3 = 2305. MPANs (in Equivalent volume for each end user)
x4 = 3307. Capacity charge p/kVA/day (total) (in Summary of charges before revenue matching)
x5 = 2305. Import capacity (kVA) (in Equivalent volume for each end user)
x6 = 3307. Unit rate 1 p/kWh (total) (in Summary of charges before revenue matching)
x7 = 2305. Rate 1 units (MWh) (in Equivalent volume for each end user)
x8 = 3307. Unit rate 2 p/kWh (total) (in Summary of charges before revenue matching)
x9 = 2305. Rate 2 units (MWh) (in Equivalent volume for each end user)
x10 = 3307. Unit rate 3 p/kWh (total) (in Summary of charges before revenue matching)
x11 = 2305. Rate 3 units (MWh) (in Equivalent volume for each end user)
x12 = 3307. Reactive power charge p/kVArh (in Summary of charges before revenue matching)
x13 = 2305. Reactive power units (MVArh) (in Equivalent volume for each end user)
Calculation =0.01*x1*(x2*x3+x4*x5)+10*(x6*x7+x8*x9+x10*x11+x12*x13)
Net revenues
Domestic Unrestricted | 134216588.1046
Domestic Two Rate | 12348800.6146
Domestic Off Peak (related MPAN) | 36788.3282
Small Non Domestic Unrestricted | 27104436.4547
Small Non Domestic Two Rate | 10188817.053
Small Non Domestic Off Peak (related MPAN) | 29973.7569
LV Medium Non-Domestic | 0
LV Sub Medium Non-Domestic | 0
HV Medium Non-Domestic | 82241.2924
LV Network Domestic | 0
LV Network Non-Domestic Non-CT | 7951704.7988
LV HH Metered | 42451466.2347
LV Sub HH Metered | 19247507.2478
HV HH Metered | 45666974.9528
NHH UMS category A | 939870.9905
NHH UMS category B | 281548.2875
NHH UMS category C | 10096.7481
NHH UMS category D | 1.9485
LV UMS (Pseudo HH Metered) | 7583272.5275
LV Generation NHH or Aggregate HH | -6955.0978
LV Sub Generation NHH | 0
LV Generation Intermittent | -263279.5021
LV Generation Non-Intermittent | -20806.2665
LV Sub Generation Intermittent | -10247.6008
LV Sub Generation Non-Intermittent | -2215.0171
HV Generation Intermittent | -1841575.7539
HV Generation Non-Intermittent | -2594509.5398
3402. Target CDCM revenue
Data sources:
x1 = 1001. Value (in CDCM target revenue (monetary amounts in £))
x2 = Target CDCM revenue (£/year) (in Target CDCM revenue)
x3 = 1001. Revenue elements and subtotals (£/year) (in CDCM target revenue (monetary amounts in £))
Kind: | Special calculation | Calculation
Formula: | = derived from x1 | =x2-x3
| Target CDCM revenue (£/year) | Check (should be zero)
Latest Forecast of CDCM Revenue | 382984944.8173 | 0
3403. Revenue surplus or shortfall
Data sources:
x1 = 3401. Net revenues by tariff before matching (£)
x2 = 3402. Target CDCM revenue (£/year) (in Target CDCM revenue)
x3 = Total net revenues before matching (£) (in Revenue surplus or shortfall)
Kind: | Cell summation | Calculation
Formula: | =SUM(x1) | =x2-x3
| Total net revenues before matching (£) | Revenue shortfall (surplus) £
Revenue surplus or shortfall | 303400500.5625 | 79584444.2548

## Scaler
Revenue matching for Electricity North West in 2017/2018 (December 2015)
This sheet modifies tariffs so that the total expected net revenues matches the target.
3501. Factor to scale to £1/kW at transmission exit level
Data sources:
x1 = 2901. Unit cost at each level, £/kW/year (relative to system simultaneous maximum load)
Calculation =IF(x1,1/x1,0)
Transmission exit
Factor to scale to £1/kW at transmission exit level | 0.20006
3502. Applicability factor for £1/kW scaler
Data sources:
x1 = 3501. Factor to scale to £1/kW at transmission exit level
x2 = Zero for other levels
Combine tables = x1 or x2
| GSPs | Assets 132kV | Assets 132kV/EHV | Assets EHV | Assets EHV/HV | Assets 132kV/HV | Assets HV | Assets HV/LV | Assets LV circuits | Assets LV customer | Assets HV customer | Transmission exit | Operating 132kV | Operating 132kV/EHV | Operating EHV | Operating EHV/HV | Operating 132kV/HV | Operating HV | Operating HV/LV | Operating LV circuits | Operating LV customer | Operating HV customer
Applicability factor for £1/kW scaler | 0 | 0 | 0 | 0 | 0 | 0 | 0 | 0 | 0 | 0 | 0 | 0.20006 | 0 | 0 | 0 | 0 | 0 | 0 | 0 | 0 | 0 | 0
3503. Scalable elements of tariff components
Data sources:
x1 = 3301. Unit rate 1 p/kWh (elements)
x2 = 3502. Applicability factor for £1/kW scaler
x3 = 3302. Unit rate 2 p/kWh (elements)
x4 = 3303. Unit rate 3 p/kWh (elements)
x5 = 3304. Fixed charge p/MPAN/day (elements)
x6 = 3305. Capacity charge p/kVA/day (elements)
x7 = 3306. Reactive power charge p/kVArh (elements)
Kind: | Sum-product calculation | Sum-product calculation | Sum-product calculation | Sum-product calculation | Sum-product calculation | Sum-product calculation
Formula: | =SUMPRODUCT(x1, x2) | =SUMPRODUCT(x3, x2) | =SUMPRODUCT(x4, x2) | =SUMPRODUCT(x5, x2) | =SUMPRODUCT(x6, x2) | =SUMPRODUCT(x7, x2)
| Unit rate 1 p/kWh scalable part | Unit rate 2 p/kWh scalable part | Unit rate 3 p/kWh scalable part | Fixed charge p/MPAN/day scalable part | Capacity charge p/kVA/day scalable part | Reactive power charge p/kVArh scalable part
Domestic Unrestricted | 0.024593 | 0 | 0 | 0 | 0 | 0
Domestic Two Rate | 0.029428 | 0.00056015 | 0 | 0 | 0 | 0
Domestic Off Peak (related MPAN) | 0.0013673 | 0 | 0 | 0 | 0 | 0
Small Non Domestic Unrestricted | 0.022062 | 0 | 0 | 0 | 0 | 0
Small Non Domestic Two Rate | 0.023062 | 0.00046978 | 0 | 0 | 0 | 0
Small Non Domestic Off Peak (related MPAN) | 0.00074237 | 0 | 0 | 0 | 0 | 0
LV Medium Non-Domestic | 0.019251 | 0.00035555 | 0 | 0 | 0 | 0
LV Sub Medium Non-Domestic | 0.018058 | 0.00033869 | 0 | 0 | 0 | 0
HV Medium Non-Domestic | 0.022137 | 0.00042239 | 0 | 0 | 0 | 0
LV Network Domestic | 0.17873 | 0.0056938 | 0.00050341 | 0 | 0 | 0
LV Network Non-Domestic Non-CT | 0.1739 | 0.00554 | 0.00048982 | 0 | 0 | 0
LV HH Metered | 0.1513 | 0.0048201 | 0.00042617 | 0 | 0 | 0.003245
LV Sub HH Metered | 0.14296 | 0.0045542 | 0.00040266 | 0 | 0 | 0.0029634
HV HH Metered | 0.12752 | 0.0040625 | 0.00035919 | 0 | 0 | 0.0025048
NHH UMS category A | 0.013871 | 0 | 0 | 0 | 0 | 0
NHH UMS category B | 0.021641 | 0 | 0 | 0 | 0 | 0
NHH UMS category C | 0.041106 | 0 | 0 | 0 | 0 | 0
NHH UMS category D | 0.0092465 | 0 | 0 | 0 | 0 | 0
LV UMS (Pseudo HH Metered) | 0.41944 | 0.003655 | 0.00039071 | 0 | 0 | 0
LV Generation NHH or Aggregate HH | -0.01262 | 0 | 0 | 0 | 0 | 0
LV Sub Generation NHH | -0.012022 | 0 | 0 | 0 | 0 | 0
LV Generation Intermittent | -0.01262 | 0 | 0 | 0 | 0 | 0.0022115
LV Generation Non-Intermittent | -0.12623 | -0.0040214 | -0.00035555 | 0 | 0 | 0.0022115
LV Sub Generation Intermittent | -0.012022 | 0 | 0 | 0 | 0 | 0.0021067
LV Sub Generation Non-Intermittent | -0.12025 | -0.0038307 | -0.00033869 | 0 | 0 | 0.0021067
HV Generation Intermittent | -0.011866 | 0 | 0 | 0 | 0 | 0.0020794
HV Generation Non-Intermittent | -0.11869 | -0.0037811 | -0.00033431 | 0 | 0 | 0.0020794
3504. Marginal revenue effect of scaler
Data sources:
x1 = 2302. Load coefficient
x2 = 3503. Unit rate 1 p/kWh scalable part (in Scalable elements of tariff components)
x3 = 2305. Rate 1 units (MWh) (in Equivalent volume for each end user)
x4 = 3503. Unit rate 2 p/kWh scalable part (in Scalable elements of tariff components)
x5 = 2305. Rate 2 units (MWh) (in Equivalent volume for each end user)
x6 = 3503. Unit rate 3 p/kWh scalable part (in Scalable elements of tariff components)
x7 = 2305. Rate 3 units (MWh) (in Equivalent volume for each end user)
x8 = 3503. Fixed charge p/MPAN/day scalable part (in Scalable elements of tariff components)
x9 = 1010. Days in the charging year (in Financial and general assumptions)
x10 = 2305. MPANs (in Equivalent volume for each end user)
x11 = 3503. Capacity charge p/kVA/day scalable part (in Scalable elements of tariff components)
x12 = 2305. Import capacity (kVA) (in Equivalent volume for each end user)
x13 = 3503. Reactive power charge p/kVArh scalable part (in Scalable elements of tariff components)
x14 = 2305. Reactive power units (MVArh) (in Equivalent volume for each end user)
Kind: | Calculation | Calculation | Calculation | Calculation | Calculation | Calculation
Formula: | =IF(x1<0,0,x2*x3*10) | =IF(x1<0,0,x4*x5*10) | =IF(x1<0,0,x6*x7*10) | =x8*x9*x10/100 | =x11*x9*x12/100 | =IF(x1<0,0,x13*x14*10)
| Effect through Unit rate 1 p/kWh | Effect through Unit rate 2 p/kWh | Effect through Unit rate 3 p/kWh | Effect through Fixed charge p/MPAN/day | Effect through Capacity charge p/kVA/day | Effect through Reactive power charge p/kVArh
Domestic Unrestricted | 1633817.0375 | 0 | 0 | 0 | 0 | 0
Domestic Two Rate | 139745.8198 | 2669.6722 | 0 | 0 | 0 | 0
Domestic Off Peak (related MPAN) | 227.7599 | 0 | 0 | 0 | 0 | 0
Small Non Domestic Unrestricted | 347685.6332 | 0 | 0 | 0 | 0 | 0
Small Non Domestic Two Rate | 131214.8042 | 1045.3081 | 0 | 0 | 0 | 0
Small Non Domestic Off Peak (related MPAN) | 135.2897 | 0 | 0 | 0 | 0 | 0
LV Medium Non-Domestic | 0 | 0 | 0 | 0 | 0 | 0
LV Sub Medium Non-Domestic | 0 | 0 | 0 | 0 | 0 | 0
HV Medium Non-Domestic | 1266.3032 | 6.6452 | 0 | 0 | 0 | 0
LV Network Domestic | 0 | 0 | 0 | 0 | 0 | 0
LV Network Non-Domestic Non-CT | 97297.231 | 11000.3226 | 1262.4608 | 0 | 0 | 0
LV HH Metered | 372702.1119 | 42217.7328 | 4848.5436 | 0 | 0 | 8654.412
LV Sub HH Metered | 195543.1832 | 22636.6094 | 2675.7892 | 0 | 0 | 3393.6883
HV HH Metered | 650783.1405 | 70737.7205 | 10274.936 | 0 | 0 | 9733.9583
NHH UMS category A | 5086.7581 | 0 | 0 | 0 | 0 | 0
NHH UMS category B | 2196.3808 | 0 | 0 | 0 | 0 | 0
NHH UMS category C | 109.2636 | 0 | 0 | 0 | 0 | 0
NHH UMS category D | 0.0072713 | 0 | 0 | 0 | 0 | 0
LV UMS (Pseudo HH Metered) | 59957.1471 | 1204.0559 | 833.8344 | 0 | 0 | 0
LV Generation NHH or Aggregate HH | 0 | 0 | 0 | 0 | 0 | 0
LV Sub Generation NHH | 0 | 0 | 0 | 0 | 0 | 0
LV Generation Intermittent | 0 | 0 | 0 | 0 | 0 | 0
LV Generation Non-Intermittent | 0 | 0 | 0 | 0 | 0 | 0
LV Sub Generation Intermittent | 0 | 0 | 0 | 0 | 0 | 0
LV Sub Generation Non-Intermittent | 0 | 0 | 0 | 0 | 0 | 0
HV Generation Intermittent | 0 | 0 | 0 | 0 | 0 | 0
HV Generation Non-Intermittent | 0 | 0 | 0 | 0 | 0 | 0
3505. Scaler value at which the minimum is breached
Data sources:
x1 = 3503. Unit rate 1 p/kWh scalable part (in Scalable elements of tariff components)
x2 = 3307. Unit rate 1 p/kWh (total) (in Summary of charges before revenue matching)
x3 = 3503. Unit rate 2 p/kWh scalable part (in Scalable elements of tariff components)
x4 = 3307. Unit rate 2 p/kWh (total) (in Summary of charges before revenue matching)
x5 = 3503. Unit rate 3 p/kWh scalable part (in Scalable elements of tariff components)
x6 = 3307. Unit rate 3 p/kWh (total) (in Summary of charges before revenue matching)
x7 = 3503. Fixed charge p/MPAN/day scalable part (in Scalable elements of tariff components)
x8 = 3307. Fixed charge p/MPAN/day (total) (in Summary of charges before revenue matching)
x9 = 3503. Capacity charge p/kVA/day scalable part (in Scalable elements of tariff components)
x10 = 3307. Capacity charge p/kVA/day (total) (in Summary of charges before revenue matching)
x11 = 3503. Reactive power charge p/kVArh scalable part (in Scalable elements of tariff components)
x12 = 3307. Reactive power charge p/kVArh (in Summary of charges before revenue matching)
Kind: | Calculation | Calculation | Calculation | Calculation | Calculation | Calculation
Formula: | =IF(x1,0-x2/x1,0) | =IF(x3,0-x4/x3,0) | =IF(x5,0-x6/x5,0) | =IF(x7,0-x8/x7,0) | =IF(x9,0-x10/x9,0) | =IF(x11,0-x12/x11,0)
| Scaler threshold for Unit rate 1 p/kWh | Scaler threshold for Unit rate 2 p/kWh | Scaler threshold for Unit rate 3 p/kWh | Scaler threshold for Fixed charge p/MPAN/day | Scaler threshold for Capacity charge p/kVA/day | Scaler threshold for Reactive power charge p/kVArh
Domestic Unrestricted | -67.9187 |  |  | 0
Domestic Two Rate | -67.4151 | -324.6699 |  | 0
Domestic Off Peak (related MPAN) | -161.5224
Small Non Domestic Unrestricted | -73.8943 |  |  | 0
Small Non Domestic Two Rate | -72.1519 | -324.6614 |  | 0
Small Non Domestic Off Peak (related MPAN) | -221.5524
LV Medium Non-Domestic | -70.9503 | -324.6699 |  | 0
LV Sub Medium Non-Domestic | -59.8248 | -264.9191 |  | 0
HV Medium Non-Domestic | -35.9952 | -137.9116 |  | 0
LV Network Domestic | -52.4881 | -216.2136 | -324.8262 | 0
LV Network Non-Domestic Non-CT | -52.4521 | -216.0472 | -324.5739 | 0
LV HH Metered | -43.0524 | -168.1209 | -251.757 | 0 | 0 | -62.1279
LV Sub HH Metered | -36.2552 | -133.4689 | -199.1085 | 0 | 0 | -50.8173
HV HH Metered | -28.3544 | -93.1905 | -137.9116 | 0 | 0 | -37.7398
NHH UMS category A | -184.7682
NHH UMS category B | -128.1874
NHH UMS category C | -92.4073
NHH UMS category D | -267.975
LV UMS (Pseudo HH Metered) | -53.7742 | -680.3786 | -4245.3432
LV Generation NHH or Aggregate HH | -72.2717 |  |  | 0
LV Sub Generation NHH | -60.7411 |  |  | 0
LV Generation Intermittent | -72.2717 |  |  | 0 |  | -80.4296
LV Generation Non-Intermittent | -52.4658 | -216.1105 | -324.6699 | 0 |  | -80.4296
LV Sub Generation Intermittent | -60.7411 |  |  | 0 |  | -69.7133
LV Sub Generation Non-Intermittent | -44.7517 | -176.7839 | -264.9191 | 0 |  | -69.7133
HV Generation Intermittent | -44.2956 |  |  | 0 |  | -52.6846
HV Generation Non-Intermittent | -33.7494 | -120.6943 | -179.6995 | 0 |  | -52.6846
3506. Constraint-free solution
Data sources:
x1 = 3403. Revenue shortfall (surplus) £ (in Revenue surplus or shortfall)
x2 = 3504. Effect through Unit rate 1 p/kWh (in Marginal revenue effect of scaler)
x3 = 3504. Effect through Unit rate 2 p/kWh (in Marginal revenue effect of scaler)
x4 = 3504. Effect through Unit rate 3 p/kWh (in Marginal revenue effect of scaler)
x5 = 3504. Effect through Fixed charge p/MPAN/day (in Marginal revenue effect of scaler)
x6 = 3504. Effect through Capacity charge p/kVA/day (in Marginal revenue effect of scaler)
x7 = 3504. Effect through Reactive power charge p/kVArh (in Marginal revenue effect of scaler)
Calculation =x1/SUM(x2,x3,x4,x5,x6,x7)
Constraint-free solution
Constraint-free solution | 20.774
3507. Starting point
Data sources:
x1 = 3506. Constraint-free solution
x2 = 3505. Scaler threshold for Unit rate 1 p/kWh (in Scaler value at which the minimum is breached)
x3 = 3505. Scaler threshold for Unit rate 2 p/kWh (in Scaler value at which the minimum is breached)
x4 = 3505. Scaler threshold for Unit rate 3 p/kWh (in Scaler value at which the minimum is breached)
x5 = 3505. Scaler threshold for Fixed charge p/MPAN/day (in Scaler value at which the minimum is breached)
x6 = 3505. Scaler threshold for Capacity charge p/kVA/day (in Scaler value at which the minimum is breached)
x7 = 3505. Scaler threshold for Reactive power charge p/kVArh (in Scaler value at which the minimum is breached)
Calculation =MIN(x1,x2,x3,x4,x5,x6,x7)
Starting point
Starting point | -4245.3432
3508. Solve for General scaler rate
Data sources:
x1 = 3507. Starting point
x2 = 3504. Effect through Unit rate 1 p/kWh (in Marginal revenue effect of scaler)
x3 = 3504. Effect through Unit rate 2 p/kWh (in Marginal revenue effect of scaler)
x4 = 3504. Effect through Unit rate 3 p/kWh (in Marginal revenue effect of scaler)
x5 = 3504. Effect through Fixed charge p/MPAN/day (in Marginal revenue effect of scaler)
x6 = 3504. Effect through Capacity charge p/kVA/day (in Marginal revenue effect of scaler)
x7 = 3504. Effect through Reactive power charge p/kVArh (in Marginal revenue effect of scaler)
x8 = Location (in Solve for General scaler rate)
x9 = Kink (in Solve for General scaler rate)
x10 = Ranking before tie break (in Solve for General scaler rate)
x11 = Counter (in Solve for General scaler rate)
x12 = Tie breaker (in Solve for General scaler rate)
x13 = Ranking (in Solve for General scaler rate)
x14 = Kink reordering (in Solve for General scaler rate)
x15 = Starting slope contributions (in Solve for General scaler rate)
x16 = New slope (in Solve for General scaler rate)
x17 = Location (ordered) (in Solve for General scaler rate)
x18 = Starting values (in Solve for General scaler rate)
x19 = 3403. Revenue shortfall (surplus) £ (in Revenue surplus or shortfall)
x20 = 3506. Constraint-free solution
x21 = Value (in Solve for General scaler rate)
Kind: | Special calculation | Special calculation | Special calculation | Special calculation | Special calculation | Fixed data | Calculation | Special calculation | Special calculation | Special calculation | Special calculation | Special calculation | Special calculation
Formula: | =x1 | Special calculation | =IF(ISERROR(x8),x9,0) | =MAX(x1,x8)*x9 | =RANK(x8,x8,1) |  | =x10*162+x11 | =RANK(x12,x12,1) | =MATCH(x11,x13,0) | =INDEX(x8,x14,1) or =x8 | Special calculation | Special calculation | Special calculation
| Location | Kink | Starting slope contributions | Starting values | Ranking before tie break | Counter | Tie breaker | Ranking | Kink reordering | Location (ordered) | New slope | Value | Root
Starting point | -4245.3432 |  |  |  |  | 0 | 0 |  |  | -4245.3432 | 0 | -315702243.9318 | 20.774
Kink 1 | -67.9187 | 1633817.0375 | 0 | -110966738.5258 | 39 | 1 | 6319 | 39 | 73 | -4245.3432 | 833.8344 | -315702243.9318
Kink 2 | -67.4151 | 139745.8198 | 0 | -9420971.5845 | 40 | 2 | 6482 | 40 | 46 | -680.3786 | 2037.8903 | -312729653.7444
Kink 3 | -161.5224 | 227.7599 | 0 | -36788.3282 | 22 | 3 | 3567 | 22 | 64 | -324.8262 | 2037.8903 | -312005077.0908
Kink 4 | -73.8943 | 347685.6332 | 0 | -25691978.9436 | 32 | 4 | 5188 | 32 | 34 | -324.6699 | 2037.8903 | -312004758.5535
Kink 5 | -72.1519 | 131214.8042 | 0 | -9467394.4552 | 35 | 5 | 5675 | 35 | 77 | -324.6699 | 2037.8903 | -312004758.5535
Kink 6 | -221.5524 | 135.2897 | 0 | -29973.7569 | 13 | 6 | 2112 | 13 | 29 | -324.6699 | 4707.5625 | -312004758.5535
Kink 7 | -70.9503 | 0 | 0 | 0 | 36 | 7 | 5839 | 36 | 32 | -324.6614 | 5752.8706 | -312004718.6579
Kink 8 | -59.8248 | 0 | 0 | 0 | 44 | 8 | 7136 | 44 | 65 | -324.5739 | 7015.3315 | -312004214.9617
Kink 9 | -35.9952 | 1266.3032 | 0 | -45580.8577 | 57 | 9 | 9243 | 57 | 18 | -267.975 | 7015.3388 | -311607154.8874
Kink 10 | -52.4881 | 0 | 0 | 0 | 48 | 10 | 7786 | 48 | 35 | -264.9191 | 7015.3388 | -311585717.1088
Kink 11 | -52.4521 | 97297.231 | 0 | -5103442.3514 | 50 | 11 | 8111 | 50 | 79 | -264.9191 | 7015.3388 | -311585717.1088
Kink 12 | -43.0524 | 372702.1119 | 0 | -16045720.5366 | 54 | 12 | 8760 | 54 | 66 | -251.757 | 11863.8824 | -311493380.3909
Kink 13 | -36.2552 | 195543.1832 | 0 | -7089460.1854 | 56 | 13 | 9085 | 56 | 6 | -221.5524 | 11999.1721 | -311135036.9778
Kink 14 | -28.3544 | 650783.1405 | 0 | -18452553.1273 | 59 | 14 | 9572 | 59 | 37 | -216.2136 | 11999.1721 | -311070975.7091
Kink 15 | -184.7682 | 5086.7581 | 0 | -939870.9905 | 18 | 15 | 2931 | 18 | 50 | -216.1105 | 11999.1721 | -311069738.3512
Kink 16 | -128.1874 | 2196.3808 | 0 | -281548.2875 | 26 | 16 | 4228 | 26 | 38 | -216.0472 | 22999.4946 | -311068978.0892
Kink 17 | -92.4073 | 109.2636 | 0 | -10096.7481 | 29 | 17 | 4715 | 29 | 67 | -199.1085 | 25675.2838 | -310679398.3901
Kink 18 | -267.975 | 0.0072713 | 0 | -1.9485 | 9 | 18 | 1476 | 9 | 15 | -184.7682 | 30762.0419 | -310311205.3437
Kink 19 | -53.7742 | 59957.1471 | 0 | -3224145.4913 | 45 | 19 | 7309 | 45 | 81 | -179.6995 | 30762.0419 | -310155283.9988
Kink 20 | -72.2717 | 0 | 0 | 0 | 33 | 20 | 5366 | 33 | 52 | -176.7839 | 30762.0419 | -310065593.5983
Kink 21 | -60.7411 | 0 | 0 | 0 | 42 | 21 | 6825 | 42 | 39 | -168.1209 | 72979.7747 | -309799101.8697
Kink 22 | -72.2717 | 0 | 0 | 0 | 33 | 22 | 5368 | 34 | 3 | -161.5224 | 73207.5346 | -309317544.0338
Kink 23 | -52.4658 | 0 | 0 | 0 | 49 | 23 | 7961 | 49 | 36 | -137.9116 | 73214.1798 | -307589055.8784
Kink 24 | -60.7411 | 0 | 0 | 0 | 42 | 24 | 6828 | 43 | 68 | -137.9116 | 83489.1158 | -307589055.8784
Kink 25 | -44.7517 | 0 | 0 | 0 | 52 | 25 | 8449 | 52 | 40 | -133.4689 | 106125.7252 | -307218137.615
Kink 26 | -44.2956 | 0 | 0 | 0 | 53 | 26 | 8612 | 53 | 16 | -128.1874 | 108322.1059 | -306657632.3938
Kink 27 | -33.7494 | 0 | 0 | 0 | 58 | 27 | 9423 | 58 | 54 | -120.6943 | 108322.1059 | -305845970.8228
Kink 28 | 0 | 0 | 0 | 0 | 60 | 28 | 9748 | 60 | 41 | -93.1905 | 179059.8264 | -302866694.7182
Kink 29 | -324.6699 | 2669.6722 | 0 | -866762.2449 | 6 | 29 | 1001 | 6 | 17 | -92.4073 | 179169.09 | -302726452.8883
Kink 30 | 0 | 0 | 0 | 0 | 60 | 30 | 9750 | 61 | 157 | -80.4296 | 179169.09 | -300580427.0548
Kink 31 | 0 | 0 | 0 | 0 | 60 | 31 | 9751 | 62 | 158 | -80.4296 | 179169.09 | -300580427.0548
Kink 32 | -324.6614 | 1045.3081 | 0 | -339371.2273 | 7 | 32 | 1166 | 7 | 4 | -73.8943 | 526854.7232 | -299409497.5649
Kink 33 | 0 | 0 | 0 | 0 | 60 | 33 | 9753 | 63 | 20 | -72.2717 | 526854.7232 | -298554609.9381
Kink 34 | -324.6699 | 0 | 0 | 0 | 4 | 34 | 682 | 4 | 22 | -72.2717 | 526854.7232 | -298554609.9381
Kink 35 | -264.9191 | 0 | 0 | 0 | 10 | 35 | 1655 | 10 | 5 | -72.1519 | 658069.5275 | -298491505.3631
Kink 36 | -137.9116 | 6.6452 | 0 | -916.4481 | 23 | 36 | 3762 | 23 | 7 | -70.9503 | 658069.5275 | -297700806.7336
Kink 37 | -216.2136 | 0 | 0 | 0 | 14 | 37 | 2305 | 14 | 159 | -69.7133 | 658069.5275 | -296886775.0847
Kink 38 | -216.0472 | 11000.3226 | 0 | -2376588.4438 | 16 | 38 | 2630 | 16 | 160 | -69.7133 | 658069.5275 | -296886775.0847
Kink 39 | -168.1209 | 42217.7328 | 0 | -7097684.0055 | 21 | 39 | 3441 | 21 | 1 | -67.9187 | 2291886.565 | -295705784.129
Kink 40 | -133.4689 | 22636.6094 | 0 | -3021283.3052 | 25 | 40 | 4090 | 25 | 2 | -67.4151 | 2431632.3848 | -294551464.9311
Kink 41 | -93.1905 | 70737.7205 | 0 | -6592082.0583 | 28 | 41 | 4577 | 28 | 147 | -62.1279 | 2440286.7968 | -281695153.0064
Kink 42 | 0 | 0 | 0 | 0 | 60 | 42 | 9762 | 64 | 21 | -60.7411 | 2440286.7968 | -278310823.5222
Kink 43 | 0 | 0 | 0 | 0 | 60 | 43 | 9763 | 65 | 24 | -60.7411 | 2440286.7968 | -278310823.5222
Kink 44 | 0 | 0 | 0 | 0 | 60 | 44 | 9764 | 66 | 8 | -59.8248 | 2440286.7968 | -276074806.6417
Kink 45 | 0 | 0 | 0 | 0 | 60 | 45 | 9765 | 67 | 19 | -53.7742 | 2500243.9439 | -261309546.2656
Kink 46 | -680.3786 | 1204.0559 | 0 | -819213.7993 | 2 | 46 | 370 | 2 | 161 | -52.6846 | 2500243.9439 | -258585454.4022
Kink 47 | 0 | 0 | 0 | 0 | 60 | 47 | 9767 | 68 | 162 | -52.6846 | 2500243.9439 | -258585454.4022
Kink 48 | 0 | 0 | 0 | 0 | 60 | 48 | 9768 | 69 | 10 | -52.4881 | 2500243.9439 | -258094110.667
Kink 49 | 0 | 0 | 0 | 0 | 60 | 49 | 9769 | 70 | 23 | -52.4658 | 2500243.9439 | -258038379.6763
Kink 50 | -216.1105 | 0 | 0 | 0 | 15 | 50 | 2480 | 15 | 11 | -52.4521 | 2597541.175 | -258004017.8047
Kink 51 | 0 | 0 | 0 | 0 | 60 | 51 | 9771 | 71 | 148 | -50.8173 | 2600934.8633 | -253757491.3291
Kink 52 | -176.7839 | 0 | 0 | 0 | 20 | 52 | 3292 | 20 | 25 | -44.7517 | 2600934.8633 | -237981364.9012
Kink 53 | 0 | 0 | 0 | 0 | 60 | 53 | 9773 | 72 | 26 | -44.2956 | 2600934.8633 | -236795079.999
Kink 54 | -120.6943 | 0 | 0 | 0 | 27 | 54 | 4428 | 27 | 12 | -43.0524 | 2973636.9752 | -233561605.9333
Kink 55 | 0 | 0 | 0 | 0 | 60 | 55 | 9775 | 73 | 149 | -37.7398 | 2983370.9335 | -217763951.8278
Kink 56 | 0 | 0 | 0 | 0 | 60 | 56 | 9776 | 74 | 13 | -36.2552 | 3178914.1167 | -213334793.6114
Kink 57 | 0 | 0 | 0 | 0 | 60 | 57 | 9777 | 75 | 9 | -35.9952 | 3180180.4199 | -212508281.298
Kink 58 | 0 | 0 | 0 | 0 | 60 | 58 | 9778 | 76 | 27 | -33.7494 | 3180180.4199 | -205366226.5255
Kink 59 | 0 | 0 | 0 | 0 | 60 | 59 | 9779 | 77 | 14 | -28.3544 | 3830963.5604 | -188209044.7143
Kink 60 | 0 | 0 | 0 | 0 | 60 | 60 | 9780 | 78 | 28 | 0 | 3830963.5604 | -79584444.2548
Kink 61 | 0 | 0 | 0 | 0 | 60 | 61 | 9781 | 79 | 30 | 0 | 3830963.5604 | -79584444.2548
Kink 62 | 0 | 0 | 0 | 0 | 60 | 62 | 9782 | 80 | 31 | 0 | 3830963.5604 | -79584444.2548
Kink 63 | 0 | 0 | 0 | 0 | 60 | 63 | 9783 | 81 | 33 | 0 | 3830963.5604 | -79584444.2548
Kink 64 | -324.8262 | 0 | 0 | 0 | 3 | 64 | 550 | 3 | 42 | 0 | 3830963.5604 | -79584444.2548
Kink 65 | -324.5739 | 1262.4608 | 0 | -409761.8142 | 8 | 65 | 1361 | 8 | 43 | 0 | 3830963.5604 | -79584444.2548
Kink 66 | -251.757 | 4848.5436 | 0 | -1220654.8601 | 12 | 66 | 2010 | 12 | 44 | 0 | 3830963.5604 | -79584444.2548
Kink 67 | -199.1085 | 2675.7892 | 0 | -532772.4801 | 17 | 67 | 2821 | 17 | 45 | 0 | 3830963.5604 | -79584444.2548
Kink 68 | -137.9116 | 10274.936 | 0 | -1417032.9825 | 24 | 68 | 3956 | 24 | 47 | 0 | 3830963.5604 | -79584444.2548
Kink 69 | 0 | 0 | 0 | 0 | 60 | 69 | 9789 | 82 | 48 | 0 | 3830963.5604 | -79584444.2548
Kink 70 | 0 | 0 | 0 | 0 | 60 | 70 | 9790 | 83 | 49 | 0 | 3830963.5604 | -79584444.2548
Kink 71 | 0 | 0 | 0 | 0 | 60 | 71 | 9791 | 84 | 51 | 0 | 3830963.5604 | -79584444.2548
Kink 72 | 0 | 0 | 0 | 0 | 60 | 72 | 9792 | 85 | 53 | 0 | 3830963.5604 | -79584444.2548
Kink 73 | -4245.3432 | 833.8344 | 0 | -3539913.2369 | 1 | 73 | 235 | 1 | 55 | 0 | 3830963.5604 | -79584444.2548
Kink 74 | 0 | 0 | 0 | 0 | 60 | 74 | 9794 | 86 | 56 | 0 | 3830963.5604 | -79584444.2548
Kink 75 | 0 | 0 | 0 | 0 | 60 | 75 | 9795 | 87 | 57 | 0 | 3830963.5604 | -79584444.2548
Kink 76 | 0 | 0 | 0 | 0 | 60 | 76 | 9796 | 88 | 58 | 0 | 3830963.5604 | -79584444.2548
Kink 77 | -324.6699 | 0 | 0 | 0 | 4 | 77 | 725 | 5 | 59 | 0 | 3830963.5604 | -79584444.2548
Kink 78 | 0 | 0 | 0 | 0 | 60 | 78 | 9798 | 89 | 60 | 0 | 3830963.5604 | -79584444.2548
Kink 79 | -264.9191 | 0 | 0 | 0 | 10 | 79 | 1699 | 11 | 61 | 0 | 3830963.5604 | -79584444.2548
Kink 80 | 0 | 0 | 0 | 0 | 60 | 80 | 9800 | 90 | 62 | 0 | 3830963.5604 | -79584444.2548
Kink 81 | -179.6995 | 0 | 0 | 0 | 19 | 81 | 3159 | 19 | 63 | 0 | 3830963.5604 | -79584444.2548
Kink 82 | 0 | 0 | 0 | 0 | 60 | 82 | 9802 | 91 | 69 | 0 | 3830963.5604 | -79584444.2548
Kink 83 | 0 | 0 | 0 | 0 | 60 | 83 | 9803 | 92 | 70 | 0 | 3830963.5604 | -79584444.2548
Kink 84 | 0 | 0 | 0 | 0 | 60 | 84 | 9804 | 93 | 71 | 0 | 3830963.5604 | -79584444.2548
Kink 85 | 0 | 0 | 0 | 0 | 60 | 85 | 9805 | 94 | 72 | 0 | 3830963.5604 | -79584444.2548
Kink 86 | 0 | 0 | 0 | 0 | 60 | 86 | 9806 | 95 | 74 | 0 | 3830963.5604 | -79584444.2548
Kink 87 | 0 | 0 | 0 | 0 | 60 | 87 | 9807 | 96 | 75 | 0 | 3830963.5604 | -79584444.2548
Kink 88 | 0 | 0 | 0 | 0 | 60 | 88 | 9808 | 97 | 76 | 0 | 3830963.5604 | -79584444.2548
Kink 89 | 0 | 0 | 0 | 0 | 60 | 89 | 9809 | 98 | 78 | 0 | 3830963.5604 | -79584444.2548
Kink 90 | 0 | 0 | 0 | 0 | 60 | 90 | 9810 | 99 | 80 | 0 | 3830963.5604 | -79584444.2548
Kink 91 | 0 | 0 | 0 | 0 | 60 | 91 | 9811 | 100 | 82 | 0 | 3830963.5604 | -79584444.2548
Kink 92 | 0 | 0 | 0 | 0 | 60 | 92 | 9812 | 101 | 83 | 0 | 3830963.5604 | -79584444.2548
Kink 93 | 0 | 0 | 0 | 0 | 60 | 93 | 9813 | 102 | 84 | 0 | 3830963.5604 | -79584444.2548
Kink 94 | 0 | 0 | 0 | 0 | 60 | 94 | 9814 | 103 | 85 | 0 | 3830963.5604 | -79584444.2548
Kink 95 | 0 | 0 | 0 | 0 | 60 | 95 | 9815 | 104 | 86 | 0 | 3830963.5604 | -79584444.2548
Kink 96 | 0 | 0 | 0 | 0 | 60 | 96 | 9816 | 105 | 87 | 0 | 3830963.5604 | -79584444.2548
Kink 97 | 0 | 0 | 0 | 0 | 60 | 97 | 9817 | 106 | 88 | 0 | 3830963.5604 | -79584444.2548
Kink 98 | 0 | 0 | 0 | 0 | 60 | 98 | 9818 | 107 | 89 | 0 | 3830963.5604 | -79584444.2548
Kink 99 | 0 | 0 | 0 | 0 | 60 | 99 | 9819 | 108 | 90 | 0 | 3830963.5604 | -79584444.2548
Kink 100 | 0 | 0 | 0 | 0 | 60 | 100 | 9820 | 109 | 91 | 0 | 3830963.5604 | -79584444.2548
Kink 101 | 0 | 0 | 0 | 0 | 60 | 101 | 9821 | 110 | 92 | 0 | 3830963.5604 | -79584444.2548
Kink 102 | 0 | 0 | 0 | 0 | 60 | 102 | 9822 | 111 | 93 | 0 | 3830963.5604 | -79584444.2548
Kink 103 | 0 | 0 | 0 | 0 | 60 | 103 | 9823 | 112 | 94 | 0 | 3830963.5604 | -79584444.2548
Kink 104 | 0 | 0 | 0 | 0 | 60 | 104 | 9824 | 113 | 95 | 0 | 3830963.5604 | -79584444.2548
Kink 105 | 0 | 0 | 0 | 0 | 60 | 105 | 9825 | 114 | 96 | 0 | 3830963.5604 | -79584444.2548
Kink 106 | 0 | 0 | 0 | 0 | 60 | 106 | 9826 | 115 | 97 | 0 | 3830963.5604 | -79584444.2548
Kink 107 | 0 | 0 | 0 | 0 | 60 | 107 | 9827 | 116 | 98 | 0 | 3830963.5604 | -79584444.2548
Kink 108 | 0 | 0 | 0 | 0 | 60 | 108 | 9828 | 117 | 99 | 0 | 3830963.5604 | -79584444.2548
Kink 109 | 0 | 0 | 0 | 0 | 60 | 109 | 9829 | 118 | 100 | 0 | 3830963.5604 | -79584444.2548
Kink 110 | 0 | 0 | 0 | 0 | 60 | 110 | 9830 | 119 | 101 | 0 | 3830963.5604 | -79584444.2548
Kink 111 | 0 | 0 | 0 | 0 | 60 | 111 | 9831 | 120 | 102 | 0 | 3830963.5604 | -79584444.2548
Kink 112 | 0 | 0 | 0 | 0 | 60 | 112 | 9832 | 121 | 103 | 0 | 3830963.5604 | -79584444.2548
Kink 113 | 0 | 0 | 0 | 0 | 60 | 113 | 9833 | 122 | 104 | 0 | 3830963.5604 | -79584444.2548
Kink 114 | 0 | 0 | 0 | 0 | 60 | 114 | 9834 | 123 | 105 | 0 | 3830963.5604 | -79584444.2548
Kink 115 | 0 | 0 | 0 | 0 | 60 | 115 | 9835 | 124 | 106 | 0 | 3830963.5604 | -79584444.2548
Kink 116 | 0 | 0 | 0 | 0 | 60 | 116 | 9836 | 125 | 107 | 0 | 3830963.5604 | -79584444.2548
Kink 117 | 0 | 0 | 0 | 0 | 60 | 117 | 9837 | 126 | 108 | 0 | 3830963.5604 | -79584444.2548
Kink 118 | 0 | 0 | 0 | 0 | 60 | 118 | 9838 | 127 | 109 | 0 | 3830963.5604 | -79584444.2548
Kink 119 | 0 | 0 | 0 | 0 | 60 | 119 | 9839 | 128 | 110 | 0 | 3830963.5604 | -79584444.2548
Kink 120 | 0 | 0 | 0 | 0 | 60 | 120 | 9840 | 129 | 111 | 0 | 3830963.5604 | -79584444.2548
Kink 121 | 0 | 0 | 0 | 0 | 60 | 121 | 9841 | 130 | 112 | 0 | 3830963.5604 | -79584444.2548
Kink 122 | 0 | 0 | 0 | 0 | 60 | 122 | 9842 | 131 | 113 | 0 | 3830963.5604 | -79584444.2548
Kink 123 | 0 | 0 | 0 | 0 | 60 | 123 | 9843 | 132 | 114 | 0 | 3830963.5604 | -79584444.2548
Kink 124 | 0 | 0 | 0 | 0 | 60 | 124 | 9844 | 133 | 115 | 0 | 3830963.5604 | -79584444.2548
Kink 125 | 0 | 0 | 0 | 0 | 60 | 125 | 9845 | 134 | 116 | 0 | 3830963.5604 | -79584444.2548
Kink 126 | 0 | 0 | 0 | 0 | 60 | 126 | 9846 | 135 | 117 | 0 | 3830963.5604 | -79584444.2548
Kink 127 | 0 | 0 | 0 | 0 | 60 | 127 | 9847 | 136 | 118 | 0 | 3830963.5604 | -79584444.2548
Kink 128 | 0 | 0 | 0 | 0 | 60 | 128 | 9848 | 137 | 119 | 0 | 3830963.5604 | -79584444.2548
Kink 129 | 0 | 0 | 0 | 0 | 60 | 129 | 9849 | 138 | 120 | 0 | 3830963.5604 | -79584444.2548
Kink 130 | 0 | 0 | 0 | 0 | 60 | 130 | 9850 | 139 | 121 | 0 | 3830963.5604 | -79584444.2548
Kink 131 | 0 | 0 | 0 | 0 | 60 | 131 | 9851 | 140 | 122 | 0 | 3830963.5604 | -79584444.2548
Kink 132 | 0 | 0 | 0 | 0 | 60 | 132 | 9852 | 141 | 123 | 0 | 3830963.5604 | -79584444.2548
Kink 133 | 0 | 0 | 0 | 0 | 60 | 133 | 9853 | 142 | 124 | 0 | 3830963.5604 | -79584444.2548
Kink 134 | 0 | 0 | 0 | 0 | 60 | 134 | 9854 | 143 | 125 | 0 | 3830963.5604 | -79584444.2548
Kink 135 | 0 | 0 | 0 | 0 | 60 | 135 | 9855 | 144 | 126 | 0 | 3830963.5604 | -79584444.2548
Kink 136 | 0 | 0 | 0 | 0 | 60 | 136 | 9856 | 145 | 127 | 0 | 3830963.5604 | -79584444.2548
Kink 137 | 0 | 0 | 0 | 0 | 60 | 137 | 9857 | 146 | 128 | 0 | 3830963.5604 | -79584444.2548
Kink 138 | 0 | 0 | 0 | 0 | 60 | 138 | 9858 | 147 | 129 | 0 | 3830963.5604 | -79584444.2548
Kink 139 | 0 | 0 | 0 | 0 | 60 | 139 | 9859 | 148 | 130 | 0 | 3830963.5604 | -79584444.2548
Kink 140 | 0 | 0 | 0 | 0 | 60 | 140 | 9860 | 149 | 131 | 0 | 3830963.5604 | -79584444.2548
Kink 141 | 0 | 0 | 0 | 0 | 60 | 141 | 9861 | 150 | 132 | 0 | 3830963.5604 | -79584444.2548
Kink 142 | 0 | 0 | 0 | 0 | 60 | 142 | 9862 | 151 | 133 | 0 | 3830963.5604 | -79584444.2548
Kink 143 | 0 | 0 | 0 | 0 | 60 | 143 | 9863 | 152 | 134 | 0 | 3830963.5604 | -79584444.2548
Kink 144 | 0 | 0 | 0 | 0 | 60 | 144 | 9864 | 153 | 135 | 0 | 3830963.5604 | -79584444.2548
Kink 145 | 0 | 0 | 0 | 0 | 60 | 145 | 9865 | 154 | 136 | 0 | 3830963.5604 | -79584444.2548
Kink 146 | 0 | 0 | 0 | 0 | 60 | 146 | 9866 | 155 | 137 | 0 | 3830963.5604 | -79584444.2548
Kink 147 | -62.1279 | 8654.412 | 0 | -537680.7859 | 41 | 147 | 6789 | 41 | 138 | 0 | 3830963.5604 | -79584444.2548
Kink 148 | -50.8173 | 3393.6883 | 0 | -172457.9291 | 51 | 148 | 8410 | 51 | 139 | 0 | 3830963.5604 | -79584444.2548
Kink 149 | -37.7398 | 9733.9583 | 0 | -367357.937 | 55 | 149 | 9059 | 55 | 140 | 0 | 3830963.5604 | -79584444.2548
Kink 150 | 0 | 0 | 0 | 0 | 60 | 150 | 9870 | 156 | 141 | 0 | 3830963.5604 | -79584444.2548
Kink 151 | 0 | 0 | 0 | 0 | 60 | 151 | 9871 | 157 | 142 | 0 | 3830963.5604 | -79584444.2548
Kink 152 | 0 | 0 | 0 | 0 | 60 | 152 | 9872 | 158 | 143 | 0 | 3830963.5604 | -79584444.2548
Kink 153 | 0 | 0 | 0 | 0 | 60 | 153 | 9873 | 159 | 144 | 0 | 3830963.5604 | -79584444.2548
Kink 154 | 0 | 0 | 0 | 0 | 60 | 154 | 9874 | 160 | 145 | 0 | 3830963.5604 | -79584444.2548
Kink 155 | 0 | 0 | 0 | 0 | 60 | 155 | 9875 | 161 | 146 | 0 | 3830963.5604 | -79584444.2548
Kink 156 | 0 | 0 | 0 | 0 | 60 | 156 | 9876 | 162 | 150 | 0 | 3830963.5604 | -79584444.2548
Kink 157 | -80.4296 | 0 | 0 | 0 | 30 | 157 | 5017 | 30 | 151 | 0 | 3830963.5604 | -79584444.2548
Kink 158 | -80.4296 | 0 | 0 | 0 | 30 | 158 | 5018 | 31 | 152 | 0 | 3830963.5604 | -79584444.2548
Kink 159 | -69.7133 | 0 | 0 | 0 | 37 | 159 | 6153 | 37 | 153 | 0 | 3830963.5604 | -79584444.2548
Kink 160 | -69.7133 | 0 | 0 | 0 | 37 | 160 | 6154 | 38 | 154 | 0 | 3830963.5604 | -79584444.2548
Kink 161 | -52.6846 | 0 | 0 | 0 | 46 | 161 | 7613 | 46 | 155 | 0 | 3830963.5604 | -79584444.2548
Kink 162 | -52.6846 | 0 | 0 | 0 | 46 | 162 | 7614 | 47 | 156 | 0 | 3830963.5604 | -79584444.2548
3509. General scaler rate
Data sources:
x1 = 3508. Root (in Solve for General scaler rate)
Calculation =MIN(x1)
General scaler rate
General scaler rate | 20.774
3510. Scaler
Data sources:
x1 = 2302. Load coefficient
x2 = 3503. Unit rate 1 p/kWh scalable part (in Scalable elements of tariff components)
x3 = 3509. General scaler rate
x4 = 3307. Unit rate 1 p/kWh (total) (in Summary of charges before revenue matching)
x5 = 3503. Unit rate 2 p/kWh scalable part (in Scalable elements of tariff components)
x6 = 3307. Unit rate 2 p/kWh (total) (in Summary of charges before revenue matching)
x7 = 3503. Unit rate 3 p/kWh scalable part (in Scalable elements of tariff components)
x8 = 3307. Unit rate 3 p/kWh (total) (in Summary of charges before revenue matching)
x9 = 3503. Fixed charge p/MPAN/day scalable part (in Scalable elements of tariff components)
x10 = 3307. Fixed charge p/MPAN/day (total) (in Summary of charges before revenue matching)
x11 = 3503. Capacity charge p/kVA/day scalable part (in Scalable elements of tariff components)
x12 = 3307. Capacity charge p/kVA/day (total) (in Summary of charges before revenue matching)
x13 = 3503. Reactive power charge p/kVArh scalable part (in Scalable elements of tariff components)
x14 = 3307. Reactive power charge p/kVArh (in Summary of charges before revenue matching)
x15 = 1010. Days in the charging year (in Financial and general assumptions)
x16 = Fixed charge p/MPAN/day scaler (in Scaler)
x17 = 2305. MPANs (in Equivalent volume for each end user)
x18 = Capacity charge p/kVA/day scaler (in Scaler)
x19 = 2305. Import capacity (kVA) (in Equivalent volume for each end user)
x20 = Unit rate 1 p/kWh scaler (in Scaler)
x21 = 2305. Rate 1 units (MWh) (in Equivalent volume for each end user)
x22 = Unit rate 2 p/kWh scaler (in Scaler)
x23 = 2305. Rate 2 units (MWh) (in Equivalent volume for each end user)
x24 = Unit rate 3 p/kWh scaler (in Scaler)
x25 = 2305. Rate 3 units (MWh) (in Equivalent volume for each end user)
x26 = Reactive power charge p/kVArh scaler (in Scaler)
x27 = 2305. Reactive power units (MVArh) (in Equivalent volume for each end user)
Kind: | Calculation | Calculation | Calculation | Calculation | Calculation | Calculation | Calculation
Formula: | =IF(x1<0,0,IF(x2*x3+x4>0,x2*x3,0-x4)) | =IF(x1<0,0,IF(x5*x3+x6>0,x5*x3,0-x6)) | =IF(x1<0,0,IF(x7*x3+x8>0,x7*x3,0-x8)) | =IF(x1<0,0,IF(x9*x3+x10>0,x9*x3,0-x10)) | =IF(x1<0,0,IF(x11*x3+x12>0,x11*x3,0-x12)) | =IF(x1<0,0,IF(x13*x3+x14>0,x13*x3,0-x14)) | =0.01*x15*(x16*x17+x18*x19)+10*(x20*x21+x22*x23+x24*x25+x26*x27)
| Unit rate 1 p/kWh scaler | Unit rate 2 p/kWh scaler | Unit rate 3 p/kWh scaler | Fixed charge p/MPAN/day scaler | Capacity charge p/kVA/day scaler | Reactive power charge p/kVArh scaler | Net revenues by tariff from scaler
Domestic Unrestricted | 0.51089 | 0 | 0 | 0 | 0 | 0 | 33940918.2288
Domestic Two Rate | 0.61134 | 0.011637 | 0 | 0 | 0 | 0 | 2958539.7019
Domestic Off Peak (related MPAN) | 0.028404 | 0 | 0 | 0 | 0 | 0 | 4731.4847
Small Non Domestic Unrestricted | 0.45831 | 0 | 0 | 0 | 0 | 0 | 7222822.0027
Small Non Domestic Two Rate | 0.47909 | 0.0097592 | 0 | 0 | 0 | 0 | 2747571.8243
Small Non Domestic Off Peak (related MPAN) | 0.015422 | 0 | 0 | 0 | 0 | 0 | 2810.5078
LV Medium Non-Domestic | 0.39992 | 0.0073862 | 0 | 0 | 0 | 0 | 0
LV Sub Medium Non-Domestic | 0.37514 | 0.007036 | 0 | 0 | 0 | 0 | 0
HV Medium Non-Domestic | 0.45987 | 0.0087748 | 0 | 0 | 0 | 0 | 26444.2318
LV Network Domestic | 3.7128 | 0.11828 | 0.010458 | 0 | 0 | 0 | 0
LV Network Non-Domestic Non-CT | 3.6126 | 0.11509 | 0.010176 | 0 | 0 | 0 | 2275999.9475
LV HH Metered | 3.1431 | 0.10013 | 0.0088532 | 0 | 0 | 0.067411 | 8900056.0654
LV Sub HH Metered | 2.9698 | 0.09461 | 0.0083649 | 0 | 0 | 0.061562 | 4658554.7614
HV HH Metered | 2.6491 | 0.084394 | 0.0074617 | 0 | 0 | 0.052034 | 15404540.5405
NHH UMS category A | 0.28816 | 0 | 0 | 0 | 0 | 0 | 105672.3226
NHH UMS category B | 0.44957 | 0 | 0 | 0 | 0 | 0 | 45627.6179
NHH UMS category C | 0.85394 | 0 | 0 | 0 | 0 | 0 | 2269.8417
NHH UMS category D | 0.19209 | 0 | 0 | 0 | 0 | 0 | 0.15105
LV UMS (Pseudo HH Metered) | 8.7135 | 0.075928 | 0.0081165 | 0 | 0 | 0 | 1287885.0248
LV Generation NHH or Aggregate HH | 0 | 0 | 0 | 0 | 0 | 0 | 0
LV Sub Generation NHH | 0 | 0 | 0 | 0 | 0 | 0 | 0
LV Generation Intermittent | 0 | 0 | 0 | 0 | 0 | 0 | 0
LV Generation Non-Intermittent | 0 | 0 | 0 | 0 | 0 | 0 | 0
LV Sub Generation Intermittent | 0 | 0 | 0 | 0 | 0 | 0 | 0
LV Sub Generation Non-Intermittent | 0 | 0 | 0 | 0 | 0 | 0 | 0
HV Generation Intermittent | 0 | 0 | 0 | 0 | 0 | 0 | 0
HV Generation Non-Intermittent | 0 | 0 | 0 | 0 | 0 | 0 | 0

## G-Calc
Model G calculations for Electricity North West in 2017/2018 (December 2015)
4301. Levels containing asset charges
| GSPs | Assets 132kV | Assets 132kV/EHV | Assets EHV | Assets EHV/HV | Assets 132kV/HV | Assets HV | Assets HV/LV | Assets LV circuits | Assets LV customer | Assets HV customer | Transmission exit | Operating 132kV | Operating 132kV/EHV | Operating EHV | Operating EHV/HV | Operating 132kV/HV | Operating HV | Operating HV/LV | Operating LV circuits | Operating LV customer | Operating HV customer
Levels containing asset charges | 0 | 1 | 1 | 1 | 1 | 1 | 1 | 1 | 1 | 1 | 1 | 0 | 0 | 0 | 0 | 0 | 0 | 0 | 0 | 0 | 0 | 0
4302. Unrounded tariff analysis: Asset charges
Data sources:
x1 = 3301. Unit rate 1 p/kWh (elements)
x2 = 4301. Levels containing asset charges
x3 = 3302. Unit rate 2 p/kWh (elements)
x4 = 3303. Unit rate 3 p/kWh (elements)
x5 = 3304. Fixed charge p/MPAN/day (elements)
x6 = 3305. Capacity charge p/kVA/day (elements)
x7 = 3306. Reactive power charge p/kVArh (elements)
Kind: | Sum-product calculation | Sum-product calculation | Sum-product calculation | Sum-product calculation | Sum-product calculation | Sum-product calculation
Formula: | =SUMPRODUCT(x1, x2) | =SUMPRODUCT(x3, x2) | =SUMPRODUCT(x4, x2) | =SUMPRODUCT(x5, x2) | =SUMPRODUCT(x6, x2) | =SUMPRODUCT(x7, x2)
| Asset contributions to Unit rate 1 p/kWh | Asset contributions to Unit rate 2 p/kWh | Asset contributions to Unit rate 3 p/kWh | Asset contributions to Fixed charge p/MPAN/day | Asset contributions to Capacity charge p/kVA/day | Asset contributions to Reactive power charge p/kVArh
Domestic Unrestricted | 1.0924 | 0 | 0 | 0.03652 | 0 | 0
Domestic Two Rate | 1.2967 | 0.12593 | 0 | 0.03652 | 0 | 0
Domestic Off Peak (related MPAN) | 0.15064 | 0 | 0 | 0 | 0 | 0
Small Non Domestic Unrestricted | 1.0725 | 0 | 0 | 0.03652 | 0 | 0
Small Non Domestic Two Rate | 1.0929 | 0.10561 | 0 | 0.03652 | 0 | 0
Small Non Domestic Off Peak (related MPAN) | 0.1131 | 0 | 0 | 0 | 0 | 0
LV Medium Non-Domestic | 0.89608 | 0.079931 | 0 | 0 | 0 | 0
LV Sub Medium Non-Domestic | 0.7086 | 0.062835 | 0 | 0 | 0 | 0
HV Medium Non-Domestic | 0.50284 | 0.041142 | 0 | 35.3175 | 0 | 0
LV Network Domestic | 6.0017 | 0.84586 | 0.11323 | 0.03652 | 0 | 0
LV Network Non-Domestic Non-CT | 5.8353 | 0.82238 | 0.11008 | 0.03652 | 0 | 0
LV HH Metered | 4.1419 | 0.56362 | 0.075375 | 0 | 1.6967 | 0.13309
LV Sub HH Metered | 3.2745 | 0.42877 | 0.057279 | 0 | 1.4903 | 0.099503
HV HH Metered | 2.1826 | 0.26256 | 0.034986 | 0 | 1.2687 | 0.060099
NHH UMS category A | 0.66143 | 0 | 0 | 0 | 0 | 0
NHH UMS category B | 0.78132 | 0 | 0 | 0 | 0 | 0
NHH UMS category C | 1.418 | 0 | 0 | 0 | 0 | 0
NHH UMS category D | 0.6176 | 0 | 0 | 0 | 0 | 0
LV UMS (Pseudo HH Metered) | 13.0097 | 0.64055 | 0.0882 | 0 | 0 | 0
LV Generation NHH or Aggregate HH | -0.59915 | 0 | 0 | 0 | 0 | 0
LV Sub Generation NHH | -0.47959 | 0 | 0 | 0 | 0 | 0
LV Generation Intermittent | -0.59915 | 0 | 0 | 0 | 0 | 0.11393
LV Generation Non-Intermittent | -4.2369 | -0.59712 | -0.079931 | 0 | 0 | 0.11393
LV Sub Generation Intermittent | -0.47959 | 0 | 0 | 0 | 0 | 0.091084
LV Sub Generation Non-Intermittent | -3.4261 | -0.46975 | -0.062835 | 0 | 0 | 0.091084
HV Generation Intermittent | -0.32985 | 0 | 0 | 0 | 0 | 0.063636
HV Generation Non-Intermittent | -2.4213 | -0.30768 | -0.041067 | 0 | 0 | 0.063636
4303. Levels containing transmission exit charges
| GSPs | Assets 132kV | Assets 132kV/EHV | Assets EHV | Assets EHV/HV | Assets 132kV/HV | Assets HV | Assets HV/LV | Assets LV circuits | Assets LV customer | Assets HV customer | Transmission exit | Operating 132kV | Operating 132kV/EHV | Operating EHV | Operating EHV/HV | Operating 132kV/HV | Operating HV | Operating HV/LV | Operating LV circuits | Operating LV customer | Operating HV customer
Levels containing transmission exit charges | 0 | 0 | 0 | 0 | 0 | 0 | 0 | 0 | 0 | 0 | 0 | 1 | 0 | 0 | 0 | 0 | 0 | 0 | 0 | 0 | 0 | 0
4304. Unrounded tariff analysis: Transmission exit charges
Data sources:
x1 = 3301. Unit rate 1 p/kWh (elements)
x2 = 4303. Levels containing transmission exit charges
x3 = 3302. Unit rate 2 p/kWh (elements)
x4 = 3303. Unit rate 3 p/kWh (elements)
x5 = 3304. Fixed charge p/MPAN/day (elements)
x6 = 3305. Capacity charge p/kVA/day (elements)
x7 = 3306. Reactive power charge p/kVArh (elements)
Kind: | Sum-product calculation | Sum-product calculation | Sum-product calculation | Sum-product calculation | Sum-product calculation | Sum-product calculation
Formula: | =SUMPRODUCT(x1, x2) | =SUMPRODUCT(x3, x2) | =SUMPRODUCT(x4, x2) | =SUMPRODUCT(x5, x2) | =SUMPRODUCT(x6, x2) | =SUMPRODUCT(x7, x2)
| Transmission exit contributions to Unit rate 1 p/kWh | Transmission exit contributions to Unit rate 2 p/kWh | Transmission exit contributions to Unit rate 3 p/kWh | Transmission exit contributions to Fixed charge p/MPAN/day | Transmission exit contributions to Capacity charge p/kVA/day | Transmission exit contributions to Reactive power charge p/kVArh
Domestic Unrestricted | 0.12293 | 0 | 0 | 0 | 0 | 0
Domestic Two Rate | 0.1471 | 0.0027999 | 0 | 0 | 0 | 0
Domestic Off Peak (related MPAN) | 0.0068343 | 0 | 0 | 0 | 0 | 0
Small Non Domestic Unrestricted | 0.11028 | 0 | 0 | 0 | 0 | 0
Small Non Domestic Two Rate | 0.11527 | 0.0023482 | 0 | 0 | 0 | 0
Small Non Domestic Off Peak (related MPAN) | 0.0037107 | 0 | 0 | 0 | 0 | 0
LV Medium Non-Domestic | 0.096227 | 0.0017772 | 0 | 0 | 0 | 0
LV Sub Medium Non-Domestic | 0.090264 | 0.0016929 | 0 | 0 | 0 | 0
HV Medium Non-Domestic | 0.11065 | 0.0021113 | 0 | 0 | 0 | 0
LV Network Domestic | 0.89335 | 0.02846 | 0.0025163 | 0 | 0 | 0
LV Network Non-Domestic Non-CT | 0.86924 | 0.027692 | 0.0024484 | 0 | 0 | 0
LV HH Metered | 0.75627 | 0.024093 | 0.0021302 | 0 | 0 | 0.01622
LV Sub HH Metered | 0.71456 | 0.022764 | 0.0020127 | 0 | 0 | 0.014812
HV HH Metered | 0.63741 | 0.020306 | 0.0017954 | 0 | 0 | 0.01252
NHH UMS category A | 0.069335 | 0 | 0 | 0 | 0 | 0
NHH UMS category B | 0.10817 | 0 | 0 | 0 | 0 | 0
NHH UMS category C | 0.20547 | 0 | 0 | 0 | 0 | 0
NHH UMS category D | 0.046218 | 0 | 0 | 0 | 0 | 0
LV UMS (Pseudo HH Metered) | 2.0966 | 0.018269 | 0.0019529 | 0 | 0 | 0
LV Generation NHH or Aggregate HH | -0.063081 | 0 | 0 | 0 | 0 | 0
LV Sub Generation NHH | -0.060091 | 0 | 0 | 0 | 0 | 0
LV Generation Intermittent | -0.063081 | 0 | 0 | 0 | 0 | 0.011054
LV Generation Non-Intermittent | -0.63095 | -0.020101 | -0.0017772 | 0 | 0 | 0.011054
LV Sub Generation Intermittent | -0.060091 | 0 | 0 | 0 | 0 | 0.01053
LV Sub Generation Non-Intermittent | -0.60104 | -0.019148 | -0.0016929 | 0 | 0 | 0.01053
HV Generation Intermittent | -0.059313 | 0 | 0 | 0 | 0 | 0.010394
HV Generation Non-Intermittent | -0.59326 | -0.0189 | -0.001671 | 0 | 0 | 0.010394
4305. Levels containing other expenditure charges
| GSPs | Assets 132kV | Assets 132kV/EHV | Assets EHV | Assets EHV/HV | Assets 132kV/HV | Assets HV | Assets HV/LV | Assets LV circuits | Assets LV customer | Assets HV customer | Transmission exit | Operating 132kV | Operating 132kV/EHV | Operating EHV | Operating EHV/HV | Operating 132kV/HV | Operating HV | Operating HV/LV | Operating LV circuits | Operating LV customer | Operating HV customer
Levels containing other expenditure charges | 0 | 0 | 0 | 0 | 0 | 0 | 0 | 0 | 0 | 0 | 0 | 0 | 1 | 1 | 1 | 1 | 1 | 1 | 1 | 1 | 1 | 1
4306. Unrounded tariff analysis: Other expenditure charges
Data sources:
x1 = 3301. Unit rate 1 p/kWh (elements)
x2 = 4305. Levels containing other expenditure charges
x3 = 3302. Unit rate 2 p/kWh (elements)
x4 = 3303. Unit rate 3 p/kWh (elements)
x5 = 3304. Fixed charge p/MPAN/day (elements)
x6 = 3305. Capacity charge p/kVA/day (elements)
x7 = 3306. Reactive power charge p/kVArh (elements)
Kind: | Sum-product calculation | Sum-product calculation | Sum-product calculation | Sum-product calculation | Sum-product calculation | Sum-product calculation
Formula: | =SUMPRODUCT(x1, x2) | =SUMPRODUCT(x3, x2) | =SUMPRODUCT(x4, x2) | =SUMPRODUCT(x5, x2) | =SUMPRODUCT(x6, x2) | =SUMPRODUCT(x7, x2)
| Other expenditure contributions to Unit rate 1 p/kWh | Other expenditure contributions to Unit rate 2 p/kWh | Other expenditure contributions to Unit rate 3 p/kWh | Other expenditure contributions to Fixed charge p/MPAN/day | Other expenditure contributions to Capacity charge p/kVA/day | Other expenditure contributions to Reactive power charge p/kVArh
Domestic Unrestricted | 0.45503 | 0 | 0 | 3.0934 | 0 | 0
Domestic Two Rate | 0.54008 | 0.053136 | 0 | 3.0934 | 0 | 0
Domestic Off Peak (related MPAN) | 0.063376 | 0 | 0 | 0 | 0 | 0
Small Non Domestic Unrestricted | 0.44745 | 0 | 0 | 3.0934 | 0 | 0
Small Non Domestic Two Rate | 0.45577 | 0.044562 | 0 | 3.0934 | 0 | 0
Small Non Domestic Off Peak (related MPAN) | 0.047664 | 0 | 0 | 0 | 0 | 0
LV Medium Non-Domestic | 0.37357 | 0.033727 | 0 | 10.5751 | 0 | 0
LV Sub Medium Non-Domestic | 0.28147 | 0.025198 | 0 | 39.9872 | 0 | 0
HV Medium Non-Domestic | 0.18332 | 0.014999 | 0 | 127.897 | 0 | 0
LV Network Domestic | 2.4859 | 0.35675 | 0.047777 | 3.0934 | 0 | 0
LV Network Non-Domestic Non-CT | 2.4169 | 0.34684 | 0.04645 | 3.0934 | 0 | 0
LV HH Metered | 1.6157 | 0.22264 | 0.029785 | 12.4566 | 1.2132 | 0.052292
LV Sub HH Metered | 1.1938 | 0.15632 | 0.020882 | 39.9872 | 1.4254 | 0.036276
HV HH Metered | 0.79573 | 0.095722 | 0.012755 | 87.9266 | 1.4359 | 0.021911
NHH UMS category A | 1.8322 | 0 | 0 | 0 | 0 | 0
NHH UMS category B | 1.8846 | 0 | 0 | 0 | 0 | 0
NHH UMS category C | 2.175 | 0 | 0 | 0 | 0 | 0
NHH UMS category D | 1.814 | 0 | 0 | 0 | 0 | 0
LV UMS (Pseudo HH Metered) | 7.4489 | 1.8279 | 1.5685 | 0 | 0 | 0
LV Generation NHH or Aggregate HH | -0.24985 | 0 | 0 | 0 | 0 | 0
LV Sub Generation NHH | -0.19053 | 0 | 0 | 0 | 0 | 0
LV Generation Intermittent | -0.24985 | 0 | 0 | 0 | 0 | 0.052891
LV Generation Non-Intermittent | -1.7549 | -0.25184 | -0.033727 | 0 | 0 | 0.052891
LV Sub Generation Intermittent | -0.19053 | 0 | 0 | 0 | 0 | 0.04525
LV Sub Generation Non-Intermittent | -1.354 | -0.18831 | -0.025198 | 0 | 0 | 0.04525
HV Generation Intermittent | -0.13646 | 0 | 0 | 5.9207 | 0 | 0.035523
HV Generation Non-Intermittent | -0.99116 | -0.12978 | -0.017337 | 5.9207 | 0 | 0.035523
4307. Unrounded tariff analysis: Matching charges
Data sources:
x1 = 3510. Unit rate 1 p/kWh scaler (in Scaler)
x2 = 3510. Unit rate 2 p/kWh scaler (in Scaler)
x3 = 3510. Unit rate 3 p/kWh scaler (in Scaler)
x4 = 3510. Fixed charge p/MPAN/day scaler (in Scaler)
x5 = 3510. Capacity charge p/kVA/day scaler (in Scaler)
x6 = 3510. Reactive power charge p/kVArh scaler (in Scaler)
Kind: | Copy cells | Copy cells | Copy cells | Copy cells | Copy cells | Copy cells
Formula: | =x1 | =x2 | =x3 | =x4 | =x5 | =x6
| Matching contributions to Unit rate 1 p/kWh | Matching contributions to Unit rate 2 p/kWh | Matching contributions to Unit rate 3 p/kWh | Matching contributions to Fixed charge p/MPAN/day | Matching contributions to Capacity charge p/kVA/day | Matching contributions to Reactive power charge p/kVArh
Domestic Unrestricted | 0.51089 | 0 | 0 | 0 | 0 | 0
Domestic Two Rate | 0.61134 | 0.011637 | 0 | 0 | 0 | 0
Domestic Off Peak (related MPAN) | 0.028404 | 0 | 0 | 0 | 0 | 0
Small Non Domestic Unrestricted | 0.45831 | 0 | 0 | 0 | 0 | 0
Small Non Domestic Two Rate | 0.47909 | 0.0097592 | 0 | 0 | 0 | 0
Small Non Domestic Off Peak (related MPAN) | 0.015422 | 0 | 0 | 0 | 0 | 0
LV Medium Non-Domestic | 0.39992 | 0.0073862 | 0 | 0 | 0 | 0
LV Sub Medium Non-Domestic | 0.37514 | 0.007036 | 0 | 0 | 0 | 0
HV Medium Non-Domestic | 0.45987 | 0.0087748 | 0 | 0 | 0 | 0
LV Network Domestic | 3.7128 | 0.11828 | 0.010458 | 0 | 0 | 0
LV Network Non-Domestic Non-CT | 3.6126 | 0.11509 | 0.010176 | 0 | 0 | 0
LV HH Metered | 3.1431 | 0.10013 | 0.0088532 | 0 | 0 | 0.067411
LV Sub HH Metered | 2.9698 | 0.09461 | 0.0083649 | 0 | 0 | 0.061562
HV HH Metered | 2.6491 | 0.084394 | 0.0074617 | 0 | 0 | 0.052034
NHH UMS category A | 0.28816 | 0 | 0 | 0 | 0 | 0
NHH UMS category B | 0.44957 | 0 | 0 | 0 | 0 | 0
NHH UMS category C | 0.85394 | 0 | 0 | 0 | 0 | 0
NHH UMS category D | 0.19209 | 0 | 0 | 0 | 0 | 0
LV UMS (Pseudo HH Metered) | 8.7135 | 0.075928 | 0.0081165 | 0 | 0 | 0
LV Generation NHH or Aggregate HH | 0 | 0 | 0 | 0 | 0 | 0
LV Sub Generation NHH | 0 | 0 | 0 | 0 | 0 | 0
LV Generation Intermittent | 0 | 0 | 0 | 0 | 0 | 0
LV Generation Non-Intermittent | 0 | 0 | 0 | 0 | 0 | 0
LV Sub Generation Intermittent | 0 | 0 | 0 | 0 | 0 | 0
LV Sub Generation Non-Intermittent | 0 | 0 | 0 | 0 | 0 | 0
HV Generation Intermittent | 0 | 0 | 0 | 0 | 0 | 0
HV Generation Non-Intermittent | 0 | 0 | 0 | 0 | 0 | 0
4308. Unrounded revenue analysis (baseline)
Data sources:
x1 = 1010. Days in the charging year (in Financial and general assumptions)
x2 = 4302. Asset contributions to Fixed charge p/MPAN/day (in Unrounded tariff analysis: Asset charges)
x3 = 2305. MPANs (in Equivalent volume for each end user)
x4 = 4302. Asset contributions to Capacity charge p/kVA/day (in Unrounded tariff analysis: Asset charges)
x5 = 2305. Import capacity (kVA) (in Equivalent volume for each end user)
x6 = 4302. Asset contributions to Unit rate 1 p/kWh (in Unrounded tariff analysis: Asset charges)
x7 = 2305. Rate 1 units (MWh) (in Equivalent volume for each end user)
x8 = 4302. Asset contributions to Unit rate 2 p/kWh (in Unrounded tariff analysis: Asset charges)
x9 = 2305. Rate 2 units (MWh) (in Equivalent volume for each end user)
x10 = 4302. Asset contributions to Unit rate 3 p/kWh (in Unrounded tariff analysis: Asset charges)
x11 = 2305. Rate 3 units (MWh) (in Equivalent volume for each end user)
x12 = 4302. Asset contributions to Reactive power charge p/kVArh (in Unrounded tariff analysis: Asset charges)
x13 = 2305. Reactive power units (MVArh) (in Equivalent volume for each end user)
x14 = 4304. Transmission exit contributions to Fixed charge p/MPAN/day (in Unrounded tariff analysis: Transmission exit charges)
x15 = 4304. Transmission exit contributions to Capacity charge p/kVA/day (in Unrounded tariff analysis: Transmission exit charges)
x16 = 4304. Transmission exit contributions to Unit rate 1 p/kWh (in Unrounded tariff analysis: Transmission exit charges)
x17 = 4304. Transmission exit contributions to Unit rate 2 p/kWh (in Unrounded tariff analysis: Transmission exit charges)
x18 = 4304. Transmission exit contributions to Unit rate 3 p/kWh (in Unrounded tariff analysis: Transmission exit charges)
x19 = 4304. Transmission exit contributions to Reactive power charge p/kVArh (in Unrounded tariff analysis: Transmission exit charges)
x20 = 4306. Other expenditure contributions to Fixed charge p/MPAN/day (in Unrounded tariff analysis: Other expenditure charges)
x21 = 4306. Other expenditure contributions to Capacity charge p/kVA/day (in Unrounded tariff analysis: Other expenditure charges)
x22 = 4306. Other expenditure contributions to Unit rate 1 p/kWh (in Unrounded tariff analysis: Other expenditure charges)
x23 = 4306. Other expenditure contributions to Unit rate 2 p/kWh (in Unrounded tariff analysis: Other expenditure charges)
x24 = 4306. Other expenditure contributions to Unit rate 3 p/kWh (in Unrounded tariff analysis: Other expenditure charges)
x25 = 4306. Other expenditure contributions to Reactive power charge p/kVArh (in Unrounded tariff analysis: Other expenditure charges)
x26 = 4307. Matching contributions to Fixed charge p/MPAN/day (in Unrounded tariff analysis: Matching charges)
x27 = 4307. Matching contributions to Capacity charge p/kVA/day (in Unrounded tariff analysis: Matching charges)
x28 = 4307. Matching contributions to Unit rate 1 p/kWh (in Unrounded tariff analysis: Matching charges)
x29 = 4307. Matching contributions to Unit rate 2 p/kWh (in Unrounded tariff analysis: Matching charges)
x30 = 4307. Matching contributions to Unit rate 3 p/kWh (in Unrounded tariff analysis: Matching charges)
x31 = 4307. Matching contributions to Reactive power charge p/kVArh (in Unrounded tariff analysis: Matching charges)
Kind: | Calculation | Calculation | Calculation | Calculation
Formula: | =0.01*x1*(x2*x3+x4*x5)+10*(x6*x7+x8*x9+x10*x11+x12*x13) | =0.01*x1*(x14*x3+x15*x5)+10*(x16*x7+x17*x9+x18*x11+x19*x13) | =0.01*x1*(x20*x3+x21*x5)+10*(x22*x7+x23*x9+x24*x11+x25*x13) | =0.01*x1*(x26*x3+x27*x5)+10*(x28*x7+x29*x9+x30*x11+x31*x13)
| Baseline revenues from asset charges (£/year) | Baseline revenues from transmission exit charges (£/year) | Baseline revenues from other expenditure charges (£/year) | Baseline revenues from matching charges (£/year)
Domestic Unrestricted | 72842096.051 | 8166596.4583 | 53207895.5953 | 33940918.2288
Domestic Two Rate | 6782002.5423 | 711860.5245 | 4854937.5478 | 2958539.7019
Domestic Off Peak (related MPAN) | 25092.7555 | 1138.4526 | 10557.1202 | 4731.4847
Small Non Domestic Unrestricted | 16918979.8828 | 1737898.5503 | 8447558.0216 | 7222822.0027
Small Non Domestic Two Rate | 6457791.1551 | 661099.0951 | 3069926.8027 | 2747571.8243
Small Non Domestic Off Peak (related MPAN) | 20611.1321 | 676.2423 | 8686.3825 | 2810.5078
LV Medium Non-Domestic | 0 | 0 | 0 | 0
LV Sub Medium Non-Domestic | 0 | 0 | 0 | 0
HV Medium Non-Domestic | 37146.2783 | 6362.8028 | 38732.2113 | 26444.2318
LV Network Domestic | 0 | 0 | 0 | 0
LV Network Non-Domestic Non-CT | 5182207.9707 | 547633.1838 | 2221863.6443 | 2275999.9475
LV HH Metered | 26276386.1137 | 2141461.4022 | 14033618.7188 | 8900056.0654
LV Sub HH Metered | 11249238.1888 | 1120904.7604 | 6877364.2985 | 4658554.7614
HV HH Metered | 25462545.2552 | 3706519.2336 | 16497910.464 | 15404540.5405
NHH UMS category A | 242553.6237 | 25426.0421 | 671891.3248 | 105672.3226
NHH UMS category B | 79296.9376 | 10978.5581 | 191272.7918 | 45627.6179
NHH UMS category C | 3769.1911 | 546.1514 | 5781.4056 | 2269.8417
NHH UMS category D | 0.48567 | 0.036345 | 1.4265 | 0.15105
LV UMS (Pseudo HH Metered) | 2258922.5776 | 309880.7525 | 5014469.1973 | 1287885.0248
LV Generation NHH or Aggregate HH | -4568.8234 | -481.0308 | -1905.2435 | 0
LV Sub Generation NHH | 0 | 0 | 0 | 0
LV Generation Intermittent | -172981.9556 | -18223.097 | -72074.4494 | 0
LV Generation Non-Intermittent | -13715.9727 | -1368.3403 | -5721.9535 | 0
LV Sub Generation Intermittent | -6732.3578 | -843.8463 | -2671.3968 | 0
LV Sub Generation Non-Intermittent | -1466.6364 | -210.7032 | -537.6775 | 0
HV Generation Intermittent | -1157995.2136 | -208327.6318 | -475252.9084 | 0
HV Generation Non-Intermittent | -1637305.7119 | -282975.8083 | -674228.0196 | 0
4309. Unrounded revenue analysis (baseline totals)
Data sources:
x1 = 4308. Baseline revenues from asset charges (£/year) (in Unrounded revenue analysis (baseline))
x2 = 4308. Baseline revenues from transmission exit charges (£/year) (in Unrounded revenue analysis (baseline))
x3 = 4308. Baseline revenues from other expenditure charges (£/year) (in Unrounded revenue analysis (baseline))
x4 = 4308. Baseline revenues from matching charges (£/year) (in Unrounded revenue analysis (baseline))
Kind: | Cell summation | Cell summation | Cell summation | Cell summation
Formula: | =SUM(x1) | =SUM(x2) | =SUM(x3) | =SUM(x4)
| Baseline revenues from asset charges (£/year) | Baseline revenues from transmission exit charges (£/year) | Baseline revenues from other expenditure charges (£/year) | Baseline revenues from matching charges (£/year)
Unrounded revenue analysis (baseline totals) | 170843873.4698 | 18636551.7886 | 113920075.3041 | 79584444.2548
4310. MPANs excluding LDNO generation
Data sources:
x1 = 0 for LDNO generation
x2 = 1053. MPANs by tariff (in Volume forecasts for the charging year)
Combine tables = x1 or x2
MPANs excluding LDNO generation
> Domestic Unrestricted
Domestic Unrestricted | =x1: 2004921
LDNO LV: Domestic Unrestricted | =x1: 34780
LDNO HV: Domestic Unrestricted | =x1: 18242
> Domestic Two Rate
Domestic Two Rate | =x1: 179874
LDNO LV: Domestic Two Rate | =x1: 145
LDNO HV: Domestic Two Rate | =x1: 1046
> Domestic Off Peak (related MPAN)
Domestic Off Peak (related MPAN) | =x1: 5278
LDNO LV: Domestic Off Peak (related MPAN) | =x1: 0
LDNO HV: Domestic Off Peak (related MPAN) | =x1: 0
> Small Non Domestic Unrestricted
Small Non Domestic Unrestricted | =x1: 123214
LDNO LV: Small Non Domestic Unrestricted | =x1: 331
LDNO HV: Small Non Domestic Unrestricted | =x1: 492
> Small Non Domestic Two Rate
Small Non Domestic Two Rate | =x1: 33422
LDNO LV: Small Non Domestic Two Rate | =x1: 31
LDNO HV: Small Non Domestic Two Rate | =x1: 0
> Small Non Domestic Off Peak (related MPAN)
Small Non Domestic Off Peak (related MPAN) | =x1: 3531
LDNO LV: Small Non Domestic Off Peak (related MPAN) | =x1: 0
LDNO HV: Small Non Domestic Off Peak (related MPAN) | =x1: 0
> LV Medium Non-Domestic
LV Medium Non-Domestic | =x1: 0
LDNO LV: LV Medium Non-Domestic | =x1: 0
LDNO HV: LV Medium Non-Domestic | =x1: 0
> LV Sub Medium Non-Domestic
LV Sub Medium Non-Domestic | =x1: 0
> HV Medium Non-Domestic
HV Medium Non-Domestic | =x1: 60
> LV Network Domestic
LV Network Domestic | =x1: 0
LDNO LV: LV Network Domestic | =x1: 0
LDNO HV: LV Network Domestic | =x1: 0
> LV Network Non-Domestic Non-CT
LV Network Non-Domestic Non-CT | =x1: 5419.348
LDNO LV: LV Network Non-Domestic Non-CT | =x1: 0
LDNO HV: LV Network Non-Domestic Non-CT | =x1: 0
> LV HH Metered
LV HH Metered | =x1: 11578.652
LDNO LV: LV HH Metered | =x1: 14
LDNO HV: LV HH Metered | =x1: 103
> LV Sub HH Metered
LV Sub HH Metered | =x1: 2212
LDNO HV: LV Sub HH Metered | =x1: 3
> HV HH Metered
HV HH Metered | =x1: 2113
LDNO HV: HV HH Metered | =x1: 9
> NHH UMS category A
NHH UMS category A | =x1: 244
LDNO LV: NHH UMS category A | =x1: 0
LDNO HV: NHH UMS category A | =x1: 0
> NHH UMS category B
NHH UMS category B | =x1: 314
LDNO LV: NHH UMS category B | =x1: 61
LDNO HV: NHH UMS category B | =x1: 16
> NHH UMS category C
NHH UMS category C | =x1: 7
LDNO LV: NHH UMS category C | =x1: 0
LDNO HV: NHH UMS category C | =x1: 0
> NHH UMS category D
NHH UMS category D | bar: =x1
LDNO LV: NHH UMS category D | =x1: 0
LDNO HV: NHH UMS category D | =x1: 0
> LV UMS (Pseudo HH Metered)
LV UMS (Pseudo HH Metered) | =x1: 23
LDNO LV: LV UMS (Pseudo HH Metered) | =x1: 0
LDNO HV: LV UMS (Pseudo HH Metered) | =x1: 0
> LV Generation NHH or Aggregate HH
LV Generation NHH or Aggregate HH | =x1: 61
LDNO LV: LV Generation NHH or Aggregate HH | =x1: 0
LDNO HV: LV Generation NHH or Aggregate HH | =x1: 0
> LV Sub Generation NHH
LV Sub Generation NHH | =x1: 0
LDNO HV: LV Sub Generation NHH | =x1: 0
> LV Generation Intermittent
LV Generation Intermittent | =x1: 203
LDNO LV: LV Generation Intermittent | =x1: 0
LDNO HV: LV Generation Intermittent | =x1: 0
> LV Generation Non-Intermittent
LV Generation Non-Intermittent | =x1: 21
LDNO LV: LV Generation Non-Intermittent | =x1: 0
LDNO HV: LV Generation Non-Intermittent | =x1: 0
> LV Sub Generation Intermittent
LV Sub Generation Intermittent | =x1: 24
LDNO HV: LV Sub Generation Intermittent | =x1: 0
> LV Sub Generation Non-Intermittent
LV Sub Generation Non-Intermittent | =x1: 9
LDNO HV: LV Sub Generation Non-Intermittent | =x1: 0
> HV Generation Intermittent
HV Generation Intermittent | =x1: 136
LDNO HV: HV Generation Intermittent | =x1: 0
> HV Generation Non-Intermittent
HV Generation Non-Intermittent | =x1: 126
LDNO HV: HV Generation Non-Intermittent | =x1: 0
4311. Unrounded revenue analysis
Data sources:
x1 = 1010. Days in the charging year (in Financial and general assumptions)
x2 = 4302. Asset contributions to Fixed charge p/MPAN/day (in Unrounded tariff analysis: Asset charges)
x3 = 4310. MPANs excluding LDNO generation
x4 = 4302. Asset contributions to Capacity charge p/kVA/day (in Unrounded tariff analysis: Asset charges)
x5 = 1053. Import capacity (kVA) by tariff (in Volume forecasts for the charging year)
x6 = 4302. Asset contributions to Unit rate 1 p/kWh (in Unrounded tariff analysis: Asset charges)
x7 = 1053. Rate 1 units (MWh) by tariff (in Volume forecasts for the charging year)
x8 = 4302. Asset contributions to Unit rate 2 p/kWh (in Unrounded tariff analysis: Asset charges)
x9 = 1053. Rate 2 units (MWh) by tariff (in Volume forecasts for the charging year)
x10 = 4302. Asset contributions to Unit rate 3 p/kWh (in Unrounded tariff analysis: Asset charges)
x11 = 1053. Rate 3 units (MWh) by tariff (in Volume forecasts for the charging year)
x12 = 4302. Asset contributions to Reactive power charge p/kVArh (in Unrounded tariff analysis: Asset charges)
x13 = 1053. Reactive power units (MVArh) by tariff (in Volume forecasts for the charging year)
x14 = 4304. Transmission exit contributions to Fixed charge p/MPAN/day (in Unrounded tariff analysis: Transmission exit charges)
x15 = 4304. Transmission exit contributions to Capacity charge p/kVA/day (in Unrounded tariff analysis: Transmission exit charges)
x16 = 4304. Transmission exit contributions to Unit rate 1 p/kWh (in Unrounded tariff analysis: Transmission exit charges)
x17 = 4304. Transmission exit contributions to Unit rate 2 p/kWh (in Unrounded tariff analysis: Transmission exit charges)
x18 = 4304. Transmission exit contributions to Unit rate 3 p/kWh (in Unrounded tariff analysis: Transmission exit charges)
x19 = 4304. Transmission exit contributions to Reactive power charge p/kVArh (in Unrounded tariff analysis: Transmission exit charges)
x20 = 4306. Other expenditure contributions to Fixed charge p/MPAN/day (in Unrounded tariff analysis: Other expenditure charges)
x21 = 4306. Other expenditure contributions to Capacity charge p/kVA/day (in Unrounded tariff analysis: Other expenditure charges)
x22 = 4306. Other expenditure contributions to Unit rate 1 p/kWh (in Unrounded tariff analysis: Other expenditure charges)
x23 = 4306. Other expenditure contributions to Unit rate 2 p/kWh (in Unrounded tariff analysis: Other expenditure charges)
x24 = 4306. Other expenditure contributions to Unit rate 3 p/kWh (in Unrounded tariff analysis: Other expenditure charges)
x25 = 4306. Other expenditure contributions to Reactive power charge p/kVArh (in Unrounded tariff analysis: Other expenditure charges)
x26 = 4307. Matching contributions to Fixed charge p/MPAN/day (in Unrounded tariff analysis: Matching charges)
x27 = 4307. Matching contributions to Capacity charge p/kVA/day (in Unrounded tariff analysis: Matching charges)
x28 = 4307. Matching contributions to Unit rate 1 p/kWh (in Unrounded tariff analysis: Matching charges)
x29 = 4307. Matching contributions to Unit rate 2 p/kWh (in Unrounded tariff analysis: Matching charges)
x30 = 4307. Matching contributions to Unit rate 3 p/kWh (in Unrounded tariff analysis: Matching charges)
x31 = 4307. Matching contributions to Reactive power charge p/kVArh (in Unrounded tariff analysis: Matching charges)
Kind: | Calculation | Calculation | Calculation | Calculation
Formula: | =0.01*x1*(x2*x3+x4*x5)+10*(x6*x7+x8*x9+x10*x11+x12*x13) | =0.01*x1*(x14*x3+x15*x5)+10*(x16*x7+x17*x9+x18*x11+x19*x13) | =0.01*x1*(x20*x3+x21*x5)+10*(x22*x7+x23*x9+x24*x11+x25*x13) | =0.01*x1*(x26*x3+x27*x5)+10*(x28*x7+x29*x9+x30*x11+x31*x13)
| Revenues from asset charges (£/year) | Revenues from transmission exit charges (£/year) | Revenues from other expenditure charges (£/year) | Revenues from matching charges (£/year)
> Domestic Unrestricted
Domestic Unrestricted | 71796042.0314 | 8049334.1507 | 52432809.9293 | 33453568.2767
LDNO LV: Domestic Unrestricted | 1177369.9635 | 131971.0106 | 881202.0933 | 548480.3004
LDNO HV: Domestic Unrestricted | 673216.975 | 75485.3457 | 485385.4042 | 313722.119
> Domestic Two Rate
Domestic Two Rate | 6760679.8237 | 709564.1843 | 4840016.8229 | 2948995.9595
LDNO LV: Domestic Two Rate | 5235.3779 | 579.6264 | 3810.3644 | 2408.9657
LDNO HV: Domestic Two Rate | 42332.5518 | 4534.8865 | 29398.5703 | 18847.2901
> Domestic Off Peak (related MPAN)
Domestic Off Peak (related MPAN) | 25092.7555 | 1138.4526 | 10557.1202 | 4731.4847
LDNO LV: Domestic Off Peak (related MPAN) | 0 | 0 | 0 | 0
LDNO HV: Domestic Off Peak (related MPAN) | 0 | 0 | 0 | 0
> Small Non Domestic Unrestricted
Small Non Domestic Unrestricted | 16872424.8421 | 1733117.5952 | 8423390.0834 | 7202952.0352
LDNO LV: Small Non Domestic Unrestricted | 29663.6989 | 3045.4561 | 16094.3568 | 12657.1183
LDNO HV: Small Non Domestic Unrestricted | 64626.9303 | 6638.135 | 32489.6196 | 27588.5306
> Small Non Domestic Two Rate
Small Non Domestic Two Rate | 6457384.8014 | 661059.388 | 3069532.123 | 2747406.7988
LDNO LV: Small Non Domestic Two Rate | 628.8867 | 61.4521 | 610.8196 | 255.399
LDNO HV: Small Non Domestic Two Rate | 0 | 0 | 0 | 0
> Small Non Domestic Off Peak (related MPAN)
Small Non Domestic Off Peak (related MPAN) | 20611.1321 | 676.2423 | 8686.3825 | 2810.5078
LDNO LV: Small Non Domestic Off Peak (related MPAN) | 0 | 0 | 0 | 0
LDNO HV: Small Non Domestic Off Peak (related MPAN) | 0 | 0 | 0 | 0
> LV Medium Non-Domestic
LV Medium Non-Domestic | 0 | 0 | 0 | 0
LDNO LV: LV Medium Non-Domestic | 0 | 0 | 0 | 0
LDNO HV: LV Medium Non-Domestic | 0 | 0 | 0 | 0
> LV Sub Medium Non-Domestic
LV Sub Medium Non-Domestic | 0 | 0 | 0 | 0
> HV Medium Non-Domestic
HV Medium Non-Domestic | 37146.2783 | 6362.8028 | 38732.2113 | 26444.2318
> LV Network Domestic
LV Network Domestic | 0 | 0 | 0 | 0
LDNO LV: LV Network Domestic | 0 | 0 | 0 | 0
LDNO HV: LV Network Domestic | 0 | 0 | 0 | 0
> LV Network Non-Domestic Non-CT
LV Network Non-Domestic Non-CT | 5182207.9707 | 547633.1838 | 2221863.6443 | 2275999.9475
LDNO LV: LV Network Non-Domestic Non-CT | 0 | 0 | 0 | 0
LDNO HV: LV Network Non-Domestic Non-CT | 0 | 0 | 0 | 0
> LV HH Metered
LV HH Metered | 26036368.7744 | 2123511.3674 | 13906404.122 | 8825454.5265
LDNO LV: LV HH Metered | 41240.1239 | 3159.8471 | 22097.1178 | 13132.5347
LDNO HV: LV HH Metered | 503487.0002 | 37538.646 | 266495.1643 | 156013.1103
> LV Sub HH Metered
LV Sub HH Metered | 11242495.9813 | 1120594.6162 | 6871872.8261 | 4657265.7814
LDNO HV: LV Sub HH Metered | 10158.1846 | 467.2805 | 8273.7574 | 1942.0489
> HV HH Metered
HV HH Metered | 25362148.6633 | 3696719.764 | 16418587.8888 | 15363813.2931
LDNO HV: HV HH Metered | 128028.3941 | 12496.5432 | 101154.2496 | 51936.4651
> NHH UMS category A
NHH UMS category A | 242553.6237 | 25426.0421 | 671891.3248 | 105672.3226
LDNO LV: NHH UMS category A | 0 | 0 | 0 | 0
LDNO HV: NHH UMS category A | 0 | 0 | 0 | 0
> NHH UMS category B
NHH UMS category B | 77968.7265 | 10794.669 | 188069.0029 | 44863.3626
LDNO LV: NHH UMS category B | 1168.0917 | 161.7208 | 2817.5636 | 672.1223
LDNO HV: NHH UMS category B | 1353.1663 | 187.3441 | 3263.9836 | 778.6146
> NHH UMS category C
NHH UMS category C | 3769.1911 | 546.1514 | 5781.4056 | 2269.8417
LDNO LV: NHH UMS category C | 0 | 0 | 0 | 0
LDNO HV: NHH UMS category C | 0 | 0 | 0 | 0
> NHH UMS category D
NHH UMS category D | 0.48567 | 0.036345 | 1.4265 | 0.15105
LDNO LV: NHH UMS category D | 0 | 0 | 0 | 0
LDNO HV: NHH UMS category D | 0 | 0 | 0 | 0
> LV UMS (Pseudo HH Metered)
LV UMS (Pseudo HH Metered) | 2258922.5776 | 309880.7525 | 5014469.1973 | 1287885.0248
LDNO LV: LV UMS (Pseudo HH Metered) | 0 | 0 | 0 | 0
LDNO HV: LV UMS (Pseudo HH Metered) | 0 | 0 | 0 | 0
> LV Generation NHH or Aggregate HH
LV Generation NHH or Aggregate HH | -4568.8234 | -481.0308 | -1905.2435 | 0
LDNO LV: LV Generation NHH or Aggregate HH | 0 | 0 | 0 | 0
LDNO HV: LV Generation NHH or Aggregate HH | 0 | 0 | 0 | 0
> LV Sub Generation NHH
LV Sub Generation NHH | 0 | 0 | 0 | 0
LDNO HV: LV Sub Generation NHH | 0 | 0 | 0 | 0
> LV Generation Intermittent
LV Generation Intermittent | -172981.9556 | -18223.097 | -72074.4494 | 0
LDNO LV: LV Generation Intermittent | 0 | 0 | 0 | 0
LDNO HV: LV Generation Intermittent | 0 | 0 | 0 | 0
> LV Generation Non-Intermittent
LV Generation Non-Intermittent | -13409.0814 | -1338.1917 | -5593.9144 | 0
LDNO LV: LV Generation Non-Intermittent | -306.8912 | -30.1487 | -128.0391 | 0
LDNO HV: LV Generation Non-Intermittent | 0 | 0 | 0 | 0
> LV Sub Generation Intermittent
LV Sub Generation Intermittent | -6732.3578 | -843.8463 | -2671.3968 | 0
LDNO HV: LV Sub Generation Intermittent | 0 | 0 | 0 | 0
> LV Sub Generation Non-Intermittent
LV Sub Generation Non-Intermittent | -1466.6364 | -210.7032 | -537.6775 | 0
LDNO HV: LV Sub Generation Non-Intermittent | 0 | 0 | 0 | 0
> HV Generation Intermittent
HV Generation Intermittent | -1157995.2136 | -208327.6318 | -475252.9084 | 0
LDNO HV: HV Generation Intermittent | 0 | 0 | 0 | 0
> HV Generation Non-Intermittent
HV Generation Non-Intermittent | -1637305.7119 | -282975.8083 | -674228.0196 | 0
LDNO HV: HV Generation Non-Intermittent | 0 | 0 | 0 | 0
4312. Discount map (re-grouped)
Data sources:
x1 = 2303. Discount map
Copy cells = x1
| No discount | LDNO LV: LV user | LDNO HV: LV user | LDNO HV: LV sub user | LDNO HV: HV user
Domestic Unrestricted
Domestic Unrestricted | 1 | 0 | 0 | 0 | 0
LDNO LV: Domestic Unrestricted | 0 | 1 | 0 | 0 | 0
LDNO HV: Domestic Unrestricted | 0 | 0 | 1 | 0 | 0
Domestic Two Rate and related MPAN tariffs
Domestic Two Rate | 1 | 0 | 0 | 0 | 0
LDNO LV: Domestic Two Rate | 0 | 1 | 0 | 0 | 0
LDNO HV: Domestic Two Rate | 0 | 0 | 1 | 0 | 0
Domestic Off Peak (related MPAN) | 1 | 0 | 0 | 0 | 0
LDNO LV: Domestic Off Peak (related MPAN) | 0 | 1 | 0 | 0 | 0
LDNO HV: Domestic Off Peak (related MPAN) | 0 | 0 | 1 | 0 | 0
Small Non Domestic Unrestricted
Small Non Domestic Unrestricted | 1 | 0 | 0 | 0 | 0
LDNO LV: Small Non Domestic Unrestricted | 0 | 1 | 0 | 0 | 0
LDNO HV: Small Non Domestic Unrestricted | 0 | 0 | 1 | 0 | 0
Small Non Domestic Two Rate and related MPAN tariffs
Small Non Domestic Two Rate | 1 | 0 | 0 | 0 | 0
LDNO LV: Small Non Domestic Two Rate | 0 | 1 | 0 | 0 | 0
LDNO HV: Small Non Domestic Two Rate | 0 | 0 | 1 | 0 | 0
Small Non Domestic Off Peak (related MPAN) | 1 | 0 | 0 | 0 | 0
LDNO LV: Small Non Domestic Off Peak (related MPAN) | 0 | 1 | 0 | 0 | 0
LDNO HV: Small Non Domestic Off Peak (related MPAN) | 0 | 0 | 1 | 0 | 0
LV Medium Non-Domestic
LV Medium Non-Domestic | 1 | 0 | 0 | 0 | 0
LDNO LV: LV Medium Non-Domestic | 0 | 1 | 0 | 0 | 0
LDNO HV: LV Medium Non-Domestic | 0 | 0 | 1 | 0 | 0
LV Sub Medium Non-Domestic
LV Sub Medium Non-Domestic | 1 | 0 | 0 | 0 | 0
HV Medium Non-Domestic
HV Medium Non-Domestic | 1 | 0 | 0 | 0 | 0
LV Network Domestic
LV Network Domestic | 1 | 0 | 0 | 0 | 0
LDNO LV: LV Network Domestic | 0 | 1 | 0 | 0 | 0
LDNO HV: LV Network Domestic | 0 | 0 | 1 | 0 | 0
LV Network Non-Domestic Non-CT
LV Network Non-Domestic Non-CT | 1 | 0 | 0 | 0 | 0
LDNO LV: LV Network Non-Domestic Non-CT | 0 | 1 | 0 | 0 | 0
LDNO HV: LV Network Non-Domestic Non-CT | 0 | 0 | 1 | 0 | 0
LV HH Metered
LV HH Metered | 1 | 0 | 0 | 0 | 0
LDNO LV: LV HH Metered | 0 | 1 | 0 | 0 | 0
LDNO HV: LV HH Metered | 0 | 0 | 1 | 0 | 0
LV Sub HH Metered
LV Sub HH Metered | 1 | 0 | 0 | 0 | 0
LDNO HV: LV Sub HH Metered | 0 | 0 | 0 | 1 | 0
HV HH Metered
HV HH Metered | 1 | 0 | 0 | 0 | 0
LDNO HV: HV HH Metered | 0 | 0 | 0 | 0 | 1
NHH UMS category A
NHH UMS category A | 1 | 0 | 0 | 0 | 0
LDNO LV: NHH UMS category A | 0 | 1 | 0 | 0 | 0
LDNO HV: NHH UMS category A | 0 | 0 | 1 | 0 | 0
NHH UMS category B
NHH UMS category B | 1 | 0 | 0 | 0 | 0
LDNO LV: NHH UMS category B | 0 | 1 | 0 | 0 | 0
LDNO HV: NHH UMS category B | 0 | 0 | 1 | 0 | 0
NHH UMS category C
NHH UMS category C | 1 | 0 | 0 | 0 | 0
LDNO LV: NHH UMS category C | 0 | 1 | 0 | 0 | 0
LDNO HV: NHH UMS category C | 0 | 0 | 1 | 0 | 0
NHH UMS category D
NHH UMS category D | 1 | 0 | 0 | 0 | 0
LDNO LV: NHH UMS category D | 0 | 1 | 0 | 0 | 0
LDNO HV: NHH UMS category D | 0 | 0 | 1 | 0 | 0
LV UMS (Pseudo HH Metered)
LV UMS (Pseudo HH Metered) | 1 | 0 | 0 | 0 | 0
LDNO LV: LV UMS (Pseudo HH Metered) | 0 | 1 | 0 | 0 | 0
LDNO HV: LV UMS (Pseudo HH Metered) | 0 | 0 | 1 | 0 | 0
LV Generation NHH or Aggregate HH
LV Generation NHH or Aggregate HH | 1 | 0 | 0 | 0 | 0
LDNO LV: LV Generation NHH or Aggregate HH | 1 | 0 | 0 | 0 | 0
LDNO HV: LV Generation NHH or Aggregate HH | 1 | 0 | 0 | 0 | 0
LV Sub Generation NHH
LV Sub Generation NHH | 1 | 0 | 0 | 0 | 0
LDNO HV: LV Sub Generation NHH | 1 | 0 | 0 | 0 | 0
LV Generation Intermittent
LV Generation Intermittent | 1 | 0 | 0 | 0 | 0
LDNO LV: LV Generation Intermittent | 1 | 0 | 0 | 0 | 0
LDNO HV: LV Generation Intermittent | 1 | 0 | 0 | 0 | 0
LV Generation Non-Intermittent
LV Generation Non-Intermittent | 1 | 0 | 0 | 0 | 0
LDNO LV: LV Generation Non-Intermittent | 1 | 0 | 0 | 0 | 0
LDNO HV: LV Generation Non-Intermittent | 1 | 0 | 0 | 0 | 0
LV Sub Generation Intermittent
LV Sub Generation Intermittent | 1 | 0 | 0 | 0 | 0
LDNO HV: LV Sub Generation Intermittent | 1 | 0 | 0 | 0 | 0
LV Sub Generation Non-Intermittent
LV Sub Generation Non-Intermittent | 1 | 0 | 0 | 0 | 0
LDNO HV: LV Sub Generation Non-Intermittent | 1 | 0 | 0 | 0 | 0
HV Generation Intermittent
HV Generation Intermittent | 1 | 0 | 0 | 0 | 0
LDNO HV: HV Generation Intermittent | 1 | 0 | 0 | 0 | 0
HV Generation Non-Intermittent
HV Generation Non-Intermittent | 1 | 0 | 0 | 0 | 0
LDNO HV: HV Generation Non-Intermittent | 1 | 0 | 0 | 0 | 0
4313. Discount for each tariff (except for fixed charges)
Data sources:
x1 = 4312. Discount map (re-grouped)
x2 = 1039. LDNO discounts (p/kWh)
Sum-product calculation =SUMPRODUCT(x1, x2)
Discount for each tariff (except for fixed charges)
Domestic Unrestricted
Domestic Unrestricted | bar: =x1
LDNO LV: Domestic Unrestricted | =x1: 67.77%
LDNO HV: Domestic Unrestricted | =x1: 110.4%
Domestic Two Rate and related MPAN tariffs
Domestic Two Rate | bar: =x1
LDNO LV: Domestic Two Rate | =x1: 67.77%
LDNO HV: Domestic Two Rate | =x1: 110.4%
Domestic Off Peak (related MPAN) | bar: =x1
LDNO LV: Domestic Off Peak (related MPAN) | =x1: 67.77%
LDNO HV: Domestic Off Peak (related MPAN) | =x1: 110.4%
Small Non Domestic Unrestricted
Small Non Domestic Unrestricted | bar: =x1
LDNO LV: Small Non Domestic Unrestricted | =x1: 67.77%
LDNO HV: Small Non Domestic Unrestricted | =x1: 110.4%
Small Non Domestic Two Rate and related MPAN tariffs
Small Non Domestic Two Rate | bar: =x1
LDNO LV: Small Non Domestic Two Rate | =x1: 67.77%
LDNO HV: Small Non Domestic Two Rate | =x1: 110.4%
Small Non Domestic Off Peak (related MPAN) | bar: =x1
LDNO LV: Small Non Domestic Off Peak (related MPAN) | =x1: 67.77%
LDNO HV: Small Non Domestic Off Peak (related MPAN) | =x1: 110.4%
LV Medium Non-Domestic
LV Medium Non-Domestic | bar: =x1
LDNO LV: LV Medium Non-Domestic | =x1: 67.77%
LDNO HV: LV Medium Non-Domestic | =x1: 110.4%
LV Sub Medium Non-Domestic
LV Sub Medium Non-Domestic | bar: =x1
HV Medium Non-Domestic
HV Medium Non-Domestic | bar: =x1
LV Network Domestic
LV Network Domestic | bar: =x1
LDNO LV: LV Network Domestic | =x1: 67.77%
LDNO HV: LV Network Domestic | =x1: 110.4%
LV Network Non-Domestic Non-CT
LV Network Non-Domestic Non-CT | bar: =x1
LDNO LV: LV Network Non-Domestic Non-CT | =x1: 67.77%
LDNO HV: LV Network Non-Domestic Non-CT | =x1: 110.4%
LV HH Metered
LV HH Metered | bar: =x1
LDNO LV: LV HH Metered | =x1: 67.77%
LDNO HV: LV HH Metered | =x1: 110.4%
LV Sub HH Metered
LV Sub HH Metered | bar: =x1
LDNO HV: LV Sub HH Metered | =x1: 64.41%
HV HH Metered
HV HH Metered | bar: =x1
LDNO HV: HV HH Metered | =x1: 41.34%
NHH UMS category A
NHH UMS category A | bar: =x1
LDNO LV: NHH UMS category A | =x1: 67.77%
LDNO HV: NHH UMS category A | =x1: 110.4%
NHH UMS category B
NHH UMS category B | bar: =x1
LDNO LV: NHH UMS category B | =x1: 67.77%
LDNO HV: NHH UMS category B | =x1: 110.4%
NHH UMS category C
NHH UMS category C | bar: =x1
LDNO LV: NHH UMS category C | =x1: 67.77%
LDNO HV: NHH UMS category C | =x1: 110.4%
NHH UMS category D
NHH UMS category D | bar: =x1
LDNO LV: NHH UMS category D | =x1: 67.77%
LDNO HV: NHH UMS category D | =x1: 110.4%
LV UMS (Pseudo HH Metered)
LV UMS (Pseudo HH Metered) | bar: =x1
LDNO LV: LV UMS (Pseudo HH Metered) | =x1: 67.77%
LDNO HV: LV UMS (Pseudo HH Metered) | =x1: 110.4%
LV Generation NHH or Aggregate HH
LV Generation NHH or Aggregate HH | bar: =x1
LDNO LV: LV Generation NHH or Aggregate HH | bar: =x1
LDNO HV: LV Generation NHH or Aggregate HH | bar: =x1
LV Sub Generation NHH
LV Sub Generation NHH | bar: =x1
LDNO HV: LV Sub Generation NHH | bar: =x1
LV Generation Intermittent
LV Generation Intermittent | bar: =x1
LDNO LV: LV Generation Intermittent | bar: =x1
LDNO HV: LV Generation Intermittent | bar: =x1
LV Generation Non-Intermittent
LV Generation Non-Intermittent | bar: =x1
LDNO LV: LV Generation Non-Intermittent | bar: =x1
LDNO HV: LV Generation Non-Intermittent | bar: =x1
LV Sub Generation Intermittent
LV Sub Generation Intermittent | bar: =x1
LDNO HV: LV Sub Generation Intermittent | bar: =x1
LV Sub Generation Non-Intermittent
LV Sub Generation Non-Intermittent | bar: =x1
LDNO HV: LV Sub Generation Non-Intermittent | bar: =x1
HV Generation Intermittent
HV Generation Intermittent | bar: =x1
LDNO HV: HV Generation Intermittent | bar: =x1
HV Generation Non-Intermittent
HV Generation Non-Intermittent | bar: =x1
LDNO HV: HV Generation Non-Intermittent | bar: =x1
4314. Unrounded revenue analysis (with reordered tariff list)
Data sources:
x1 = 4311. Revenues from asset charges (£/year) (in Unrounded revenue analysis)
x2 = 4311. Revenues from transmission exit charges (£/year) (in Unrounded revenue analysis)
x3 = 4311. Revenues from other expenditure charges (£/year) (in Unrounded revenue analysis)
x4 = 4311. Revenues from matching charges (£/year) (in Unrounded revenue analysis)
x5 = 1053. Rate 1 units (MWh) by tariff (in Volume forecasts for the charging year)
x6 = 1053. Rate 2 units (MWh) by tariff (in Volume forecasts for the charging year)
x7 = 1053. Rate 3 units (MWh) by tariff (in Volume forecasts for the charging year)
Kind: | Copy cells | Copy cells | Copy cells | Copy cells | Calculation
Formula: | = x1 | = x2 | = x3 | = x4 | =x5+x6+x7
| Revenues from asset charges (£/year) | Revenues from transmission exit charges (£/year) | Revenues from other expenditure charges (£/year) | Revenues from matching charges (£/year) | Total MWh
Domestic Unrestricted
Domestic Unrestricted | 71796042.0314 | 8049334.1507 | 52432809.9293 | 33453568.2767 | 6548048.323
LDNO LV: Domestic Unrestricted | 1177369.9635 | 131971.0106 | 881202.0933 | 548480.3004 | 107357.0234
LDNO HV: Domestic Unrestricted | 673216.975 | 75485.3457 | 485385.4042 | 313722.119 | 61406.5315
Domestic Two Rate and related MPAN tariffs
Domestic Two Rate | 6760679.8237 | 709564.1843 | 4840016.8229 | 2948995.9595 | 948933.1145
LDNO LV: Domestic Two Rate | 5235.3779 | 579.6264 | 3810.3644 | 2408.9657 | 497.0838
LDNO HV: Domestic Two Rate | 42332.5518 | 4534.8865 | 29398.5703 | 18847.2901 | 5229.7859
Domestic Off Peak (related MPAN) | 25092.7555 | 1138.4526 | 10557.1202 | 4731.4847 | 16657.9641
LDNO LV: Domestic Off Peak (related MPAN) | 0 | 0 | 0 | 0 | 0
LDNO HV: Domestic Off Peak (related MPAN) | 0 | 0 | 0 | 0 | 0
Small Non Domestic Unrestricted
Small Non Domestic Unrestricted | 16872424.8421 | 1733117.5952 | 8423390.0834 | 7202952.0352 | 1571617.9263
LDNO LV: Small Non Domestic Unrestricted | 29663.6989 | 3045.4561 | 16094.3568 | 12657.1183 | 2761.6669
LDNO HV: Small Non Domestic Unrestricted | 64626.9303 | 6638.135 | 32489.6196 | 27588.5306 | 6019.5638
Small Non Domestic Two Rate and related MPAN tariffs
Small Non Domestic Two Rate | 6457384.8014 | 661059.388 | 3069532.123 | 2747406.7988 | 791413.9827
LDNO LV: Small Non Domestic Two Rate | 628.8867 | 61.4521 | 610.8196 | 255.399 | 102.8248
LDNO HV: Small Non Domestic Two Rate | 0 | 0 | 0 | 0 | 0
Small Non Domestic Off Peak (related MPAN) | 20611.1321 | 676.2423 | 8686.3825 | 2810.5078 | 18224.0656
LDNO LV: Small Non Domestic Off Peak (related MPAN) | 0 | 0 | 0 | 0 | 0
LDNO HV: Small Non Domestic Off Peak (related MPAN) | 0 | 0 | 0 | 0 | 0
LV Medium Non-Domestic
LV Medium Non-Domestic | 0 | 0 | 0 | 0 | 0
LDNO LV: LV Medium Non-Domestic | 0 | 0 | 0 | 0 | 0
LDNO HV: LV Medium Non-Domestic | 0 | 0 | 0 | 0 | 0
LV Sub Medium Non-Domestic
LV Sub Medium Non-Domestic | 0 | 0 | 0 | 0 | 0
HV Medium Non-Domestic
HV Medium Non-Domestic | 37146.2783 | 6362.8028 | 38732.2113 | 26444.2318 | 7293.586
LV Network Domestic
LV Network Domestic | 0 | 0 | 0 | 0 | 0
LDNO LV: LV Network Domestic | 0 | 0 | 0 | 0 | 0
LDNO HV: LV Network Domestic | 0 | 0 | 0 | 0 | 0
LV Network Non-Domestic Non-CT
LV Network Non-Domestic Non-CT | 5182207.9707 | 547633.1838 | 2221863.6443 | 2275999.9475 | 512249.9808
LDNO LV: LV Network Non-Domestic Non-CT | 0 | 0 | 0 | 0 | 0
LDNO HV: LV Network Non-Domestic Non-CT | 0 | 0 | 0 | 0 | 0
LV HH Metered
LV HH Metered | 26036368.7744 | 2123511.3674 | 13906404.122 | 8825454.5265 | 2236614.4619
LDNO LV: LV HH Metered | 41240.1239 | 3159.8471 | 22097.1178 | 13132.5347 | 3680.8365
LDNO HV: LV HH Metered | 503487.0002 | 37538.646 | 266495.1643 | 156013.1103 | 49363.6331
LV Sub HH Metered
LV Sub HH Metered | 11242495.9813 | 1120594.6162 | 6871872.8261 | 4657265.7814 | 1297895.2149
LDNO HV: LV Sub HH Metered | 10158.1846 | 467.2805 | 8273.7574 | 1942.0489 | 692.4155
HV HH Metered
HV HH Metered | 25362148.6633 | 3696719.764 | 16418587.8888 | 15363813.2931 | 5094855.1435
LDNO HV: HV HH Metered | 128028.3941 | 12496.5432 | 101154.2496 | 51936.4651 | 22115.6008
NHH UMS category A
NHH UMS category A | 242553.6237 | 25426.0421 | 671891.3248 | 105672.3226 | 36671.2327
LDNO LV: NHH UMS category A | 0 | 0 | 0 | 0 | 0
LDNO HV: NHH UMS category A | 0 | 0 | 0 | 0 | 0
NHH UMS category B
NHH UMS category B | 77968.7265 | 10794.669 | 188069.0029 | 44863.3626 | 9979.0774
LDNO LV: NHH UMS category B | 1168.0917 | 161.7208 | 2817.5636 | 672.1223 | 149.502
LDNO HV: NHH UMS category B | 1353.1663 | 187.3441 | 3263.9836 | 778.6146 | 173.1893
NHH UMS category C
NHH UMS category C | 3769.1911 | 546.1514 | 5781.4056 | 2269.8417 | 265.8082
LDNO LV: NHH UMS category C | 0 | 0 | 0 | 0 | 0
LDNO HV: NHH UMS category C | 0 | 0 | 0 | 0 | 0
NHH UMS category D
NHH UMS category D | 0.48567 | 0.036345 | 1.4265 | 0.15105 | 0.078638
LDNO LV: NHH UMS category D | 0 | 0 | 0 | 0 | 0
LDNO HV: NHH UMS category D | 0 | 0 | 0 | 0 | 0
LV UMS (Pseudo HH Metered)
LV UMS (Pseudo HH Metered) | 2258922.5776 | 309880.7525 | 5014469.1973 | 1287885.0248 | 260654.3778
LDNO LV: LV UMS (Pseudo HH Metered) | 0 | 0 | 0 | 0 | 0
LDNO HV: LV UMS (Pseudo HH Metered) | 0 | 0 | 0 | 0 | 0
LV Generation NHH or Aggregate HH
LV Generation NHH or Aggregate HH | -4568.8234 | -481.0308 | -1905.2435 | 0 | 762.5555
LDNO LV: LV Generation NHH or Aggregate HH | 0 | 0 | 0 | 0 | 0
LDNO HV: LV Generation NHH or Aggregate HH | 0 | 0 | 0 | 0 | 0
LV Sub Generation NHH
LV Sub Generation NHH | 0 | 0 | 0 | 0 | 0
LDNO HV: LV Sub Generation NHH | 0 | 0 | 0 | 0 | 0
LV Generation Intermittent
LV Generation Intermittent | -172981.9556 | -18223.097 | -72074.4494 | 0 | 29085.8185
LDNO LV: LV Generation Intermittent | 0 | 0 | 0 | 0 | 0
LDNO HV: LV Generation Intermittent | 0 | 0 | 0 | 0 | 0
LV Generation Non-Intermittent
LV Generation Non-Intermittent | -13409.0814 | -1338.1917 | -5593.9144 | 0 | 2500.3567
LDNO LV: LV Generation Non-Intermittent | -306.8912 | -30.1487 | -128.0391 | 0 | 36.7111
LDNO HV: LV Generation Non-Intermittent | 0 | 0 | 0 | 0 | 0
LV Sub Generation Intermittent
LV Sub Generation Intermittent | -6732.3578 | -843.8463 | -2671.3968 | 0 | 1410.5415
LDNO HV: LV Sub Generation Intermittent | 0 | 0 | 0 | 0 | 0
LV Sub Generation Non-Intermittent
LV Sub Generation Non-Intermittent | -1466.6364 | -210.7032 | -537.6775 | 0 | 391.2471
LDNO HV: LV Sub Generation Non-Intermittent | 0 | 0 | 0 | 0 | 0
HV Generation Intermittent
HV Generation Intermittent | -1157995.2136 | -208327.6318 | -475252.9084 | 0 | 352888.2803
LDNO HV: HV Generation Intermittent | 0 | 0 | 0 | 0 | 0
HV Generation Non-Intermittent
HV Generation Non-Intermittent | -1637305.7119 | -282975.8083 | -674228.0196 | 0 | 535991.7239
LDNO HV: HV Generation Non-Intermittent | 0 | 0 | 0 | 0 | 0
4315. Unrounded revenue analysis (by tariff group)
Data sources:
x1 = 4314. Revenues from asset charges (£/year) (in Unrounded revenue analysis) (in Unrounded revenue analysis (with reordered tariff list))
x2 = 4314. Revenues from transmission exit charges (£/year) (in Unrounded revenue analysis) (in Unrounded revenue analysis (with reordered tariff list))
x3 = 4314. Revenues from other expenditure charges (£/year) (in Unrounded revenue analysis) (in Unrounded revenue analysis (with reordered tariff list))
x4 = 4314. Revenues from matching charges (£/year) (in Unrounded revenue analysis) (in Unrounded revenue analysis (with reordered tariff list))
x5 = 4314. Total MWh (in Unrounded revenue analysis (with reordered tariff list))
Kind: | Cell summation | Cell summation | Cell summation | Cell summation | Cell summation
Formula: | =SUM(x1) | =SUM(x2) | =SUM(x3) | =SUM(x4) | =SUM(x5)
| Grouped revenues from asset charges (£/year) | Grouped revenues from transmission exit charges (£/year) | Grouped revenues from other expenditure charges (£/year) | Grouped revenues from matching charges (£/year) | Grouped units (MWh)
Domestic Unrestricted | 73646628.9699 | 8256790.507 | 53799397.4268 | 34315770.6961 | 6716811.8779
Domestic Two Rate and related MPAN tariffs | 6833340.5089 | 715817.1498 | 4883782.8778 | 2974983.7 | 971317.9483
Small Non Domestic Unrestricted | 16966715.4713 | 1742801.1863 | 8471974.0599 | 7243197.6842 | 1580399.1569
Small Non Domestic Two Rate and related MPAN tariffs | 6478624.8203 | 661797.0824 | 3078829.3251 | 2750472.7056 | 809740.8732
LV Medium Non-Domestic | 0 | 0 | 0 | 0 | 0
LV Sub Medium Non-Domestic | 0 | 0 | 0 | 0 | 0
HV Medium Non-Domestic | 37146.2783 | 6362.8028 | 38732.2113 | 26444.2318 | 7293.586
LV Network Domestic | 0 | 0 | 0 | 0 | 0
LV Network Non-Domestic Non-CT | 5182207.9707 | 547633.1838 | 2221863.6443 | 2275999.9475 | 512249.9808
LV HH Metered | 26581095.8985 | 2164209.8605 | 14194996.4042 | 8994600.1716 | 2289658.9315
LV Sub HH Metered | 11252654.1659 | 1121061.8967 | 6880146.5836 | 4659207.8303 | 1298587.6304
HV HH Metered | 25490177.0574 | 3709216.3072 | 16519742.1384 | 15415749.7581 | 5116970.7443
NHH UMS category A | 242553.6237 | 25426.0421 | 671891.3248 | 105672.3226 | 36671.2327
NHH UMS category B | 80489.9846 | 11143.7339 | 194150.5502 | 46314.0996 | 10301.7687
NHH UMS category C | 3769.1911 | 546.1514 | 5781.4056 | 2269.8417 | 265.8082
NHH UMS category D | 0.48567 | 0.036345 | 1.4265 | 0.15105 | 0.078638
LV UMS (Pseudo HH Metered) | 2258922.5776 | 309880.7525 | 5014469.1973 | 1287885.0248 | 260654.3778
LV Generation NHH or Aggregate HH | -4568.8234 | -481.0308 | -1905.2435 | 0 | 762.5555
LV Sub Generation NHH | 0 | 0 | 0 | 0 | 0
LV Generation Intermittent | -172981.9556 | -18223.097 | -72074.4494 | 0 | 29085.8185
LV Generation Non-Intermittent | -13715.9727 | -1368.3403 | -5721.9535 | 0 | 2537.0678
LV Sub Generation Intermittent | -6732.3578 | -843.8463 | -2671.3968 | 0 | 1410.5415
LV Sub Generation Non-Intermittent | -1466.6364 | -210.7032 | -537.6775 | 0 | 391.2471
HV Generation Intermittent | -1157995.2136 | -208327.6318 | -475252.9084 | 0 | 352888.2803
HV Generation Non-Intermittent | -1637305.7119 | -282975.8083 | -674228.0196 | 0 | 535991.7239
4316. Scaling factors for run 1
| Scaling factor for revenues from transmission exit charges (£/year) | Scaling factor for revenues from other expenditure charges (£/year) | Scaling factor for revenues from matching charges (£/year)
Scaling factors for run 1 | bar: =x1 to =x3
4317. Average p/kWh
Data sources:
x1 = 4315. Grouped units (MWh) (in Unrounded revenue analysis (by tariff group))
x2 = 4315. Grouped revenues from asset charges (£/year) (in Unrounded revenue analysis (by tariff group))
x3 = 4315. Grouped revenues from transmission exit charges (£/year) (in Unrounded revenue analysis (by tariff group))
x4 = 4316. Scaling factor for revenues from transmission exit charges (£/year) (in Scaling factors for run 1)
x5 = 4315. Grouped revenues from other expenditure charges (£/year) (in Unrounded revenue analysis (by tariff group))
x6 = 4316. Scaling factor for revenues from other expenditure charges (£/year) (in Scaling factors for run 1)
x7 = 4315. Grouped revenues from matching charges (£/year) (in Unrounded revenue analysis (by tariff group))
x8 = 4316. Scaling factor for revenues from matching charges (£/year) (in Scaling factors for run 1)
Calculation =IF(x1,(x2+x3*x4+x5*x6+x7*x8)/x1*0.1,0)
Average p/kWh
Domestic Unrestricted | =x1: 2.5312
Domestic Two Rate and related MPAN tariffs | =x1: 1.5863
Small Non Domestic Unrestricted | =x1: 2.1782
Small Non Domestic Two Rate and related MPAN tariffs | =x1: 1.6017
LV Medium Non-Domestic | =x1: 0
LV Sub Medium Non-Domestic | =x1: 0
HV Medium Non-Domestic | =x1: 1.4902
LV Network Domestic | =x1: 0
LV Network Non-Domestic Non-CT | =x1: 1.9966
LV HH Metered | =x1: 2.2682
LV Sub HH Metered | =x1: 1.8415
HV HH Metered | =x1: 1.1947
NHH UMS category A | =x1: 2.8511
NHH UMS category B | =x1: 3.2237
NHH UMS category C | =x1: 4.6524
NHH UMS category D | =x1: 2.6699
LV UMS (Pseudo HH Metered) | =x1: 3.4034
LV Generation NHH or Aggregate HH | =x1: -0.91208
LV Sub Generation NHH | =x1: 0
LV Generation Intermittent | =x1: -0.90518
LV Generation Non-Intermittent | =x1: -0.82009
LV Sub Generation Intermittent | =x1: -0.7265
LV Sub Generation Non-Intermittent | =x1: -0.56614
HV Generation Intermittent | =x1: -0.52186
HV Generation Non-Intermittent | =x1: -0.48406
4318. Chargeable percentage
Data sources:
x1 = 4317. Average p/kWh
x2 = 4313. Discount for each tariff (except for fixed charges)
Calculation =IF(x1,1-x2/x1,0)
Chargeable percentage
Domestic Unrestricted
Domestic Unrestricted | =x1: 100%
LDNO LV: Domestic Unrestricted | =x1: 73.23%
LDNO HV: Domestic Unrestricted | =x1: 56.4%
Domestic Two Rate and related MPAN tariffs
Domestic Two Rate | =x1: 100%
LDNO LV: Domestic Two Rate | =x1: 57.28%
LDNO HV: Domestic Two Rate | =x1: 30.43%
Domestic Off Peak (related MPAN) | =x1: 100%
LDNO LV: Domestic Off Peak (related MPAN) | =x1: 57.28%
LDNO HV: Domestic Off Peak (related MPAN) | =x1: 30.43%
Small Non Domestic Unrestricted
Small Non Domestic Unrestricted | =x1: 100%
LDNO LV: Small Non Domestic Unrestricted | =x1: 68.89%
LDNO HV: Small Non Domestic Unrestricted | =x1: 49.33%
Small Non Domestic Two Rate and related MPAN tariffs
Small Non Domestic Two Rate | =x1: 100%
LDNO LV: Small Non Domestic Two Rate | =x1: 57.69%
LDNO HV: Small Non Domestic Two Rate | =x1: 31.1%
Small Non Domestic Off Peak (related MPAN) | =x1: 100%
LDNO LV: Small Non Domestic Off Peak (related MPAN) | =x1: 57.69%
LDNO HV: Small Non Domestic Off Peak (related MPAN) | =x1: 31.1%
LV Medium Non-Domestic
LV Medium Non-Domestic | bar: =x1
LDNO LV: LV Medium Non-Domestic | bar: =x1
LDNO HV: LV Medium Non-Domestic | bar: =x1
LV Sub Medium Non-Domestic
LV Sub Medium Non-Domestic | bar: =x1
HV Medium Non-Domestic
HV Medium Non-Domestic | =x1: 100%
LV Network Domestic
LV Network Domestic | bar: =x1
LDNO LV: LV Network Domestic | bar: =x1
LDNO HV: LV Network Domestic | bar: =x1
LV Network Non-Domestic Non-CT
LV Network Non-Domestic Non-CT | =x1: 100%
LDNO LV: LV Network Non-Domestic Non-CT | =x1: 66.06%
LDNO HV: LV Network Non-Domestic Non-CT | =x1: 44.73%
LV HH Metered
LV HH Metered | =x1: 100%
LDNO LV: LV HH Metered | =x1: 70.12%
LDNO HV: LV HH Metered | =x1: 51.34%
LV Sub HH Metered
LV Sub HH Metered | =x1: 100%
LDNO HV: LV Sub HH Metered | =x1: 65.02%
HV HH Metered
HV HH Metered | =x1: 100%
LDNO HV: HV HH Metered | =x1: 65.4%
NHH UMS category A
NHH UMS category A | =x1: 100%
LDNO LV: NHH UMS category A | =x1: 76.23%
LDNO HV: NHH UMS category A | =x1: 61.29%
NHH UMS category B
NHH UMS category B | =x1: 100%
LDNO LV: NHH UMS category B | =x1: 78.98%
LDNO HV: NHH UMS category B | =x1: 65.77%
NHH UMS category C
NHH UMS category C | =x1: 100%
LDNO LV: NHH UMS category C | =x1: 85.43%
LDNO HV: NHH UMS category C | =x1: 76.28%
NHH UMS category D
NHH UMS category D | =x1: 100%
LDNO LV: NHH UMS category D | =x1: 74.62%
LDNO HV: NHH UMS category D | =x1: 58.66%
LV UMS (Pseudo HH Metered)
LV UMS (Pseudo HH Metered) | =x1: 100%
LDNO LV: LV UMS (Pseudo HH Metered) | =x1: 80.09%
LDNO HV: LV UMS (Pseudo HH Metered) | =x1: 67.57%
LV Generation NHH or Aggregate HH
LV Generation NHH or Aggregate HH | =x1: 100%
LDNO LV: LV Generation NHH or Aggregate HH | =x1: 100%
LDNO HV: LV Generation NHH or Aggregate HH | =x1: 100%
LV Sub Generation NHH
LV Sub Generation NHH | bar: =x1
LDNO HV: LV Sub Generation NHH | bar: =x1
LV Generation Intermittent
LV Generation Intermittent | =x1: 100%
LDNO LV: LV Generation Intermittent | =x1: 100%
LDNO HV: LV Generation Intermittent | =x1: 100%
LV Generation Non-Intermittent
LV Generation Non-Intermittent | =x1: 100%
LDNO LV: LV Generation Non-Intermittent | =x1: 100%
LDNO HV: LV Generation Non-Intermittent | =x1: 100%
LV Sub Generation Intermittent
LV Sub Generation Intermittent | =x1: 100%
LDNO HV: LV Sub Generation Intermittent | =x1: 100%
LV Sub Generation Non-Intermittent
LV Sub Generation Non-Intermittent | =x1: 100%
LDNO HV: LV Sub Generation Non-Intermittent | =x1: 100%
HV Generation Intermittent
HV Generation Intermittent | =x1: 100%
LDNO HV: HV Generation Intermittent | =x1: 100%
HV Generation Non-Intermittent
HV Generation Non-Intermittent | =x1: 100%
LDNO HV: HV Generation Non-Intermittent | =x1: 100%
4319. Total discounted revenue by charge category
Data sources:
x1 = 4318. Chargeable percentage
x2 = 4314. Revenues from asset charges (£/year) (in Unrounded revenue analysis) (in Unrounded revenue analysis (with reordered tariff list))
x3 = 4314. Revenues from transmission exit charges (£/year) (in Unrounded revenue analysis) (in Unrounded revenue analysis (with reordered tariff list))
x4 = 4314. Revenues from other expenditure charges (£/year) (in Unrounded revenue analysis) (in Unrounded revenue analysis (with reordered tariff list))
x5 = 4314. Revenues from matching charges (£/year) (in Unrounded revenue analysis) (in Unrounded revenue analysis (with reordered tariff list))
Kind: | Sum-product calculation | Sum-product calculation | Sum-product calculation | Sum-product calculation
Formula: | =SUMPRODUCT(x1, x2) | =SUMPRODUCT(x1, x3) | =SUMPRODUCT(x1, x4) | =SUMPRODUCT(x1, x5)
| Revenues from asset charges (£/year) | Revenues from transmission exit charges (£/year) | Revenues from other expenditure charges (£/year) | Revenues from matching charges (£/year)
Total discounted revenue by charge category | 171071022.8469 | 18660476.7761 | 114076125.6937 | 79683878.0946
4320. Error values from run 1
Data sources:
x1 = 4319. Revenues from transmission exit charges (£/year) (in Total discounted revenue by charge category)
x2 = 4316. Scaling factor for revenues from transmission exit charges (£/year) (in Scaling factors for run 1)
x3 = 4309. Baseline revenues from transmission exit charges (£/year) (in Unrounded revenue analysis (baseline totals))
x4 = 4319. Revenues from other expenditure charges (£/year) (in Total discounted revenue by charge category)
x5 = 4316. Scaling factor for revenues from other expenditure charges (£/year) (in Scaling factors for run 1)
x6 = 4309. Baseline revenues from other expenditure charges (£/year) (in Unrounded revenue analysis (baseline totals))
x7 = 4319. Revenues from matching charges (£/year) (in Total discounted revenue by charge category)
x8 = 4316. Scaling factor for revenues from matching charges (£/year) (in Scaling factors for run 1)
x9 = 4309. Baseline revenues from matching charges (£/year) (in Unrounded revenue analysis (baseline totals))
x10 = 4319. Revenues from asset charges (£/year) (in Total discounted revenue by charge category)
x11 = 4309. Baseline revenues from asset charges (£/year) (in Unrounded revenue analysis (baseline totals))
x12 = Error 1 (in Error values from run 1)
x13 = Error 2 (in Error values from run 1)
Kind: | =x1: Calculation; =x2: Calculation; =x3: Calculation
Formula: | =x1: =x1*x2-x3; =x2: =x4*x5-x6; =x3: =x7*x8-x9+x10-x11+x12+x13
| Error 1 | Error 2 | Error 3
Error values from run 1 | =x1: 23924.9875; =x2: 156050.3896; =x3: 506558.5939
4321. Scaling factors for run 2
| Scaling factor for revenues from transmission exit charges (£/year) | Scaling factor for revenues from other expenditure charges (£/year) | Scaling factor for revenues from matching charges (£/year)
Scaling factors for run 2 | =x1: 0.99; =x2: 1; =x3: 1
4322. Average p/kWh
Data sources:
x1 = 4315. Grouped units (MWh) (in Unrounded revenue analysis (by tariff group))
x2 = 4315. Grouped revenues from asset charges (£/year) (in Unrounded revenue analysis (by tariff group))
x3 = 4315. Grouped revenues from transmission exit charges (£/year) (in Unrounded revenue analysis (by tariff group))
x4 = 4321. Scaling factor for revenues from transmission exit charges (£/year) (in Scaling factors for run 2)
x5 = 4315. Grouped revenues from other expenditure charges (£/year) (in Unrounded revenue analysis (by tariff group))
x6 = 4321. Scaling factor for revenues from other expenditure charges (£/year) (in Scaling factors for run 2)
x7 = 4315. Grouped revenues from matching charges (£/year) (in Unrounded revenue analysis (by tariff group))
x8 = 4321. Scaling factor for revenues from matching charges (£/year) (in Scaling factors for run 2)
Calculation =IF(x1,(x2+x3*x4+x5*x6+x7*x8)/x1*0.1,0)
Average p/kWh
Domestic Unrestricted | =x1: 2.53
Domestic Two Rate and related MPAN tariffs | =x1: 1.5856
Small Non Domestic Unrestricted | =x1: 2.1771
Small Non Domestic Two Rate and related MPAN tariffs | =x1: 1.6009
LV Medium Non-Domestic | =x1: 0
LV Sub Medium Non-Domestic | =x1: 0
HV Medium Non-Domestic | =x1: 1.4893
LV Network Domestic | =x1: 0
LV Network Non-Domestic Non-CT | =x1: 1.9956
LV HH Metered | =x1: 2.2673
LV Sub HH Metered | =x1: 1.8406
HV HH Metered | =x1: 1.194
NHH UMS category A | =x1: 2.8504
NHH UMS category B | =x1: 3.2226
NHH UMS category C | =x1: 4.6504
NHH UMS category D | =x1: 2.6695
LV UMS (Pseudo HH Metered) | =x1: 3.4022
LV Generation NHH or Aggregate HH | =x1: -0.91145
LV Sub Generation NHH | =x1: 0
LV Generation Intermittent | =x1: -0.90456
LV Generation Non-Intermittent | =x1: -0.81955
LV Sub Generation Intermittent | =x1: -0.7259
LV Sub Generation Non-Intermittent | =x1: -0.5656
HV Generation Intermittent | =x1: -0.52127
HV Generation Non-Intermittent | =x1: -0.48353
4323. Chargeable percentage
Data sources:
x1 = 4322. Average p/kWh
x2 = 4313. Discount for each tariff (except for fixed charges)
Calculation =IF(x1,1-x2/x1,0)
Chargeable percentage
Domestic Unrestricted
Domestic Unrestricted | =x1: 100%
LDNO LV: Domestic Unrestricted | =x1: 73.21%
LDNO HV: Domestic Unrestricted | =x1: 56.38%
Domestic Two Rate and related MPAN tariffs
Domestic Two Rate | =x1: 100%
LDNO LV: Domestic Two Rate | =x1: 57.26%
LDNO HV: Domestic Two Rate | =x1: 30.4%
Domestic Off Peak (related MPAN) | =x1: 100%
LDNO LV: Domestic Off Peak (related MPAN) | =x1: 57.26%
LDNO HV: Domestic Off Peak (related MPAN) | =x1: 30.4%
Small Non Domestic Unrestricted
Small Non Domestic Unrestricted | =x1: 100%
LDNO LV: Small Non Domestic Unrestricted | =x1: 68.87%
LDNO HV: Small Non Domestic Unrestricted | =x1: 49.31%
Small Non Domestic Two Rate and related MPAN tariffs
Small Non Domestic Two Rate | =x1: 100%
LDNO LV: Small Non Domestic Two Rate | =x1: 57.67%
LDNO HV: Small Non Domestic Two Rate | =x1: 31.06%
Small Non Domestic Off Peak (related MPAN) | =x1: 100%
LDNO LV: Small Non Domestic Off Peak (related MPAN) | =x1: 57.67%
LDNO HV: Small Non Domestic Off Peak (related MPAN) | =x1: 31.06%
LV Medium Non-Domestic
LV Medium Non-Domestic | bar: =x1
LDNO LV: LV Medium Non-Domestic | bar: =x1
LDNO HV: LV Medium Non-Domestic | bar: =x1
LV Sub Medium Non-Domestic
LV Sub Medium Non-Domestic | bar: =x1
HV Medium Non-Domestic
HV Medium Non-Domestic | =x1: 100%
LV Network Domestic
LV Network Domestic | bar: =x1
LDNO LV: LV Network Domestic | bar: =x1
LDNO HV: LV Network Domestic | bar: =x1
LV Network Non-Domestic Non-CT
LV Network Non-Domestic Non-CT | =x1: 100%
LDNO LV: LV Network Non-Domestic Non-CT | =x1: 66.04%
LDNO HV: LV Network Non-Domestic Non-CT | =x1: 44.7%
LV HH Metered
LV HH Metered | =x1: 100%
LDNO LV: LV HH Metered | =x1: 70.11%
LDNO HV: LV HH Metered | =x1: 51.32%
LV Sub HH Metered
LV Sub HH Metered | =x1: 100%
LDNO HV: LV Sub HH Metered | =x1: 65.01%
HV HH Metered
HV HH Metered | =x1: 100%
LDNO HV: HV HH Metered | =x1: 65.38%
NHH UMS category A
NHH UMS category A | =x1: 100%
LDNO LV: NHH UMS category A | =x1: 76.22%
LDNO HV: NHH UMS category A | =x1: 61.28%
NHH UMS category B
NHH UMS category B | =x1: 100%
LDNO LV: NHH UMS category B | =x1: 78.97%
LDNO HV: NHH UMS category B | =x1: 65.75%
NHH UMS category C
NHH UMS category C | =x1: 100%
LDNO LV: NHH UMS category C | =x1: 85.43%
LDNO HV: NHH UMS category C | =x1: 76.27%
NHH UMS category D
NHH UMS category D | =x1: 100%
LDNO LV: NHH UMS category D | =x1: 74.61%
LDNO HV: NHH UMS category D | =x1: 58.66%
LV UMS (Pseudo HH Metered)
LV UMS (Pseudo HH Metered) | =x1: 100%
LDNO LV: LV UMS (Pseudo HH Metered) | =x1: 80.08%
LDNO HV: LV UMS (Pseudo HH Metered) | =x1: 67.56%
LV Generation NHH or Aggregate HH
LV Generation NHH or Aggregate HH | =x1: 100%
LDNO LV: LV Generation NHH or Aggregate HH | =x1: 100%
LDNO HV: LV Generation NHH or Aggregate HH | =x1: 100%
LV Sub Generation NHH
LV Sub Generation NHH | bar: =x1
LDNO HV: LV Sub Generation NHH | bar: =x1
LV Generation Intermittent
LV Generation Intermittent | =x1: 100%
LDNO LV: LV Generation Intermittent | =x1: 100%
LDNO HV: LV Generation Intermittent | =x1: 100%
LV Generation Non-Intermittent
LV Generation Non-Intermittent | =x1: 100%
LDNO LV: LV Generation Non-Intermittent | =x1: 100%
LDNO HV: LV Generation Non-Intermittent | =x1: 100%
LV Sub Generation Intermittent
LV Sub Generation Intermittent | =x1: 100%
LDNO HV: LV Sub Generation Intermittent | =x1: 100%
LV Sub Generation Non-Intermittent
LV Sub Generation Non-Intermittent | =x1: 100%
LDNO HV: LV Sub Generation Non-Intermittent | =x1: 100%
HV Generation Intermittent
HV Generation Intermittent | =x1: 100%
LDNO HV: HV Generation Intermittent | =x1: 100%
HV Generation Non-Intermittent
HV Generation Non-Intermittent | =x1: 100%
LDNO HV: HV Generation Non-Intermittent | =x1: 100%
4324. Total discounted revenue by charge category
Data sources:
x1 = 4323. Chargeable percentage
x2 = 4314. Revenues from asset charges (£/year) (in Unrounded revenue analysis) (in Unrounded revenue analysis (with reordered tariff list))
x3 = 4314. Revenues from transmission exit charges (£/year) (in Unrounded revenue analysis) (in Unrounded revenue analysis (with reordered tariff list))
x4 = 4314. Revenues from other expenditure charges (£/year) (in Unrounded revenue analysis) (in Unrounded revenue analysis (with reordered tariff list))
x5 = 4314. Revenues from matching charges (£/year) (in Unrounded revenue analysis) (in Unrounded revenue analysis (with reordered tariff list))
Kind: | Sum-product calculation | Sum-product calculation | Sum-product calculation | Sum-product calculation
Formula: | =SUMPRODUCT(x1, x2) | =SUMPRODUCT(x1, x3) | =SUMPRODUCT(x1, x4) | =SUMPRODUCT(x1, x5)
| Revenues from asset charges (£/year) | Revenues from transmission exit charges (£/year) | Revenues from other expenditure charges (£/year) | Revenues from matching charges (£/year)
Total discounted revenue by charge category | 171070554.8816 | 18660429.0962 | 114075806.9766 | 79683679.9339
4325. Error values from run 2
Data sources:
x1 = 4324. Revenues from transmission exit charges (£/year) (in Total discounted revenue by charge category)
x2 = 4321. Scaling factor for revenues from transmission exit charges (£/year) (in Scaling factors for run 2)
x3 = 4309. Baseline revenues from transmission exit charges (£/year) (in Unrounded revenue analysis (baseline totals))
x4 = 4324. Revenues from other expenditure charges (£/year) (in Total discounted revenue by charge category)
x5 = 4321. Scaling factor for revenues from other expenditure charges (£/year) (in Scaling factors for run 2)
x6 = 4309. Baseline revenues from other expenditure charges (£/year) (in Unrounded revenue analysis (baseline totals))
x7 = 4324. Revenues from matching charges (£/year) (in Total discounted revenue by charge category)
x8 = 4321. Scaling factor for revenues from matching charges (£/year) (in Scaling factors for run 2)
x9 = 4309. Baseline revenues from matching charges (£/year) (in Unrounded revenue analysis (baseline totals))
x10 = 4324. Revenues from asset charges (£/year) (in Total discounted revenue by charge category)
x11 = 4309. Baseline revenues from asset charges (£/year) (in Unrounded revenue analysis (baseline totals))
x12 = Error 1 (in Error values from run 2)
x13 = Error 2 (in Error values from run 2)
Kind: | =x1: Calculation; =x2: Calculation; =x3: Calculation
Formula: | =x1: =x1*x2-x3; =x2: =x4*x5-x6; =x3: =x7*x8-x9+x10-x11+x12+x13
| Error 1 | Error 2 | Error 3
Error values from run 2 | =x1: -162726.9833; =x2: 155731.6725; =x3: 318921.7801
4326. Scaling factors for run 3
| Scaling factor for revenues from transmission exit charges (£/year) | Scaling factor for revenues from other expenditure charges (£/year) | Scaling factor for revenues from matching charges (£/year)
Scaling factors for run 3 | =x1: 0.99; =x2: 0.99; =x3: 1
4327. Average p/kWh
Data sources:
x1 = 4315. Grouped units (MWh) (in Unrounded revenue analysis (by tariff group))
x2 = 4315. Grouped revenues from asset charges (£/year) (in Unrounded revenue analysis (by tariff group))
x3 = 4315. Grouped revenues from transmission exit charges (£/year) (in Unrounded revenue analysis (by tariff group))
x4 = 4326. Scaling factor for revenues from transmission exit charges (£/year) (in Scaling factors for run 3)
x5 = 4315. Grouped revenues from other expenditure charges (£/year) (in Unrounded revenue analysis (by tariff group))
x6 = 4326. Scaling factor for revenues from other expenditure charges (£/year) (in Scaling factors for run 3)
x7 = 4315. Grouped revenues from matching charges (£/year) (in Unrounded revenue analysis (by tariff group))
x8 = 4326. Scaling factor for revenues from matching charges (£/year) (in Scaling factors for run 3)
Calculation =IF(x1,(x2+x3*x4+x5*x6+x7*x8)/x1*0.1,0)
Average p/kWh
Domestic Unrestricted | =x1: 2.522
Domestic Two Rate and related MPAN tariffs | =x1: 1.5805
Small Non Domestic Unrestricted | =x1: 2.1718
Small Non Domestic Two Rate and related MPAN tariffs | =x1: 1.5971
LV Medium Non-Domestic | =x1: 0
LV Sub Medium Non-Domestic | =x1: 0
HV Medium Non-Domestic | =x1: 1.484
LV Network Domestic | =x1: 0
LV Network Non-Domestic Non-CT | =x1: 1.9912
LV HH Metered | =x1: 2.2611
LV Sub HH Metered | =x1: 1.8353
HV HH Metered | =x1: 1.1908
NHH UMS category A | =x1: 2.8321
NHH UMS category B | =x1: 3.2038
NHH UMS category C | =x1: 4.6286
NHH UMS category D | =x1: 2.6513
LV UMS (Pseudo HH Metered) | =x1: 3.383
LV Generation NHH or Aggregate HH | =x1: -0.90895
LV Sub Generation NHH | =x1: 0
LV Generation Intermittent | =x1: -0.90208
LV Generation Non-Intermittent | =x1: -0.8173
LV Sub Generation Intermittent | =x1: -0.72401
LV Sub Generation Non-Intermittent | =x1: -0.56423
HV Generation Intermittent | =x1: -0.51992
HV Generation Non-Intermittent | =x1: -0.48227
4328. Chargeable percentage
Data sources:
x1 = 4327. Average p/kWh
x2 = 4313. Discount for each tariff (except for fixed charges)
Calculation =IF(x1,1-x2/x1,0)
Chargeable percentage
Domestic Unrestricted
Domestic Unrestricted | =x1: 100%
LDNO LV: Domestic Unrestricted | =x1: 73.13%
LDNO HV: Domestic Unrestricted | =x1: 56.24%
Domestic Two Rate and related MPAN tariffs
Domestic Two Rate | =x1: 100%
LDNO LV: Domestic Two Rate | =x1: 57.12%
LDNO HV: Domestic Two Rate | =x1: 30.17%
Domestic Off Peak (related MPAN) | =x1: 100%
LDNO LV: Domestic Off Peak (related MPAN) | =x1: 57.12%
LDNO HV: Domestic Off Peak (related MPAN) | =x1: 30.17%
Small Non Domestic Unrestricted
Small Non Domestic Unrestricted | =x1: 100%
LDNO LV: Small Non Domestic Unrestricted | =x1: 68.79%
LDNO HV: Small Non Domestic Unrestricted | =x1: 49.18%
Small Non Domestic Two Rate and related MPAN tariffs
Small Non Domestic Two Rate | =x1: 100%
LDNO LV: Small Non Domestic Two Rate | =x1: 57.56%
LDNO HV: Small Non Domestic Two Rate | =x1: 30.9%
Small Non Domestic Off Peak (related MPAN) | =x1: 100%
LDNO LV: Small Non Domestic Off Peak (related MPAN) | =x1: 57.56%
LDNO HV: Small Non Domestic Off Peak (related MPAN) | =x1: 30.9%
LV Medium Non-Domestic
LV Medium Non-Domestic | bar: =x1
LDNO LV: LV Medium Non-Domestic | bar: =x1
LDNO HV: LV Medium Non-Domestic | bar: =x1
LV Sub Medium Non-Domestic
LV Sub Medium Non-Domestic | bar: =x1
HV Medium Non-Domestic
HV Medium Non-Domestic | =x1: 100%
LV Network Domestic
LV Network Domestic | bar: =x1
LDNO LV: LV Network Domestic | bar: =x1
LDNO HV: LV Network Domestic | bar: =x1
LV Network Non-Domestic Non-CT
LV Network Non-Domestic Non-CT | =x1: 100%
LDNO LV: LV Network Non-Domestic Non-CT | =x1: 65.96%
LDNO HV: LV Network Non-Domestic Non-CT | =x1: 44.58%
LV HH Metered
LV HH Metered | =x1: 100%
LDNO LV: LV HH Metered | =x1: 70.03%
LDNO HV: LV HH Metered | =x1: 51.19%
LV Sub HH Metered
LV Sub HH Metered | =x1: 100%
LDNO HV: LV Sub HH Metered | =x1: 64.91%
HV HH Metered
HV HH Metered | =x1: 100%
LDNO HV: HV HH Metered | =x1: 65.29%
NHH UMS category A
NHH UMS category A | =x1: 100%
LDNO LV: NHH UMS category A | =x1: 76.07%
LDNO HV: NHH UMS category A | =x1: 61.03%
NHH UMS category B
NHH UMS category B | =x1: 100%
LDNO LV: NHH UMS category B | =x1: 78.85%
LDNO HV: NHH UMS category B | =x1: 65.55%
NHH UMS category C
NHH UMS category C | =x1: 100%
LDNO LV: NHH UMS category C | =x1: 85.36%
LDNO HV: NHH UMS category C | =x1: 76.16%
NHH UMS category D
NHH UMS category D | =x1: 100%
LDNO LV: NHH UMS category D | =x1: 74.44%
LDNO HV: NHH UMS category D | =x1: 58.37%
LV UMS (Pseudo HH Metered)
LV UMS (Pseudo HH Metered) | =x1: 100%
LDNO LV: LV UMS (Pseudo HH Metered) | =x1: 79.97%
LDNO HV: LV UMS (Pseudo HH Metered) | =x1: 67.38%
LV Generation NHH or Aggregate HH
LV Generation NHH or Aggregate HH | =x1: 100%
LDNO LV: LV Generation NHH or Aggregate HH | =x1: 100%
LDNO HV: LV Generation NHH or Aggregate HH | =x1: 100%
LV Sub Generation NHH
LV Sub Generation NHH | bar: =x1
LDNO HV: LV Sub Generation NHH | bar: =x1
LV Generation Intermittent
LV Generation Intermittent | =x1: 100%
LDNO LV: LV Generation Intermittent | =x1: 100%
LDNO HV: LV Generation Intermittent | =x1: 100%
LV Generation Non-Intermittent
LV Generation Non-Intermittent | =x1: 100%
LDNO LV: LV Generation Non-Intermittent | =x1: 100%
LDNO HV: LV Generation Non-Intermittent | =x1: 100%
LV Sub Generation Intermittent
LV Sub Generation Intermittent | =x1: 100%
LDNO HV: LV Sub Generation Intermittent | =x1: 100%
LV Sub Generation Non-Intermittent
LV Sub Generation Non-Intermittent | =x1: 100%
LDNO HV: LV Sub Generation Non-Intermittent | =x1: 100%
HV Generation Intermittent
HV Generation Intermittent | =x1: 100%
LDNO HV: HV Generation Intermittent | =x1: 100%
HV Generation Non-Intermittent
HV Generation Non-Intermittent | =x1: 100%
LDNO HV: HV Generation Non-Intermittent | =x1: 100%
4329. Total discounted revenue by charge category
Data sources:
x1 = 4328. Chargeable percentage
x2 = 4314. Revenues from asset charges (£/year) (in Unrounded revenue analysis) (in Unrounded revenue analysis (with reordered tariff list))
x3 = 4314. Revenues from transmission exit charges (£/year) (in Unrounded revenue analysis) (in Unrounded revenue analysis (with reordered tariff list))
x4 = 4314. Revenues from other expenditure charges (£/year) (in Unrounded revenue analysis) (in Unrounded revenue analysis (with reordered tariff list))
x5 = 4314. Revenues from matching charges (£/year) (in Unrounded revenue analysis) (in Unrounded revenue analysis (with reordered tariff list))
Kind: | Sum-product calculation | Sum-product calculation | Sum-product calculation | Sum-product calculation
Formula: | =SUMPRODUCT(x1, x2) | =SUMPRODUCT(x1, x3) | =SUMPRODUCT(x1, x4) | =SUMPRODUCT(x1, x5)
| Revenues from asset charges (£/year) | Revenues from transmission exit charges (£/year) | Revenues from other expenditure charges (£/year) | Revenues from matching charges (£/year)
Total discounted revenue by charge category | 171067575.0749 | 18660125.2412 | 114073773.8037 | 79682417.0925
4330. Error values from run 3
Data sources:
x1 = 4329. Revenues from transmission exit charges (£/year) (in Total discounted revenue by charge category)
x2 = 4326. Scaling factor for revenues from transmission exit charges (£/year) (in Scaling factors for run 3)
x3 = 4309. Baseline revenues from transmission exit charges (£/year) (in Unrounded revenue analysis (baseline totals))
x4 = 4329. Revenues from other expenditure charges (£/year) (in Total discounted revenue by charge category)
x5 = 4326. Scaling factor for revenues from other expenditure charges (£/year) (in Scaling factors for run 3)
x6 = 4309. Baseline revenues from other expenditure charges (£/year) (in Unrounded revenue analysis (baseline totals))
x7 = 4329. Revenues from matching charges (£/year) (in Total discounted revenue by charge category)
x8 = 4326. Scaling factor for revenues from matching charges (£/year) (in Scaling factors for run 3)
x9 = 4309. Baseline revenues from matching charges (£/year) (in Unrounded revenue analysis (baseline totals))
x10 = 4329. Revenues from asset charges (£/year) (in Total discounted revenue by charge category)
x11 = 4309. Baseline revenues from asset charges (£/year) (in Unrounded revenue analysis (baseline totals))
x12 = Error 1 (in Error values from run 3)
x13 = Error 2 (in Error values from run 3)
Kind: | =x1: Calculation; =x2: Calculation; =x3: Calculation
Formula: | =x1: =x1*x2-x3; =x2: =x4*x5-x6; =x3: =x7*x8-x9+x10-x11+x12+x13
| Error 1 | Error 2 | Error 3
Error values from run 3 | =x1: -163027.7998; =x2: -987039.2385; =x3: -828392.5955
4331. Scaling factors for run 4
| Scaling factor for revenues from transmission exit charges (£/year) | Scaling factor for revenues from other expenditure charges (£/year) | Scaling factor for revenues from matching charges (£/year)
Scaling factors for run 4 | =x1: 0.99; =x2: 0.99; =x3: 0.99
4332. Average p/kWh
Data sources:
x1 = 4315. Grouped units (MWh) (in Unrounded revenue analysis (by tariff group))
x2 = 4315. Grouped revenues from asset charges (£/year) (in Unrounded revenue analysis (by tariff group))
x3 = 4315. Grouped revenues from transmission exit charges (£/year) (in Unrounded revenue analysis (by tariff group))
x4 = 4331. Scaling factor for revenues from transmission exit charges (£/year) (in Scaling factors for run 4)
x5 = 4315. Grouped revenues from other expenditure charges (£/year) (in Unrounded revenue analysis (by tariff group))
x6 = 4331. Scaling factor for revenues from other expenditure charges (£/year) (in Scaling factors for run 4)
x7 = 4315. Grouped revenues from matching charges (£/year) (in Unrounded revenue analysis (by tariff group))
x8 = 4331. Scaling factor for revenues from matching charges (£/year) (in Scaling factors for run 4)
Calculation =IF(x1,(x2+x3*x4+x5*x6+x7*x8)/x1*0.1,0)
Average p/kWh
Domestic Unrestricted | =x1: 2.5169
Domestic Two Rate and related MPAN tariffs | =x1: 1.5775
Small Non Domestic Unrestricted | =x1: 2.1672
Small Non Domestic Two Rate and related MPAN tariffs | =x1: 1.5937
LV Medium Non-Domestic | =x1: 0
LV Sub Medium Non-Domestic | =x1: 0
HV Medium Non-Domestic | =x1: 1.4803
LV Network Domestic | =x1: 0
LV Network Non-Domestic Non-CT | =x1: 1.9868
LV HH Metered | =x1: 2.2572
LV Sub HH Metered | =x1: 1.8317
HV HH Metered | =x1: 1.1878
NHH UMS category A | =x1: 2.8292
NHH UMS category B | =x1: 3.1993
NHH UMS category C | =x1: 4.6201
NHH UMS category D | =x1: 2.6494
LV UMS (Pseudo HH Metered) | =x1: 3.378
LV Generation NHH or Aggregate HH | =x1: -0.90895
LV Sub Generation NHH | =x1: 0
LV Generation Intermittent | =x1: -0.90208
LV Generation Non-Intermittent | =x1: -0.8173
LV Sub Generation Intermittent | =x1: -0.72401
LV Sub Generation Non-Intermittent | =x1: -0.56423
HV Generation Intermittent | =x1: -0.51992
HV Generation Non-Intermittent | =x1: -0.48227
4333. Chargeable percentage
Data sources:
x1 = 4332. Average p/kWh
x2 = 4313. Discount for each tariff (except for fixed charges)
Calculation =IF(x1,1-x2/x1,0)
Chargeable percentage
Domestic Unrestricted
Domestic Unrestricted | =x1: 100%
LDNO LV: Domestic Unrestricted | =x1: 73.07%
LDNO HV: Domestic Unrestricted | =x1: 56.15%
Domestic Two Rate and related MPAN tariffs
Domestic Two Rate | =x1: 100%
LDNO LV: Domestic Two Rate | =x1: 57.04%
LDNO HV: Domestic Two Rate | =x1: 30.04%
Domestic Off Peak (related MPAN) | =x1: 100%
LDNO LV: Domestic Off Peak (related MPAN) | =x1: 57.04%
LDNO HV: Domestic Off Peak (related MPAN) | =x1: 30.04%
Small Non Domestic Unrestricted
Small Non Domestic Unrestricted | =x1: 100%
LDNO LV: Small Non Domestic Unrestricted | =x1: 68.73%
LDNO HV: Small Non Domestic Unrestricted | =x1: 49.08%
Small Non Domestic Two Rate and related MPAN tariffs
Small Non Domestic Two Rate | =x1: 100%
LDNO LV: Small Non Domestic Two Rate | =x1: 57.47%
LDNO HV: Small Non Domestic Two Rate | =x1: 30.75%
Small Non Domestic Off Peak (related MPAN) | =x1: 100%
LDNO LV: Small Non Domestic Off Peak (related MPAN) | =x1: 57.47%
LDNO HV: Small Non Domestic Off Peak (related MPAN) | =x1: 30.75%
LV Medium Non-Domestic
LV Medium Non-Domestic | bar: =x1
LDNO LV: LV Medium Non-Domestic | bar: =x1
LDNO HV: LV Medium Non-Domestic | bar: =x1
LV Sub Medium Non-Domestic
LV Sub Medium Non-Domestic | bar: =x1
HV Medium Non-Domestic
HV Medium Non-Domestic | =x1: 100%
LV Network Domestic
LV Network Domestic | bar: =x1
LDNO LV: LV Network Domestic | bar: =x1
LDNO HV: LV Network Domestic | bar: =x1
LV Network Non-Domestic Non-CT
LV Network Non-Domestic Non-CT | =x1: 100%
LDNO LV: LV Network Non-Domestic Non-CT | =x1: 65.89%
LDNO HV: LV Network Non-Domestic Non-CT | =x1: 44.45%
LV HH Metered
LV HH Metered | =x1: 100%
LDNO LV: LV HH Metered | =x1: 69.97%
LDNO HV: LV HH Metered | =x1: 51.11%
LV Sub HH Metered
LV Sub HH Metered | =x1: 100%
LDNO HV: LV Sub HH Metered | =x1: 64.84%
HV HH Metered
HV HH Metered | =x1: 100%
LDNO HV: HV HH Metered | =x1: 65.2%
NHH UMS category A
NHH UMS category A | =x1: 100%
LDNO LV: NHH UMS category A | =x1: 76.05%
LDNO HV: NHH UMS category A | =x1: 60.99%
NHH UMS category B
NHH UMS category B | =x1: 100%
LDNO LV: NHH UMS category B | =x1: 78.82%
LDNO HV: NHH UMS category B | =x1: 65.5%
NHH UMS category C
NHH UMS category C | =x1: 100%
LDNO LV: NHH UMS category C | =x1: 85.33%
LDNO HV: NHH UMS category C | =x1: 76.11%
NHH UMS category D
NHH UMS category D | =x1: 100%
LDNO LV: NHH UMS category D | =x1: 74.42%
LDNO HV: NHH UMS category D | =x1: 58.34%
LV UMS (Pseudo HH Metered)
LV UMS (Pseudo HH Metered) | =x1: 100%
LDNO LV: LV UMS (Pseudo HH Metered) | =x1: 79.94%
LDNO HV: LV UMS (Pseudo HH Metered) | =x1: 67.33%
LV Generation NHH or Aggregate HH
LV Generation NHH or Aggregate HH | =x1: 100%
LDNO LV: LV Generation NHH or Aggregate HH | =x1: 100%
LDNO HV: LV Generation NHH or Aggregate HH | =x1: 100%
LV Sub Generation NHH
LV Sub Generation NHH | bar: =x1
LDNO HV: LV Sub Generation NHH | bar: =x1
LV Generation Intermittent
LV Generation Intermittent | =x1: 100%
LDNO LV: LV Generation Intermittent | =x1: 100%
LDNO HV: LV Generation Intermittent | =x1: 100%
LV Generation Non-Intermittent
LV Generation Non-Intermittent | =x1: 100%
LDNO LV: LV Generation Non-Intermittent | =x1: 100%
LDNO HV: LV Generation Non-Intermittent | =x1: 100%
LV Sub Generation Intermittent
LV Sub Generation Intermittent | =x1: 100%
LDNO HV: LV Sub Generation Intermittent | =x1: 100%
LV Sub Generation Non-Intermittent
LV Sub Generation Non-Intermittent | =x1: 100%
LDNO HV: LV Sub Generation Non-Intermittent | =x1: 100%
HV Generation Intermittent
HV Generation Intermittent | =x1: 100%
LDNO HV: HV Generation Intermittent | =x1: 100%
HV Generation Non-Intermittent
HV Generation Non-Intermittent | =x1: 100%
LDNO HV: HV Generation Non-Intermittent | =x1: 100%
4334. Total discounted revenue by charge category
Data sources:
x1 = 4333. Chargeable percentage
x2 = 4314. Revenues from asset charges (£/year) (in Unrounded revenue analysis) (in Unrounded revenue analysis (with reordered tariff list))
x3 = 4314. Revenues from transmission exit charges (£/year) (in Unrounded revenue analysis) (in Unrounded revenue analysis (with reordered tariff list))
x4 = 4314. Revenues from other expenditure charges (£/year) (in Unrounded revenue analysis) (in Unrounded revenue analysis (with reordered tariff list))
x5 = 4314. Revenues from matching charges (£/year) (in Unrounded revenue analysis) (in Unrounded revenue analysis (with reordered tariff list))
Kind: | Sum-product calculation | Sum-product calculation | Sum-product calculation | Sum-product calculation
Formula: | =SUMPRODUCT(x1, x2) | =SUMPRODUCT(x1, x3) | =SUMPRODUCT(x1, x4) | =SUMPRODUCT(x1, x5)
| Revenues from asset charges (£/year) | Revenues from transmission exit charges (£/year) | Revenues from other expenditure charges (£/year) | Revenues from matching charges (£/year)
Total discounted revenue by charge category | 171065613.5879 | 18659925.3746 | 114072437.7875 | 79681586.4336
4335. Error values from run 4
Data sources:
x1 = 4334. Revenues from transmission exit charges (£/year) (in Total discounted revenue by charge category)
x2 = 4331. Scaling factor for revenues from transmission exit charges (£/year) (in Scaling factors for run 4)
x3 = 4309. Baseline revenues from transmission exit charges (£/year) (in Unrounded revenue analysis (baseline totals))
x4 = 4334. Revenues from other expenditure charges (£/year) (in Total discounted revenue by charge category)
x5 = 4331. Scaling factor for revenues from other expenditure charges (£/year) (in Scaling factors for run 4)
x6 = 4309. Baseline revenues from other expenditure charges (£/year) (in Unrounded revenue analysis (baseline totals))
x7 = 4334. Revenues from matching charges (£/year) (in Total discounted revenue by charge category)
x8 = 4331. Scaling factor for revenues from matching charges (£/year) (in Scaling factors for run 4)
x9 = 4309. Baseline revenues from matching charges (£/year) (in Unrounded revenue analysis (baseline totals))
x10 = 4334. Revenues from asset charges (£/year) (in Total discounted revenue by charge category)
x11 = 4309. Baseline revenues from asset charges (£/year) (in Unrounded revenue analysis (baseline totals))
x12 = Error 1 (in Error values from run 4)
x13 = Error 2 (in Error values from run 4)
Kind: | =x1: Calculation; =x2: Calculation; =x3: Calculation
Formula: | =x1: =x1*x2-x3; =x2: =x4*x5-x6; =x3: =x7*x8-x9+x10-x11+x12+x13
| Error 1 | Error 2 | Error 3
Error values from run 4 | =x1: -163225.6677; =x2: -988361.8945; =x3: -1629521.1296
4336. First derivatives (£ million)
Data sources:
x1 = 4330. Error 1 (in Error values from run 3)
x2 = 4335. Error 1 (in Error values from run 4)
x3 = 4316. Scaling factor for revenues from transmission exit charges (£/year) (in Scaling factors for run 1)
x4 = 4321. Scaling factor for revenues from transmission exit charges (£/year) (in Scaling factors for run 2)
x5 = 4326. Scaling factor for revenues from transmission exit charges (£/year) (in Scaling factors for run 3)
x6 = 4331. Scaling factor for revenues from transmission exit charges (£/year) (in Scaling factors for run 4)
x7 = 4320. Error 1 (in Error values from run 1)
x8 = 4325. Error 1 (in Error values from run 2)
x9 = 4330. Error 2 (in Error values from run 3)
x10 = 4335. Error 2 (in Error values from run 4)
x11 = 4316. Scaling factor for revenues from other expenditure charges (£/year) (in Scaling factors for run 1)
x12 = 4321. Scaling factor for revenues from other expenditure charges (£/year) (in Scaling factors for run 2)
x13 = 4326. Scaling factor for revenues from other expenditure charges (£/year) (in Scaling factors for run 3)
x14 = 4331. Scaling factor for revenues from other expenditure charges (£/year) (in Scaling factors for run 4)
x15 = 4320. Error 2 (in Error values from run 1)
x16 = 4325. Error 2 (in Error values from run 2)
x17 = 4330. Error 3 (in Error values from run 3)
x18 = 4335. Error 3 (in Error values from run 4)
x19 = 4316. Scaling factor for revenues from matching charges (£/year) (in Scaling factors for run 1)
x20 = 4321. Scaling factor for revenues from matching charges (£/year) (in Scaling factors for run 2)
x21 = 4326. Scaling factor for revenues from matching charges (£/year) (in Scaling factors for run 3)
x22 = 4331. Scaling factor for revenues from matching charges (£/year) (in Scaling factors for run 4)
x23 = 4320. Error 3 (in Error values from run 1)
x24 = 4325. Error 3 (in Error values from run 2)
Special calculation = Special calculation
| X | Y | Z
X | =x1: 18.6652; =x2: 0.031872; =x3: 18.7637
Y | =x1: 0.030082; =x2: 114.2771; =x3: 114.7314
Z | =x1: 0.019787; =x2: 0.13227; =x3: 80.1129
4337. Co-determinants
Data sources:
x1 = 4336. First derivatives (£ million)
Special calculation = Special calculation
| X | Y | Z
X | =x1: 9139.8888; =x2: -0.13976; =x3: -2.2572
Y | =x1: -0.071544; =x2: 1494.9509; =x3: -2.4681
Z | =x1: -2140.6022; =x2: -2140.9205; =x3: 2133.0035
4338. Determinant
Special calculation =SUMPRODUCT(B14_D14,B19_D19)
Determinant
Determinant | =x1: 170555.4684
4339. Scaling factors for run 7
Data sources:
x1 = 4331. Scaling factor for revenues from transmission exit charges (£/year) (in Scaling factors for run 4)
x2 = 4335. Error 1 (in Error values from run 4)
x3 = 4337. Co-determinants
x4 = 4335. Error 2 (in Error values from run 4)
x5 = 4335. Error 3 (in Error values from run 4)
x6 = 4338. Determinant
x7 = 4331. Scaling factor for revenues from other expenditure charges (£/year) (in Scaling factors for run 4)
x8 = 4331. Scaling factor for revenues from matching charges (£/year) (in Scaling factors for run 4)
Kind: | =x1: Special calculation; =x2: Special calculation; =x3: Special calculation
Formula: | =x1: =x1-1e-6*(x2*x3+x4*x3+x5*x3)/x6; =x2: =x7-1e-6*(x2*x3+x4*x3+x5*x3)/x6; =x3: =x8-1e-6*(x2*x3+x4*x3+x5*x3)/x6
| New scaling factor 1 | New scaling factor 2 | New scaling factor 3
Scaling factors for run 7 | =x1: 0.99872; =x2: 0.99864; =x3: 0.99592
4340. Scaling factors for run 5
Data sources:
x1 = 4339. New scaling factor 1 (in Scaling factors for run 7)
x2 = 4331. Scaling factor for revenues from other expenditure charges (£/year) (in Scaling factors for run 4)
x3 = 4331. Scaling factor for revenues from matching charges (£/year) (in Scaling factors for run 4)
Kind: | =x1: Copy cells; =x2: Copy cells; =x3: Copy cells
Formula: | =x1: = x1; =x2: = x2; =x3: = x3
| New scaling factor 1 | Scaling factor for revenues from other expenditure charges (£/year) | Scaling factor for revenues from matching charges (£/year)
Scaling factors for run 5 | =x1: 0.99872; =x2: 0.99; =x3: 0.99
4341. Average p/kWh
Data sources:
x1 = 4315. Grouped units (MWh) (in Unrounded revenue analysis (by tariff group))
x2 = 4315. Grouped revenues from asset charges (£/year) (in Unrounded revenue analysis (by tariff group))
x3 = 4315. Grouped revenues from transmission exit charges (£/year) (in Unrounded revenue analysis (by tariff group))
x4 = 4340. New scaling factor 1 (copy) (in Scaling factors for run 5)
x5 = 4315. Grouped revenues from other expenditure charges (£/year) (in Unrounded revenue analysis (by tariff group))
x6 = 4340. Scaling factor for revenues from other expenditure charges (£/year) (in Scaling factors for run 4) (copy) (in Scaling factors for run 5)
x7 = 4315. Grouped revenues from matching charges (£/year) (in Unrounded revenue analysis (by tariff group))
x8 = 4340. Scaling factor for revenues from matching charges (£/year) (in Scaling factors for run 4) (copy) (in Scaling factors for run 5)
Calculation =IF(x1,(x2+x3*x4+x5*x6+x7*x8)/x1*0.1,0)
Average p/kWh
Domestic Unrestricted | =x1: 2.518
Domestic Two Rate and related MPAN tariffs | =x1: 1.5781
Small Non Domestic Unrestricted | =x1: 2.1681
Small Non Domestic Two Rate and related MPAN tariffs | =x1: 1.5944
LV Medium Non-Domestic | =x1: 0
LV Sub Medium Non-Domestic | =x1: 0
HV Medium Non-Domestic | =x1: 1.4811
LV Network Domestic | =x1: 0
LV Network Non-Domestic Non-CT | =x1: 1.9877
LV HH Metered | =x1: 2.258
LV Sub HH Metered | =x1: 1.8325
HV HH Metered | =x1: 1.1884
NHH UMS category A | =x1: 2.8298
NHH UMS category B | =x1: 3.2002
NHH UMS category C | =x1: 4.6219
NHH UMS category D | =x1: 2.6498
LV UMS (Pseudo HH Metered) | =x1: 3.3791
LV Generation NHH or Aggregate HH | =x1: -0.9095
LV Sub Generation NHH | =x1: 0
LV Generation Intermittent | =x1: -0.90262
LV Generation Non-Intermittent | =x1: -0.81777
LV Sub Generation Intermittent | =x1: -0.72453
LV Sub Generation Non-Intermittent | =x1: -0.5647
HV Generation Intermittent | =x1: -0.52044
HV Generation Non-Intermittent | =x1: -0.48273
4342. Chargeable percentage
Data sources:
x1 = 4341. Average p/kWh
x2 = 4313. Discount for each tariff (except for fixed charges)
Calculation =IF(x1,1-x2/x1,0)
Chargeable percentage
Domestic Unrestricted
Domestic Unrestricted | =x1: 100%
LDNO LV: Domestic Unrestricted | =x1: 73.08%
LDNO HV: Domestic Unrestricted | =x1: 56.17%
Domestic Two Rate and related MPAN tariffs
Domestic Two Rate | =x1: 100%
LDNO LV: Domestic Two Rate | =x1: 57.05%
LDNO HV: Domestic Two Rate | =x1: 30.07%
Domestic Off Peak (related MPAN) | =x1: 100%
LDNO LV: Domestic Off Peak (related MPAN) | =x1: 57.05%
LDNO HV: Domestic Off Peak (related MPAN) | =x1: 30.07%
Small Non Domestic Unrestricted
Small Non Domestic Unrestricted | =x1: 100%
LDNO LV: Small Non Domestic Unrestricted | =x1: 68.74%
LDNO HV: Small Non Domestic Unrestricted | =x1: 49.1%
Small Non Domestic Two Rate and related MPAN tariffs
Small Non Domestic Two Rate | =x1: 100%
LDNO LV: Small Non Domestic Two Rate | =x1: 57.49%
LDNO HV: Small Non Domestic Two Rate | =x1: 30.78%
Small Non Domestic Off Peak (related MPAN) | =x1: 100%
LDNO LV: Small Non Domestic Off Peak (related MPAN) | =x1: 57.49%
LDNO HV: Small Non Domestic Off Peak (related MPAN) | =x1: 30.78%
LV Medium Non-Domestic
LV Medium Non-Domestic | bar: =x1
LDNO LV: LV Medium Non-Domestic | bar: =x1
LDNO HV: LV Medium Non-Domestic | bar: =x1
LV Sub Medium Non-Domestic
LV Sub Medium Non-Domestic | bar: =x1
HV Medium Non-Domestic
HV Medium Non-Domestic | =x1: 100%
LV Network Domestic
LV Network Domestic | bar: =x1
LDNO LV: LV Network Domestic | bar: =x1
LDNO HV: LV Network Domestic | bar: =x1
LV Network Non-Domestic Non-CT
LV Network Non-Domestic Non-CT | =x1: 100%
LDNO LV: LV Network Non-Domestic Non-CT | =x1: 65.9%
LDNO HV: LV Network Non-Domestic Non-CT | =x1: 44.48%
LV HH Metered
LV HH Metered | =x1: 100%
LDNO LV: LV HH Metered | =x1: 69.99%
LDNO HV: LV HH Metered | =x1: 51.12%
LV Sub HH Metered
LV Sub HH Metered | =x1: 100%
LDNO HV: LV Sub HH Metered | =x1: 64.85%
HV HH Metered
HV HH Metered | =x1: 100%
LDNO HV: HV HH Metered | =x1: 65.22%
NHH UMS category A
NHH UMS category A | =x1: 100%
LDNO LV: NHH UMS category A | =x1: 76.05%
LDNO HV: NHH UMS category A | =x1: 61%
NHH UMS category B
NHH UMS category B | =x1: 100%
LDNO LV: NHH UMS category B | =x1: 78.82%
LDNO HV: NHH UMS category B | =x1: 65.51%
NHH UMS category C
NHH UMS category C | =x1: 100%
LDNO LV: NHH UMS category C | =x1: 85.34%
LDNO HV: NHH UMS category C | =x1: 76.12%
NHH UMS category D
NHH UMS category D | =x1: 100%
LDNO LV: NHH UMS category D | =x1: 74.42%
LDNO HV: NHH UMS category D | =x1: 58.35%
LV UMS (Pseudo HH Metered)
LV UMS (Pseudo HH Metered) | =x1: 100%
LDNO LV: LV UMS (Pseudo HH Metered) | =x1: 79.94%
LDNO HV: LV UMS (Pseudo HH Metered) | =x1: 67.34%
LV Generation NHH or Aggregate HH
LV Generation NHH or Aggregate HH | =x1: 100%
LDNO LV: LV Generation NHH or Aggregate HH | =x1: 100%
LDNO HV: LV Generation NHH or Aggregate HH | =x1: 100%
LV Sub Generation NHH
LV Sub Generation NHH | bar: =x1
LDNO HV: LV Sub Generation NHH | bar: =x1
LV Generation Intermittent
LV Generation Intermittent | =x1: 100%
LDNO LV: LV Generation Intermittent | =x1: 100%
LDNO HV: LV Generation Intermittent | =x1: 100%
LV Generation Non-Intermittent
LV Generation Non-Intermittent | =x1: 100%
LDNO LV: LV Generation Non-Intermittent | =x1: 100%
LDNO HV: LV Generation Non-Intermittent | =x1: 100%
LV Sub Generation Intermittent
LV Sub Generation Intermittent | =x1: 100%
LDNO HV: LV Sub Generation Intermittent | =x1: 100%
LV Sub Generation Non-Intermittent
LV Sub Generation Non-Intermittent | =x1: 100%
LDNO HV: LV Sub Generation Non-Intermittent | =x1: 100%
HV Generation Intermittent
HV Generation Intermittent | =x1: 100%
LDNO HV: HV Generation Intermittent | =x1: 100%
HV Generation Non-Intermittent
HV Generation Non-Intermittent | =x1: 100%
LDNO HV: HV Generation Non-Intermittent | =x1: 100%
4343. Total discounted revenue by charge category
Data sources:
x1 = 4342. Chargeable percentage
x2 = 4314. Revenues from asset charges (£/year) (in Unrounded revenue analysis) (in Unrounded revenue analysis (with reordered tariff list))
x3 = 4314. Revenues from transmission exit charges (£/year) (in Unrounded revenue analysis) (in Unrounded revenue analysis (with reordered tariff list))
x4 = 4314. Revenues from other expenditure charges (£/year) (in Unrounded revenue analysis) (in Unrounded revenue analysis (with reordered tariff list))
x5 = 4314. Revenues from matching charges (£/year) (in Unrounded revenue analysis) (in Unrounded revenue analysis (with reordered tariff list))
Kind: | Sum-product calculation | Sum-product calculation | Sum-product calculation | Sum-product calculation
Formula: | =SUMPRODUCT(x1, x2) | =SUMPRODUCT(x1, x3) | =SUMPRODUCT(x1, x4) | =SUMPRODUCT(x1, x5)
| Revenues from asset charges (£/year) | Revenues from transmission exit charges (£/year) | Revenues from other expenditure charges (£/year) | Revenues from matching charges (£/year)
Total discounted revenue by charge category | 171066026.0057 | 18659967.3987 | 114072718.6991 | 79681761.0883
4344. Error values from run 5
Data sources:
x1 = 4343. Revenues from transmission exit charges (£/year) (in Total discounted revenue by charge category)
x2 = 4340. New scaling factor 1 (copy) (in Scaling factors for run 5)
x3 = 4309. Baseline revenues from transmission exit charges (£/year) (in Unrounded revenue analysis (baseline totals))
x4 = 4343. Revenues from other expenditure charges (£/year) (in Total discounted revenue by charge category)
x5 = 4340. Scaling factor for revenues from other expenditure charges (£/year) (in Scaling factors for run 4) (copy) (in Scaling factors for run 5)
x6 = 4309. Baseline revenues from other expenditure charges (£/year) (in Unrounded revenue analysis (baseline totals))
x7 = 4343. Revenues from matching charges (£/year) (in Total discounted revenue by charge category)
x8 = 4340. Scaling factor for revenues from matching charges (£/year) (in Scaling factors for run 4) (copy) (in Scaling factors for run 5)
x9 = 4309. Baseline revenues from matching charges (£/year) (in Unrounded revenue analysis (baseline totals))
x10 = 4343. Revenues from asset charges (£/year) (in Total discounted revenue by charge category)
x11 = 4309. Baseline revenues from asset charges (£/year) (in Unrounded revenue analysis (baseline totals))
x12 = Error 1 (in Error values from run 5)
x13 = Error 2 (in Error values from run 5)
Kind: | =x1: Calculation; =x2: Calculation; =x3: Calculation
Formula: | =x1: =x1*x2-x3; =x2: =x4*x5-x6; =x3: =x7*x8-x9+x10-x11+x12+x13
| Error 1 | Error 2 | Error 3
Error values from run 5 | =x1: -381.1317; =x2: -988083.792; =x3: -1465813.1652
4345. Scaling factors for run 6
Data sources:
x1 = 4339. New scaling factor 1 (in Scaling factors for run 7)
x2 = 4339. New scaling factor 2 (in Scaling factors for run 7)
x3 = 4331. Scaling factor for revenues from matching charges (£/year) (in Scaling factors for run 4)
Kind: | =x1: Copy cells; =x2: Copy cells; =x3: Copy cells
Formula: | =x1: = x1; =x2: = x2; =x3: = x3
| New scaling factor 1 | New scaling factor 2 | Scaling factor for revenues from matching charges (£/year)
Scaling factors for run 6 | =x1: 0.99872; =x2: 0.99864; =x3: 0.99
4346. Average p/kWh
Data sources:
x1 = 4315. Grouped units (MWh) (in Unrounded revenue analysis (by tariff group))
x2 = 4315. Grouped revenues from asset charges (£/year) (in Unrounded revenue analysis (by tariff group))
x3 = 4315. Grouped revenues from transmission exit charges (£/year) (in Unrounded revenue analysis (by tariff group))
x4 = 4345. New scaling factor 1 (copy) (in Scaling factors for run 6)
x5 = 4315. Grouped revenues from other expenditure charges (£/year) (in Unrounded revenue analysis (by tariff group))
x6 = 4345. New scaling factor 2 (copy) (in Scaling factors for run 6)
x7 = 4315. Grouped revenues from matching charges (£/year) (in Unrounded revenue analysis (by tariff group))
x8 = 4345. Scaling factor for revenues from matching charges (£/year) (in Scaling factors for run 4) (copy) (in Scaling factors for run 6)
Calculation =IF(x1,(x2+x3*x4+x5*x6+x7*x8)/x1*0.1,0)
Average p/kWh
Domestic Unrestricted | =x1: 2.5249
Domestic Two Rate and related MPAN tariffs | =x1: 1.5824
Small Non Domestic Unrestricted | =x1: 2.1728
Small Non Domestic Two Rate and related MPAN tariffs | =x1: 1.5977
LV Medium Non-Domestic | =x1: 0
LV Sub Medium Non-Domestic | =x1: 0
HV Medium Non-Domestic | =x1: 1.4857
LV Network Domestic | =x1: 0
LV Network Non-Domestic Non-CT | =x1: 1.9915
LV HH Metered | =x1: 2.2633
LV Sub HH Metered | =x1: 1.837
HV HH Metered | =x1: 1.1912
NHH UMS category A | =x1: 2.8457
NHH UMS category B | =x1: 3.2165
NHH UMS category C | =x1: 4.6407
NHH UMS category D | =x1: 2.6655
LV UMS (Pseudo HH Metered) | =x1: 3.3957
LV Generation NHH or Aggregate HH | =x1: -0.91166
LV Sub Generation NHH | =x1: 0
LV Generation Intermittent | =x1: -0.90476
LV Generation Non-Intermittent | =x1: -0.81972
LV Sub Generation Intermittent | =x1: -0.72617
LV Sub Generation Non-Intermittent | =x1: -0.56589
HV Generation Intermittent | =x1: -0.5216
HV Generation Non-Intermittent | =x1: -0.48382
4347. Chargeable percentage
Data sources:
x1 = 4346. Average p/kWh
x2 = 4313. Discount for each tariff (except for fixed charges)
Calculation =IF(x1,1-x2/x1,0)
Chargeable percentage
Domestic Unrestricted
Domestic Unrestricted | =x1: 100%
LDNO LV: Domestic Unrestricted | =x1: 73.16%
LDNO HV: Domestic Unrestricted | =x1: 56.29%
Domestic Two Rate and related MPAN tariffs
Domestic Two Rate | =x1: 100%
LDNO LV: Domestic Two Rate | =x1: 57.17%
LDNO HV: Domestic Two Rate | =x1: 30.26%
Domestic Off Peak (related MPAN) | =x1: 100%
LDNO LV: Domestic Off Peak (related MPAN) | =x1: 57.17%
LDNO HV: Domestic Off Peak (related MPAN) | =x1: 30.26%
Small Non Domestic Unrestricted
Small Non Domestic Unrestricted | =x1: 100%
LDNO LV: Small Non Domestic Unrestricted | =x1: 68.81%
LDNO HV: Small Non Domestic Unrestricted | =x1: 49.21%
Small Non Domestic Two Rate and related MPAN tariffs
Small Non Domestic Two Rate | =x1: 100%
LDNO LV: Small Non Domestic Two Rate | =x1: 57.58%
LDNO HV: Small Non Domestic Two Rate | =x1: 30.92%
Small Non Domestic Off Peak (related MPAN) | =x1: 100%
LDNO LV: Small Non Domestic Off Peak (related MPAN) | =x1: 57.58%
LDNO HV: Small Non Domestic Off Peak (related MPAN) | =x1: 30.92%
LV Medium Non-Domestic
LV Medium Non-Domestic | bar: =x1
LDNO LV: LV Medium Non-Domestic | bar: =x1
LDNO HV: LV Medium Non-Domestic | bar: =x1
LV Sub Medium Non-Domestic
LV Sub Medium Non-Domestic | bar: =x1
HV Medium Non-Domestic
HV Medium Non-Domestic | =x1: 100%
LV Network Domestic
LV Network Domestic | bar: =x1
LDNO LV: LV Network Domestic | bar: =x1
LDNO HV: LV Network Domestic | bar: =x1
LV Network Non-Domestic Non-CT
LV Network Non-Domestic Non-CT | =x1: 100%
LDNO LV: LV Network Non-Domestic Non-CT | =x1: 65.97%
LDNO HV: LV Network Non-Domestic Non-CT | =x1: 44.58%
LV HH Metered
LV HH Metered | =x1: 100%
LDNO LV: LV HH Metered | =x1: 70.06%
LDNO HV: LV HH Metered | =x1: 51.24%
LV Sub HH Metered
LV Sub HH Metered | =x1: 100%
LDNO HV: LV Sub HH Metered | =x1: 64.94%
HV HH Metered
HV HH Metered | =x1: 100%
LDNO HV: HV HH Metered | =x1: 65.3%
NHH UMS category A
NHH UMS category A | =x1: 100%
LDNO LV: NHH UMS category A | =x1: 76.18%
LDNO HV: NHH UMS category A | =x1: 61.22%
NHH UMS category B
NHH UMS category B | =x1: 100%
LDNO LV: NHH UMS category B | =x1: 78.93%
LDNO HV: NHH UMS category B | =x1: 65.69%
NHH UMS category C
NHH UMS category C | =x1: 100%
LDNO LV: NHH UMS category C | =x1: 85.4%
LDNO HV: NHH UMS category C | =x1: 76.22%
NHH UMS category D
NHH UMS category D | =x1: 100%
LDNO LV: NHH UMS category D | =x1: 74.57%
LDNO HV: NHH UMS category D | =x1: 58.6%
LV UMS (Pseudo HH Metered)
LV UMS (Pseudo HH Metered) | =x1: 100%
LDNO LV: LV UMS (Pseudo HH Metered) | =x1: 80.04%
LDNO HV: LV UMS (Pseudo HH Metered) | =x1: 67.5%
LV Generation NHH or Aggregate HH
LV Generation NHH or Aggregate HH | =x1: 100%
LDNO LV: LV Generation NHH or Aggregate HH | =x1: 100%
LDNO HV: LV Generation NHH or Aggregate HH | =x1: 100%
LV Sub Generation NHH
LV Sub Generation NHH | bar: =x1
LDNO HV: LV Sub Generation NHH | bar: =x1
LV Generation Intermittent
LV Generation Intermittent | =x1: 100%
LDNO LV: LV Generation Intermittent | =x1: 100%
LDNO HV: LV Generation Intermittent | =x1: 100%
LV Generation Non-Intermittent
LV Generation Non-Intermittent | =x1: 100%
LDNO LV: LV Generation Non-Intermittent | =x1: 100%
LDNO HV: LV Generation Non-Intermittent | =x1: 100%
LV Sub Generation Intermittent
LV Sub Generation Intermittent | =x1: 100%
LDNO HV: LV Sub Generation Intermittent | =x1: 100%
LV Sub Generation Non-Intermittent
LV Sub Generation Non-Intermittent | =x1: 100%
LDNO HV: LV Sub Generation Non-Intermittent | =x1: 100%
HV Generation Intermittent
HV Generation Intermittent | =x1: 100%
LDNO HV: HV Generation Intermittent | =x1: 100%
HV Generation Non-Intermittent
HV Generation Non-Intermittent | =x1: 100%
LDNO HV: HV Generation Non-Intermittent | =x1: 100%
4348. Total discounted revenue by charge category
Data sources:
x1 = 4347. Chargeable percentage
x2 = 4314. Revenues from asset charges (£/year) (in Unrounded revenue analysis) (in Unrounded revenue analysis (with reordered tariff list))
x3 = 4314. Revenues from transmission exit charges (£/year) (in Unrounded revenue analysis) (in Unrounded revenue analysis (with reordered tariff list))
x4 = 4314. Revenues from other expenditure charges (£/year) (in Unrounded revenue analysis) (in Unrounded revenue analysis (with reordered tariff list))
x5 = 4314. Revenues from matching charges (£/year) (in Unrounded revenue analysis) (in Unrounded revenue analysis (with reordered tariff list))
Kind: | Sum-product calculation | Sum-product calculation | Sum-product calculation | Sum-product calculation
Formula: | =SUMPRODUCT(x1, x2) | =SUMPRODUCT(x1, x3) | =SUMPRODUCT(x1, x4) | =SUMPRODUCT(x1, x5)
| Revenues from asset charges (£/year) | Revenues from transmission exit charges (£/year) | Revenues from other expenditure charges (£/year) | Revenues from matching charges (£/year)
Total discounted revenue by charge category | 171068609.5305 | 18660230.8524 | 114074481.5335 | 79682856.0196
4349. Error values from run 6
Data sources:
x1 = 4348. Revenues from transmission exit charges (£/year) (in Total discounted revenue by charge category)
x2 = 4345. New scaling factor 1 (copy) (in Scaling factors for run 6)
x3 = 4309. Baseline revenues from transmission exit charges (£/year) (in Unrounded revenue analysis (baseline totals))
x4 = 4348. Revenues from other expenditure charges (£/year) (in Total discounted revenue by charge category)
x5 = 4345. New scaling factor 2 (copy) (in Scaling factors for run 6)
x6 = 4309. Baseline revenues from other expenditure charges (£/year) (in Unrounded revenue analysis (baseline totals))
x7 = 4348. Revenues from matching charges (£/year) (in Total discounted revenue by charge category)
x8 = 4345. Scaling factor for revenues from matching charges (£/year) (in Scaling factors for run 4) (copy) (in Scaling factors for run 6)
x9 = 4309. Baseline revenues from matching charges (£/year) (in Unrounded revenue analysis (baseline totals))
x10 = 4348. Revenues from asset charges (£/year) (in Total discounted revenue by charge category)
x11 = 4309. Baseline revenues from asset charges (£/year) (in Unrounded revenue analysis (baseline totals))
x12 = Error 1 (in Error values from run 6)
x13 = Error 2 (in Error values from run 6)
Kind: | =x1: Calculation; =x2: Calculation; =x3: Calculation
Formula: | =x1: =x1*x2-x3; =x2: =x4*x5-x6; =x3: =x7*x8-x9+x10-x11+x12+x13
| Error 1 | Error 2 | Error 3
Error values from run 6 | =x1: -118.0139; =x2: -788.7544; =x3: -474587.5031
4350. Average p/kWh
Data sources:
x1 = 4315. Grouped units (MWh) (in Unrounded revenue analysis (by tariff group))
x2 = 4315. Grouped revenues from asset charges (£/year) (in Unrounded revenue analysis (by tariff group))
x3 = 4315. Grouped revenues from transmission exit charges (£/year) (in Unrounded revenue analysis (by tariff group))
x4 = 4339. New scaling factor 1 (in Scaling factors for run 7)
x5 = 4315. Grouped revenues from other expenditure charges (£/year) (in Unrounded revenue analysis (by tariff group))
x6 = 4339. New scaling factor 2 (in Scaling factors for run 7)
x7 = 4315. Grouped revenues from matching charges (£/year) (in Unrounded revenue analysis (by tariff group))
x8 = 4339. New scaling factor 3 (in Scaling factors for run 7)
Calculation =IF(x1,(x2+x3*x4+x5*x6+x7*x8)/x1*0.1,0)
Average p/kWh
Domestic Unrestricted | =x1: 2.5279
Domestic Two Rate and related MPAN tariffs | =x1: 1.5843
Small Non Domestic Unrestricted | =x1: 2.1755
Small Non Domestic Two Rate and related MPAN tariffs | =x1: 1.5997
LV Medium Non-Domestic | =x1: 0
LV Sub Medium Non-Domestic | =x1: 0
HV Medium Non-Domestic | =x1: 1.4878
LV Network Domestic | =x1: 0
LV Network Non-Domestic Non-CT | =x1: 1.9941
LV HH Metered | =x1: 2.2657
LV Sub HH Metered | =x1: 1.8392
HV HH Metered | =x1: 1.193
NHH UMS category A | =x1: 2.8474
NHH UMS category B | =x1: 3.2192
NHH UMS category C | =x1: 4.6457
NHH UMS category D | =x1: 2.6666
LV UMS (Pseudo HH Metered) | =x1: 3.3986
LV Generation NHH or Aggregate HH | =x1: -0.91166
LV Sub Generation NHH | =x1: 0
LV Generation Intermittent | =x1: -0.90476
LV Generation Non-Intermittent | =x1: -0.81972
LV Sub Generation Intermittent | =x1: -0.72617
LV Sub Generation Non-Intermittent | =x1: -0.56589
HV Generation Intermittent | =x1: -0.5216
HV Generation Non-Intermittent | =x1: -0.48382
4351. Chargeable percentage
Data sources:
x1 = 4350. Average p/kWh
x2 = 4313. Discount for each tariff (except for fixed charges)
Calculation =IF(x1,1-x2/x1,0)
Chargeable percentage
Domestic Unrestricted
Domestic Unrestricted | =x1: 100%
LDNO LV: Domestic Unrestricted | =x1: 73.19%
LDNO HV: Domestic Unrestricted | =x1: 56.34%
Domestic Two Rate and related MPAN tariffs
Domestic Two Rate | =x1: 100%
LDNO LV: Domestic Two Rate | =x1: 57.22%
LDNO HV: Domestic Two Rate | =x1: 30.34%
Domestic Off Peak (related MPAN) | =x1: 100%
LDNO LV: Domestic Off Peak (related MPAN) | =x1: 57.22%
LDNO HV: Domestic Off Peak (related MPAN) | =x1: 30.34%
Small Non Domestic Unrestricted
Small Non Domestic Unrestricted | =x1: 100%
LDNO LV: Small Non Domestic Unrestricted | =x1: 68.85%
LDNO HV: Small Non Domestic Unrestricted | =x1: 49.27%
Small Non Domestic Two Rate and related MPAN tariffs
Small Non Domestic Two Rate | =x1: 100%
LDNO LV: Small Non Domestic Two Rate | =x1: 57.63%
LDNO HV: Small Non Domestic Two Rate | =x1: 31.01%
Small Non Domestic Off Peak (related MPAN) | =x1: 100%
LDNO LV: Small Non Domestic Off Peak (related MPAN) | =x1: 57.63%
LDNO HV: Small Non Domestic Off Peak (related MPAN) | =x1: 31.01%
LV Medium Non-Domestic
LV Medium Non-Domestic | bar: =x1
LDNO LV: LV Medium Non-Domestic | bar: =x1
LDNO HV: LV Medium Non-Domestic | bar: =x1
LV Sub Medium Non-Domestic
LV Sub Medium Non-Domestic | bar: =x1
HV Medium Non-Domestic
HV Medium Non-Domestic | =x1: 100%
LV Network Domestic
LV Network Domestic | bar: =x1
LDNO LV: LV Network Domestic | bar: =x1
LDNO HV: LV Network Domestic | bar: =x1
LV Network Non-Domestic Non-CT
LV Network Non-Domestic Non-CT | =x1: 100%
LDNO LV: LV Network Non-Domestic Non-CT | =x1: 66.01%
LDNO HV: LV Network Non-Domestic Non-CT | =x1: 44.66%
LV HH Metered
LV HH Metered | =x1: 100%
LDNO LV: LV HH Metered | =x1: 70.09%
LDNO HV: LV HH Metered | =x1: 51.29%
LV Sub HH Metered
LV Sub HH Metered | =x1: 100%
LDNO HV: LV Sub HH Metered | =x1: 64.98%
HV HH Metered
HV HH Metered | =x1: 100%
LDNO HV: HV HH Metered | =x1: 65.35%
NHH UMS category A
NHH UMS category A | =x1: 100%
LDNO LV: NHH UMS category A | =x1: 76.2%
LDNO HV: NHH UMS category A | =x1: 61.24%
NHH UMS category B
NHH UMS category B | =x1: 100%
LDNO LV: NHH UMS category B | =x1: 78.95%
LDNO HV: NHH UMS category B | =x1: 65.72%
NHH UMS category C
NHH UMS category C | =x1: 100%
LDNO LV: NHH UMS category C | =x1: 85.41%
LDNO HV: NHH UMS category C | =x1: 76.24%
NHH UMS category D
NHH UMS category D | =x1: 100%
LDNO LV: NHH UMS category D | =x1: 74.58%
LDNO HV: NHH UMS category D | =x1: 58.61%
LV UMS (Pseudo HH Metered)
LV UMS (Pseudo HH Metered) | =x1: 100%
LDNO LV: LV UMS (Pseudo HH Metered) | =x1: 80.06%
LDNO HV: LV UMS (Pseudo HH Metered) | =x1: 67.53%
LV Generation NHH or Aggregate HH
LV Generation NHH or Aggregate HH | =x1: 100%
LDNO LV: LV Generation NHH or Aggregate HH | =x1: 100%
LDNO HV: LV Generation NHH or Aggregate HH | =x1: 100%
LV Sub Generation NHH
LV Sub Generation NHH | bar: =x1
LDNO HV: LV Sub Generation NHH | bar: =x1
LV Generation Intermittent
LV Generation Intermittent | =x1: 100%
LDNO LV: LV Generation Intermittent | =x1: 100%
LDNO HV: LV Generation Intermittent | =x1: 100%
LV Generation Non-Intermittent
LV Generation Non-Intermittent | =x1: 100%
LDNO LV: LV Generation Non-Intermittent | =x1: 100%
LDNO HV: LV Generation Non-Intermittent | =x1: 100%
LV Sub Generation Intermittent
LV Sub Generation Intermittent | =x1: 100%
LDNO HV: LV Sub Generation Intermittent | =x1: 100%
LV Sub Generation Non-Intermittent
LV Sub Generation Non-Intermittent | =x1: 100%
LDNO HV: LV Sub Generation Non-Intermittent | =x1: 100%
HV Generation Intermittent
HV Generation Intermittent | =x1: 100%
LDNO HV: HV Generation Intermittent | =x1: 100%
HV Generation Non-Intermittent
HV Generation Non-Intermittent | =x1: 100%
LDNO HV: HV Generation Non-Intermittent | =x1: 100%
4352. Total discounted revenue by charge category
Data sources:
x1 = 4351. Chargeable percentage
x2 = 4314. Revenues from asset charges (£/year) (in Unrounded revenue analysis) (in Unrounded revenue analysis (with reordered tariff list))
x3 = 4314. Revenues from transmission exit charges (£/year) (in Unrounded revenue analysis) (in Unrounded revenue analysis (with reordered tariff list))
x4 = 4314. Revenues from other expenditure charges (£/year) (in Unrounded revenue analysis) (in Unrounded revenue analysis (with reordered tariff list))
x5 = 4314. Revenues from matching charges (£/year) (in Unrounded revenue analysis) (in Unrounded revenue analysis (with reordered tariff list))
Kind: | Sum-product calculation | Sum-product calculation | Sum-product calculation | Sum-product calculation
Formula: | =SUMPRODUCT(x1, x2) | =SUMPRODUCT(x1, x3) | =SUMPRODUCT(x1, x4) | =SUMPRODUCT(x1, x5)
| Revenues from asset charges (£/year) | Revenues from transmission exit charges (£/year) | Revenues from other expenditure charges (£/year) | Revenues from matching charges (£/year)
Total discounted revenue by charge category | 171069765.4427 | 18660348.6288 | 114075268.8136 | 79683345.506
4353. Error values from run 7
Data sources:
x1 = 4352. Revenues from transmission exit charges (£/year) (in Total discounted revenue by charge category)
x2 = 4339. New scaling factor 1 (in Scaling factors for run 7)
x3 = 4309. Baseline revenues from transmission exit charges (£/year) (in Unrounded revenue analysis (baseline totals))
x4 = 4352. Revenues from other expenditure charges (£/year) (in Total discounted revenue by charge category)
x5 = 4339. New scaling factor 2 (in Scaling factors for run 7)
x6 = 4309. Baseline revenues from other expenditure charges (£/year) (in Unrounded revenue analysis (baseline totals))
x7 = 4352. Revenues from matching charges (£/year) (in Total discounted revenue by charge category)
x8 = 4339. New scaling factor 3 (in Scaling factors for run 7)
x9 = 4309. Baseline revenues from matching charges (£/year) (in Unrounded revenue analysis (baseline totals))
x10 = 4352. Revenues from asset charges (£/year) (in Total discounted revenue by charge category)
x11 = 4309. Baseline revenues from asset charges (£/year) (in Unrounded revenue analysis (baseline totals))
x12 = Error 1 (in Error values from run 7)
x13 = Error 2 (in Error values from run 7)
Kind: | =x1: Calculation; =x2: Calculation; =x3: Calculation
Formula: | =x1: =x1*x2-x3; =x2: =x4*x5-x6; =x3: =x7*x8-x9+x10-x11+x12+x13
| Error 1 | Error 2 | Error 3
Error values from run 7 | =x1: -0.38775; =x2: -2.5453; =x3: 0.13548
4354. First derivatives (£ million)
Data sources:
x1 = 4349. Error 1 (in Error values from run 6)
x2 = 4353. Error 1 (in Error values from run 7)
x3 = 4331. Scaling factor for revenues from transmission exit charges (£/year) (in Scaling factors for run 4)
x4 = 4340. New scaling factor 1 (copy) (in Scaling factors for run 5)
x5 = 4345. New scaling factor 1 (copy) (in Scaling factors for run 6)
x6 = 4339. New scaling factor 1 (in Scaling factors for run 7)
x7 = 4335. Error 1 (in Error values from run 4)
x8 = 4344. Error 1 (in Error values from run 5)
x9 = 4349. Error 2 (in Error values from run 6)
x10 = 4353. Error 2 (in Error values from run 7)
x11 = 4331. Scaling factor for revenues from other expenditure charges (£/year) (in Scaling factors for run 4)
x12 = 4340. Scaling factor for revenues from other expenditure charges (£/year) (in Scaling factors for run 4) (copy) (in Scaling factors for run 5)
x13 = 4345. New scaling factor 2 (copy) (in Scaling factors for run 6)
x14 = 4339. New scaling factor 2 (in Scaling factors for run 7)
x15 = 4335. Error 2 (in Error values from run 4)
x16 = 4344. Error 2 (in Error values from run 5)
x17 = 4349. Error 3 (in Error values from run 6)
x18 = 4353. Error 3 (in Error values from run 7)
x19 = 4331. Scaling factor for revenues from matching charges (£/year) (in Scaling factors for run 4)
x20 = 4340. Scaling factor for revenues from matching charges (£/year) (in Scaling factors for run 4) (copy) (in Scaling factors for run 5)
x21 = 4345. Scaling factor for revenues from matching charges (£/year) (in Scaling factors for run 4) (copy) (in Scaling factors for run 6)
x22 = 4339. New scaling factor 3 (in Scaling factors for run 7)
x23 = 4335. Error 3 (in Error values from run 4)
x24 = 4344. Error 3 (in Error values from run 5)
Special calculation = Special calculation
| X | Y | Z
X | =x1: 18.6647; =x2: 0.031875; =x3: 18.7637
Y | =x1: 0.030455; =x2: 114.2765; =x3: 114.7314
Z | =x1: 0.019856; =x2: 0.13272; =x3: 80.1128
4355. Co-determinants
Data sources:
x1 = 4354. First derivatives (£ million)
Special calculation = Special calculation
| X | Y | Z
X | =x1: 9139.7873; =x2: -0.16175; =x3: -2.265
Y | =x1: -0.063371; =x2: 1494.9125; =x3: -2.4765
Z | =x1: -2140.5925; =x2: -2140.8606; =x3: 2132.9394
4356. Determinant
Special calculation =SUMPRODUCT(B14_D14,B19_D19)
Determinant
Determinant | =x1: 170549.211
4357. Final scaling factors
Data sources:
x1 = 4339. New scaling factor 1 (in Scaling factors for run 7)
x2 = 4353. Error 1 (in Error values from run 7)
x3 = 4355. Co-determinants
x4 = 4353. Error 2 (in Error values from run 7)
x5 = 4353. Error 3 (in Error values from run 7)
x6 = 4356. Determinant
x7 = 4339. New scaling factor 2 (in Scaling factors for run 7)
x8 = 4339. New scaling factor 3 (in Scaling factors for run 7)
Kind: | =x1: Special calculation; =x2: Special calculation; =x3: Special calculation
Formula: | =x1: =x1-1e-6*(x2*x3+x4*x3+x5*x3)/x6; =x2: =x7-1e-6*(x2*x3+x4*x3+x5*x3)/x6; =x3: =x8-1e-6*(x2*x3+x4*x3+x5*x3)/x6
| New scaling factor 1 | New scaling factor 2 | New scaling factor 3
Final scaling factors | =x1: 0.99872; =x2: 0.99864; =x3: 0.99592
4358. All-the-way p/kWh
Data sources:
x1 = 4315. Grouped units (MWh) (in Unrounded revenue analysis (by tariff group))
x2 = 4315. Grouped revenues from asset charges (£/year) (in Unrounded revenue analysis (by tariff group))
x3 = 4315. Grouped revenues from transmission exit charges (£/year) (in Unrounded revenue analysis (by tariff group))
x4 = 4357. New scaling factor 1 (in Final scaling factors)
x5 = 4315. Grouped revenues from other expenditure charges (£/year) (in Unrounded revenue analysis (by tariff group))
x6 = 4357. New scaling factor 2 (in Final scaling factors)
x7 = 4315. Grouped revenues from matching charges (£/year) (in Unrounded revenue analysis (by tariff group))
x8 = 4357. New scaling factor 3 (in Final scaling factors)
Calculation =IF(x1,(x2+x3*x4+x5*x6+x7*x8)/x1*0.1,0)
All-the-way p/kWh
Domestic Unrestricted | =x1: 2.5279
Domestic Two Rate and related MPAN tariffs | =x1: 1.5843
Small Non Domestic Unrestricted | =x1: 2.1755
Small Non Domestic Two Rate and related MPAN tariffs | =x1: 1.5997
LV Medium Non-Domestic | =x1: 0
LV Sub Medium Non-Domestic | =x1: 0
HV Medium Non-Domestic | =x1: 1.4878
LV Network Domestic | =x1: 0
LV Network Non-Domestic Non-CT | =x1: 1.9941
LV HH Metered | =x1: 2.2657
LV Sub HH Metered | =x1: 1.8392
HV HH Metered | =x1: 1.193
NHH UMS category A | =x1: 2.8474
NHH UMS category B | =x1: 3.2192
NHH UMS category C | =x1: 4.6457
NHH UMS category D | =x1: 2.6666
LV UMS (Pseudo HH Metered) | =x1: 3.3986
LV Generation NHH or Aggregate HH | =x1: -0.91166
LV Sub Generation NHH | =x1: 0
LV Generation Intermittent | =x1: -0.90476
LV Generation Non-Intermittent | =x1: -0.81972
LV Sub Generation Intermittent | =x1: -0.72617
LV Sub Generation Non-Intermittent | =x1: -0.56589
HV Generation Intermittent | =x1: -0.5216
HV Generation Non-Intermittent | =x1: -0.48382

## G-Discounts
Model G results for Electricity North West in 2017/2018 (December 2015)
4401. LDNO discounts ⇒1038. For CDCM
Data sources:
x1 = 4358. All-the-way p/kWh
x2 = 4313. Discount for each tariff (except for fixed charges)
Calculation =IF(x1,x2/x1,0)
LDNO discounts ⇒1038. For CDCM
Domestic Unrestricted
Domestic Unrestricted | 0%
LDNO LV: Domestic Unrestricted | 26.81%
LDNO HV: Domestic Unrestricted | 43.66%
Domestic Two Rate and related MPAN tariffs
Domestic Two Rate | 0%
LDNO LV: Domestic Two Rate | 42.78%
LDNO HV: Domestic Two Rate | 69.66%
Domestic Off Peak (related MPAN) | 0%
LDNO LV: Domestic Off Peak (related MPAN) | 42.78%
LDNO HV: Domestic Off Peak (related MPAN) | 69.66%
Small Non Domestic Unrestricted
Small Non Domestic Unrestricted | 0%
LDNO LV: Small Non Domestic Unrestricted | 31.15%
LDNO HV: Small Non Domestic Unrestricted | 50.73%
Small Non Domestic Two Rate and related MPAN tariffs
Small Non Domestic Two Rate | 0%
LDNO LV: Small Non Domestic Two Rate | 42.37%
LDNO HV: Small Non Domestic Two Rate | 68.99%
Small Non Domestic Off Peak (related MPAN) | 0%
LDNO LV: Small Non Domestic Off Peak (related MPAN) | 42.37%
LDNO HV: Small Non Domestic Off Peak (related MPAN) | 68.99%
LV Medium Non-Domestic
LV Medium Non-Domestic | 0%
LDNO LV: LV Medium Non-Domestic | 0%
LDNO HV: LV Medium Non-Domestic | 0%
LV Sub Medium Non-Domestic
LV Sub Medium Non-Domestic | 0%
HV Medium Non-Domestic
HV Medium Non-Domestic | 0%
LV Network Domestic
LV Network Domestic | 0%
LDNO LV: LV Network Domestic | 0%
LDNO HV: LV Network Domestic | 0%
LV Network Non-Domestic Non-CT
LV Network Non-Domestic Non-CT | 0%
LDNO LV: LV Network Non-Domestic Non-CT | 33.99%
LDNO HV: LV Network Non-Domestic Non-CT | 55.34%
LV HH Metered
LV HH Metered | 0%
LDNO LV: LV HH Metered | 29.91%
LDNO HV: LV HH Metered | 48.71%
LV Sub HH Metered
LV Sub HH Metered | 0%
LDNO HV: LV Sub HH Metered | 35.02%
HV HH Metered
HV HH Metered | 0%
LDNO HV: HV HH Metered | 34.65%
NHH UMS category A
NHH UMS category A | 0%
LDNO LV: NHH UMS category A | 23.8%
LDNO HV: NHH UMS category A | 38.76%
NHH UMS category B
NHH UMS category B | 0%
LDNO LV: NHH UMS category B | 21.05%
LDNO HV: NHH UMS category B | 34.28%
NHH UMS category C
NHH UMS category C | 0%
LDNO LV: NHH UMS category C | 14.59%
LDNO HV: NHH UMS category C | 23.76%
NHH UMS category D
NHH UMS category D | 0%
LDNO LV: NHH UMS category D | 25.42%
LDNO HV: NHH UMS category D | 41.39%
LV UMS (Pseudo HH Metered)
LV UMS (Pseudo HH Metered) | 0%
LDNO LV: LV UMS (Pseudo HH Metered) | 19.94%
LDNO HV: LV UMS (Pseudo HH Metered) | 32.47%
LV Generation NHH or Aggregate HH
LV Generation NHH or Aggregate HH | 0%
LDNO LV: LV Generation NHH or Aggregate HH | 0%
LDNO HV: LV Generation NHH or Aggregate HH | 0%
LV Sub Generation NHH
LV Sub Generation NHH | 0%
LDNO HV: LV Sub Generation NHH | 0%
LV Generation Intermittent
LV Generation Intermittent | 0%
LDNO LV: LV Generation Intermittent | 0%
LDNO HV: LV Generation Intermittent | 0%
LV Generation Non-Intermittent
LV Generation Non-Intermittent | 0%
LDNO LV: LV Generation Non-Intermittent | 0%
LDNO HV: LV Generation Non-Intermittent | 0%
LV Sub Generation Intermittent
LV Sub Generation Intermittent | 0%
LDNO HV: LV Sub Generation Intermittent | 0%
LV Sub Generation Non-Intermittent
LV Sub Generation Non-Intermittent | 0%
LDNO HV: LV Sub Generation Non-Intermittent | 0%
HV Generation Intermittent
HV Generation Intermittent | 0%
LDNO HV: HV Generation Intermittent | 0%
HV Generation Non-Intermittent
HV Generation Non-Intermittent | 0%
LDNO HV: HV Generation Non-Intermittent | 0%
4402. All-the-way reference p/kWh values ⇒1185. For EDCM model
Data sources:
x1 = 4358. All-the-way p/kWh
Copy cells =x1
All-the-way reference p/kWh values ⇒1185. For EDCM model
Domestic Unrestricted
Domestic Unrestricted | 2.5279
Domestic Two Rate and related MPAN tariffs
Domestic Two Rate | 1.5843
Domestic Off Peak (related MPAN) | 1.5843
Small Non Domestic Unrestricted
Small Non Domestic Unrestricted | 2.1755
Small Non Domestic Two Rate and related MPAN tariffs
Small Non Domestic Two Rate | 1.5997
Small Non Domestic Off Peak (related MPAN) | 1.5997
LV Medium Non-Domestic
LV Medium Non-Domestic | 0
LV Sub Medium Non-Domestic
LV Sub Medium Non-Domestic | 0
HV Medium Non-Domestic
HV Medium Non-Domestic | 1.4878
LV Network Domestic
LV Network Domestic | 0
LV Network Non-Domestic Non-CT
LV Network Non-Domestic Non-CT | 1.9941
LV HH Metered
LV HH Metered | 2.2657
LV Sub HH Metered
LV Sub HH Metered | 1.8392
HV HH Metered
HV HH Metered | 1.193
NHH UMS category A
NHH UMS category A | 2.8474
NHH UMS category B
NHH UMS category B | 3.2192
NHH UMS category C
NHH UMS category C | 4.6457
NHH UMS category D
NHH UMS category D | 2.6666
LV UMS (Pseudo HH Metered)
LV UMS (Pseudo HH Metered) | 3.3986
LV Generation NHH or Aggregate HH
LV Generation NHH or Aggregate HH | -0.91166
LV Sub Generation NHH
LV Sub Generation NHH | 0
LV Generation Intermittent
LV Generation Intermittent | -0.90476
LV Generation Non-Intermittent
LV Generation Non-Intermittent | -0.81972
LV Sub Generation Intermittent
LV Sub Generation Intermittent | -0.72617
LV Sub Generation Non-Intermittent
LV Sub Generation Non-Intermittent | -0.56589
HV Generation Intermittent
HV Generation Intermittent | -0.5216
HV Generation Non-Intermittent
HV Generation Non-Intermittent | -0.48382