## Index
0
This document, model or dataset has been prepared by Reckon LLP on the instructions of the DCUSA Panel or one of its working
groups. Only the DCUSA Panel and its working groups have authority to approve this material as meeting their requirements.
Reckon LLP makes no representation about the suitability of this material for the purposes of complying with any licence
conditions or furthering any relevant objective.
UNLESS STATED OTHERWISE, THIS WORKBOOK IS ONLY A PROTOTYPE FOR TESTING PURPOSES AND ALL THE DATA IN THIS MODEL ARE FOR ILLUSTRATION ONLY.
This workbook is structured as a series of named and numbered tables. There is a list of tables below, with hyperlinks. Above
each calculation table, there is a description of the calculations and hyperlinks to tables from which data are used. Hyperlinks
point to the relevant table column heading of the relevant table. Scrolling up or down is usually required after clicking a
hyperlink in order to bring the relevant data and/or headings into view. Some versions of Microsoft Excel can display a "Back"
button, which can be useful when using hyperlinks to navigate around the workbook.
Copyright 2009-2011 Energy Networks Association Limited and others. Copyright 2011-2016 Franck Latrémolière, Reckon LLP and others.
The code used to generate this spreadsheet includes open-source software published at https://github.com/f20/power-models.
Use and distribution of the source code is subject to the conditions stated therein. |  | Colour coding
Any redistribution of this software must retain the following disclaimer: |  | Input data
THIS SOFTWARE IS PROVIDED BY AUTHORS AND CONTRIBUTORS "AS IS" AND ANY EXPRESS OR IMPLIED WARRANTIES, INCLUDING, BUT NOT LIMITED |  | Constant value
TO, THE IMPLIED WARRANTIES OF MERCHANTABILITY AND FITNESS FOR A PARTICULAR PURPOSE ARE DISCLAIMED. IN NO EVENT SHALL AUTHORS OR |  | Formula: calculation
CONTRIBUTORS BE LIABLE FOR ANY DIRECT, INDIRECT, INCIDENTAL, SPECIAL, EXEMPLARY, OR CONSEQUENTIAL DAMAGES (INCLUDING, BUT NOT |  | Formula: copy
LIMITED TO, PROCUREMENT OF SUBSTITUTE GOODS OR SERVICES; LOSS OF USE, DATA, OR PROFITS; OR BUSINESS INTERRUPTION) HOWEVER CAUSED |  | Unused cell in input data table
AND ON ANY THEORY OF LIABILITY, WHETHER IN CONTRACT, STRICT LIABILITY, OR TORT (INCLUDING NEGLIGENCE OR OTHERWISE) ARISING IN |  | Unused cell in other table
ANY WAY OUT OF THE USE OF THIS SOFTWARE, EVEN IF ADVISED OF THE POSSIBILITY OF SUCH DAMAGE. |  | Unlocked cell for notes
Worksheet | Table | Type of table
Input | 1000. Company, charging year, data version | Input data
Input | 1001. CDCM target revenue | Composite
Input | 1010. Financial and general assumptions | Composite
Input | 1017. Diversity allowance between top and bottom of network level | Input data
Input | 1018. Proportion of relevant load going through 132kV/HV direct transformation | Input data
Input | 1019. Network model GSP peak demand (MW) | Input data
Input | 1020. Gross asset cost by network level (£) | Input data
Input | 1022. LV service model asset cost (£) | Input data
Input | 1023. HV service model asset cost (£) | Input data
Input | 1025. Matrix of applicability of LV service models to tariffs with fixed charges | Input data
Input | 1026. Matrix of applicability of LV service models to unmetered tariffs | Input data
Input | 1028. Matrix of applicability of HV service models to tariffs with fixed charges | Input data
Input | 1032. Loss adjustment factors to transmission | Input data
Input | 1037. Embedded network (LDNO) discounts | Input data
Input | 1041. Load profile data for demand users | Input data
Input | 1053. Volume forecasts for the charging year | Input data
Input | 1055. Transmission exit charges (£/year) | Input data
Input | 1059. Other expenditure | Input data
Input | 1060. Customer contributions under current connection charging policy | Input data
Input | 1061. Average split of rate 1 units by distribution time band | Input data
Input | 1062. Average split of rate 2 units by distribution time band | Input data
Input | 1064. Average split of rate 1 units by special distribution time band | Input data
Input | 1066. Typical annual hours by special distribution time band | Input data
Input | 1068. Typical annual hours by distribution time band | Input data
Input | 1069. Peaking probabilities by network level | Input data
Input | 1092. Average kVAr by kVA, by network level | Input data
Input | 1201. Current tariff information | Input data
LAFs | 2001. Loss adjustment factors to transmission | Composite
LAFs | 2002. Mapping of DRM network levels to core network levels | Fixed data
LAFs | 2003. Loss adjustment factor to transmission for each DRM network level | Sum-product calculation
LAFs | 2004. Loss adjustment factor to transmission for each network level | Combine tables
LAFs | 2005. Network use factors | Fixed data
LAFs | 2006. Proportion going through 132kV/EHV | Calculation
LAFs | 2007. Proportion going through EHV | Calculation
LAFs | 2008. Proportion going through EHV/HV | Calculation
LAFs | 2009. Rerouteing matrix for all network levels | Combine tables
LAFs | 2010. Network use factors: interim step in calculations before adjustments | Sum-product calculation
LAFs | 2011. Network use factors for all tariffs | Combine tables
LAFs | 2012. Loss adjustment factors between end user meter reading and each network level, scaled by network use | Calculation
DRM | 2101. Annuity rate | Calculation
DRM | 2102. Loss adjustment factor to transmission for each core level | Combine tables
DRM | 2103. Loss adjustment factors | Composite
DRM | 2104. Diversity calculations | Special calculation
DRM | 2105. Network model total maximum demand at substation (MW) | Calculation
DRM | 2106. Network model contribution to system maximum load measured at network level exit (MW) | Calculation
DRM | 2107. Rerouteing matrix for DRM network levels | Combine tables
DRM | 2108. GSP simultaneous maximum load assumed through each network level (MW) | Sum-product calculation
DRM | 2109. Network model annuity by simultaneous maximum load for each network level (£/kW/year) | Calculation
SM | 2201. Asset £/customer from LV service models | Sum-product calculation
SM | 2202. LV unmetered service model assets £/(MWh/year) | Sum-product calculation
SM | 2203. LV unmetered service model asset charge (p/kWh) | Calculation
SM | 2204. Asset £/customer from HV service models | Sum-product calculation
SM | 2205. Service model assets by tariff (£) | Combine tables
SM | 2206. Replacement annuities for service models | Composite
Loads | 2301. Demand coefficient (load at time of system maximum load divided by average load) | Calculation
Loads | 2302. Load coefficient | Combine tables
Loads | 2303. Discount map | Fixed data
Loads | 2304. LDNO discounts and volumes adjusted for discount | Composite
Loads | 2305. Equivalent volume for each end user | Cell summation
Multi | 2401. Adjust annual hours by distribution time band to match days in year | Composite
Multi | 2402. Normalisation of split of rate 1 units by time band | Composite
Multi | 2403. Split of rate 1 units between distribution time bands | Combine tables
Multi | 2404. Normalisation of split of rate 2 units by time band | Composite
Multi | 2405. Split of rate 2 units between distribution time bands | Combine tables
Multi | 2406. Split of rate 3 units between distribution time bands (default) | Fixed data
Multi | 2407. All units (MWh) | Calculation
Multi | 2408. Calculation of implied load coefficients for one-rate users | Calculation
Multi | 2409. Calculation of implied load coefficients for two-rate users | Calculation
Multi | 2410. Calculation of implied load coefficients for three-rate users | Calculation
Multi | 2411. Calculation of adjusted time band load coefficients | Composite
Multi | 2412. Normalisation of peaking probabilities | Composite
Multi | 2413. Peaking probabilities by network level (reshaped) | Reshape table
Multi | 2414. Pseudo load coefficient by time band and network level | Calculation
Multi | 2415. Single rate non half hourly pseudo timeband load coefficients | Copy cells
Multi | 2416. Single rate non half hourly units (MWh) | Copy cells
Multi | 2417. Single rate non half hourly timeband use | Copy cells
Multi | 2418. Single rate non half hourly tariff pseudo load coefficient | Sum-product calculation
Multi | 2419. Multi rate non half hourly units (MWh) | Copy cells
Multi | 2420. Multi rate non half hourly pseudo timeband load coefficients | Copy cells
Multi | 2421. Multi rate non half hourly timeband use | Copy cells
Multi | 2422. Multi rate non half hourly tariff pseudo load coefficient | Sum-product calculation
Multi | 2423. Off-peak non half hourly units (MWh) | Copy cells
Multi | 2424. Off-peak non half hourly pseudo timeband load coefficients | Copy cells
Multi | 2425. Off-peak non half hourly timeband use | Copy cells
Multi | 2426. Off-peak non half hourly tariff pseudo load coefficient | Sum-product calculation
Multi | 2427. Aggregated half hourly units (MWh) | Copy cells
Multi | 2428. Aggregated half hourly pseudo timeband load coefficients | Copy cells
Multi | 2429. Aggregated half hourly timeband use | Copy cells
Multi | 2430. Aggregated half hourly tariff pseudo load coefficient | Sum-product calculation
Multi | 2431. Average non half hourly tariff pseudo load coefficient | Calculation
Multi | 2432. Average non half hourly timeband use | Calculation
Multi | 2433. Aggregated half hourly tariff pseudo load coefficient using average non half hourly unit mix | Sum-product calculation
Multi | 2434. Relative correction factor for aggregated half hourly tariff | Calculation
Multi | 2435. Correction factor for non half hourly tariffs | Calculation
Multi | 2436. Single rate non half hourly corrected pseudo timeband load coefficient | Calculation
Multi | 2437. Multi rate non half hourly corrected pseudo timeband load coefficient | Calculation
Multi | 2438. Off-peak non half hourly corrected pseudo timeband load coefficient | Calculation
Multi | 2439. Aggregated half hourly corrected pseudo timeband load coefficient | Calculation
Multi | 2440. Pseudo load coefficient by time band and network level (equalised) | Combine tables
Multi | 2441. Unit rate 1 pseudo load coefficient by network level | Sum-product calculation
Multi | 2442. Unit rate 2 pseudo load coefficient by network level | Sum-product calculation
Multi | 2443. Unit rate 3 pseudo load coefficient by network level | Sum-product calculation
Multi | 2444. Adjust annual hours by special distribution time band to match days in year | Composite
Multi | 2445. Normalisation of split of rate 1 units by special time band | Composite
Multi | 2446. Split of rate 1 units between special distribution time bands | Combine tables
Multi | 2447. Split of rate 2 units between special distribution time bands (default) | Fixed data
Multi | 2448. Split of rate 3 units between special distribution time bands (default) | Fixed data
Multi | 2449. Calculation of implied special load coefficients for one-rate users | Calculation
Multi | 2450. Calculation of implied special load coefficients for three-rate users | Calculation
Multi | 2451. Estimated contributions to peak demand | Composite
Multi | 2452. Load coefficient correction factor for the group | Calculation
Multi | 2453. Calculation of special peaking probabilities | Composite
Multi | 2454. Special peaking probabilities by network level | Combine tables
Multi | 2455. Special peaking probabilities by network level (reshaped) | Reshape table
Multi | 2456. Pseudo load coefficient by special time band and network level | Calculation
Multi | 2457. Unit rate 1 pseudo load coefficient by network level (special) | Sum-product calculation
Multi | 2458. Unit rate 2 pseudo load coefficient by network level (special) | Sum-product calculation
Multi | 2459. Unit rate 3 pseudo load coefficient by network level (special) | Sum-product calculation
Multi | 2460. Unit rate 1 pseudo load coefficient by network level (combined) | Combine tables
Multi | 2461. Unit rate 2 pseudo load coefficient by network level (combined) | Combine tables
Multi | 2462. Unit rate 3 pseudo load coefficient by network level (combined) | Combine tables
SMD | 2501. Contributions of users on one-rate multi tariffs to system simultaneous maximum load by network level (kW) | Calculation
SMD | 2502. Contributions of users on two-rate multi tariffs to system simultaneous maximum load by network level (kW) | Calculation
SMD | 2503. Contributions of users on three-rate multi tariffs to system simultaneous maximum load by network level (kW) | Calculation
SMD | 2504. Estimated contributions of users on each tariff to system simultaneous maximum load by network level (kW) | Calculation
SMD | 2505. Contributions of users on each tariff to system simultaneous maximum load by network level (kW) | Combine tables
SMD | 2506. Forecast system simultaneous maximum load (kW) from forecast units | Cell summation
AMD | 2601. Pre-processing of data for standing charge factors | Composite
AMD | 2602. Standing charges factors adapted to use 132kV/HV | Combine tables
AMD | 2603. Capacity-based contributions to chargeable aggregate maximum load by network level (kW) | Calculation
AMD | 2604. Unit-based contributions to chargeable aggregate maximum load (kW) | Calculation
AMD | 2605. Contributions to aggregate maximum load by network level (kW) | Combine tables
AMD | 2606. Forecast chargeable aggregate maximum load (kW) | Cell summation
AMD | 2607. Forecast simultaneous load subject to standing charge factors (kW) | Calculation
AMD | 2608. Forecast simultaneous load replaced by standing charge (kW) | Cell summation
AMD | 2609. Calculated LV diversity allowance | Calculation
AMD | 2610. Network level mapping for diversity allowances | Fixed data
AMD | 2611. Diversity allowances including 132kV/HV | Sum-product calculation
AMD | 2612. Diversity allowances (including calculated LV value) | Combine tables
AMD | 2613. Forecast simultaneous maximum load (kW) adjusted for standing charges | Calculation
Otex | 2701. Operating expenditure coded by network level (£/year) | Combine tables
Otex | 2702. Network model assets (£) scaled by load forecast | Calculation
Otex | 2703. Annual consumption by tariff for unmetered users (MWh) | Copy cells
Otex | 2704. Total unmetered units | Cell summation
Otex | 2705. Service model asset data | Composite
Otex | 2706. Data for allocation of operating expenditure | Composite
Otex | 2707. Amount of expenditure to be allocated according to asset values (£/year) | Calculation
Otex | 2708. Total operating expenditure by network level (£/year) | Calculation
Otex | 2709. Operating expenditure percentage by network level | Calculation
Otex | 2710. Unit operating expenditure based on simultaneous maximum load (£/kW/year) | Calculation
Otex | 2711. Operating expenditure for customer assets p/MPAN/day | Composite
Otex | 2712. Operating expenditure for unmetered customer assets (p/kWh) | Calculation
Contrib | 2801. Network level of supply (for customer contributions) by tariff | Fixed data
Contrib | 2802. Contribution proportion of asset annuities, by customer type and network level of assets | Calculation
Contrib | 2803. Proportion of assets annuities deemed to be covered by customer contributions | Sum-product calculation
Contrib | 2804. Proportion of annual charge covered by contributions (for all charging levels) | Combine tables
Yard | 2901. Unit cost at each level, £/kW/year (relative to system simultaneous maximum load) | Combine tables
Yard | 2902. Pay-as-you-go yardstick unit costs by charging level (p/kWh) | Calculation
Yard | 2903. Contributions to pay-as-you-go unit rate 1 (p/kWh) | Calculation
Yard | 2904. Contributions to pay-as-you-go unit rate 2 (p/kWh) | Calculation
Yard | 2905. Contributions to pay-as-you-go unit rate 3 (p/kWh) | Calculation
Standing | 3001. Costs based on aggregate maximum load (£/kW/year) | Calculation
Standing | 3002. Capacity elements p/kVA/day | Calculation
Standing | 3003. Yardstick components p/kWh (taking account of standing charges) | Calculation
Standing | 3004. Contributions to unit rate 1 p/kWh by network level (taking account of standing charges) | Calculation
Standing | 3005. Contributions to unit rate 2 p/kWh by network level (taking account of standing charges) | Calculation
Standing | 3006. Contributions to unit rate 3 p/kWh by network level (taking account of standing charges) | Calculation
Standing | 3007. Exceeded capacity charge elements p/kVA/day | Calculation
AggCap | 3101. Mapping of tariffs to tariff groups | Fixed data
AggCap | 3102. Capacity use for tariffs charged for capacity on an exit point basis | Composite
AggCap | 3103. Aggregate capacity (kW) | Sum-product calculation
AggCap | 3104. Aggregate number of users charged for capacity on an exit point basis | Sum-product calculation
AggCap | 3105. Average maximum kVA by exit point | Calculation
AggCap | 3106. Deemed average maximum kVA for each tariff | Sum-product calculation
AggCap | 3107. Capacity-driven fixed charge elements from standing charges factors p/MPAN/day | Calculation
Reactive | 3201. Network use factors for generator reactive unit charges | Fixed data
Reactive | 3202. Standard components p/kWh for reactive power (absolute value) | Calculation
Reactive | 3203. Standard reactive p/kVArh | Calculation
Reactive | 3204. Absolute value of load coefficient (kW peak / average kW) | Calculation
Reactive | 3205. Pay-as-you-go components p/kWh for reactive power (absolute value) | Calculation
Reactive | 3206. Pay-as-you-go reactive p/kVArh | Calculation
Aggreg | 3301. Unit rate 1 p/kWh (elements) | Combine tables
Aggreg | 3302. Unit rate 2 p/kWh (elements) | Combine tables
Aggreg | 3303. Unit rate 3 p/kWh (elements) | Combine tables
Aggreg | 3304. Fixed charge p/MPAN/day (elements) | Combine tables
Aggreg | 3305. Capacity charge p/kVA/day (elements) | Copy cells
Aggreg | 3306. Exceeded capacity charge p/kVA/day (elements) | Copy cells
Aggreg | 3307. Reactive power charge p/kVArh (elements) | Combine tables
Aggreg | 3308. Summary of charges before revenue matching | Cell summation
Revenue | 3401. Net revenues by tariff before matching (£) | Calculation
Revenue | 3402. Target CDCM revenue | Composite
Revenue | 3403. Revenue surplus or shortfall | Composite
Scaler | 3501. Factor to scale to £1/kW at transmission exit level | Calculation
Scaler | 3502. Applicability factor for £1/kW scaler | Combine tables
Scaler | 3503. Scalable elements of tariff components | Sum-product calculation
Scaler | 3504. Marginal revenue effect of scaler | Calculation
Scaler | 3505. Scaler value at which the minimum is breached | Calculation
Scaler | 3506. Constraint-free solution | Calculation
Scaler | 3507. Starting point | Calculation
Scaler | 3508. Solve for General scaler rate | Composite
Scaler | 3509. General scaler rate | Calculation
Scaler | 3510. Scaler | Calculation
Adjust | 3601. Tariffs before rounding | Calculation
Adjust | 3602. Decimal places | Fixed data
Adjust | 3603. Tariff rounding | Calculation
Adjust | 3604. All the way tariffs | Calculation
Adjust | 3605. Net revenues by tariff from rounding | Calculation
Adjust | 3606. Revenue forecast summary | Composite
Adjust | 3607. Tariffs | Calculation
Tariffs | 3701. Tariffs | Composite
Summary | 3801. Headline parameters | Composite
Summary | 3802. Revenue summary | Composite
Summary | 3803. Revenue summary by tariff component | Cell summation
M-Rev | 3901. Revenue matrix by tariff | Composite
M-Rev | 3902. Revenues by charging element and network level | Cell summation
CData | 4001. Revenues under current tariffs (£) | Calculation
CData | 4002. All-the-way volumes | Copy cells
CData | 4003. Normalised to | Fixed data
CData | 4004. Normalised volumes for comparisons | Calculation
CData | 4005. LDNO LV charges (normalised £) | Copy cells
CData | 4006. LDNO HV charges (normalised £) | Copy cells
CTables | 4101. Comparison with current all-the-way demand tariffs | Composite
CTables | 4102. LDNO margins in use of system charges | Composite
M-ATW | Tariff matrices | Notes
Technical model rules and version control
---
PerlModule: CDCM
agghhequalisation: rag
alwaysUseRAG: 1
coincidenceAdj: groupums
colour: gold
drm: top500gsp
extraLevels: 1
fixedCap: 1-4
frontSheets:
- Index
- Info
matrices: big
noReplacement: blanket
pcd: 1
portfolio: 1
protect: 1
revisionText: r7161
scaler: levelledpickexitnogenminzero
standing: sub132
summary: consultationinfo
targetRevenue: dcp249
tariffs: commongensubdcp130dcp163pc12hhpc34hh
template: '%-model241-2018+'
timeOfDay: timeOfDay179
timebandDetails: 1
unauth: dayotex
validation: lenientnomsg
'~codeValidation':
Ancillary/Validation.pm: fdb5a46b1b8fbd1573e33c165ae1cddec92c37ee
CDCM/AML.pm: 8c3a2c1c7431c0b8d62409a6a2e0682e50342a5a
CDCM/Aggregation.pm: 372b53e6dba1fe9433020bbd13328009851a036a
CDCM/Contributions.pm: 59059a8d19bbfa52829fec34b5ea22693cd64085
CDCM/Discounts.pm: 7da37bdae365cee037cc886326918eeea537f8a9
CDCM/Loads.pm: 37ecb145b481f519789dd55df6b3abe350614bab
CDCM/Master.pm: 05d051007762a42e6edf278d1543442344ea3fc4
CDCM/Matching.pm: a8a99513b1105ec79371ca31d8ca2d323cb517ca
CDCM/NetworkSizer.pm: 50def4231b67757f2bd222cc1579fa342876afd0
CDCM/Operating.pm: e01eeb096f43ab8cb183e26c30d2c1dc15d27a5d
CDCM/Reactive.pm: e2318e6ee9559bf7cd3cfcfff58c399eb12c866a
CDCM/Revenue.pm: 604cf3b9b0e2cfc8a5a29d2eb9fb98751e48709e
CDCM/Routeing.pm: 56ab1b82df46beabfc380342dcbfe20fbacdcbe1
CDCM/SML.pm: e7799175fb0b06ae377f08ff486dfb83205ab68c
CDCM/ServiceModels.pm: ef64ca7f9c557fd1ac7b71f36a3a643f83bf1d8f
CDCM/Setup.pm: d575db5c9e24ddb6432204b0ee5fcf1c8a375b84
CDCM/Sheets.pm: 4621b3afd005bb1324d6bb7b91bd14a86a2909f5
CDCM/Standing.pm: 0677863cc8c69940e82611a34f6a4cf6e6c938f6
CDCM/Summary.pm: 591dbcc9c325ebe7d3bb65b6fdd6fdc8c2b0d03b
CDCM/Table1001dcp249.pm: 8c843fd8b3669467fea1b145f567972a0c4d8c3d
CDCM/TariffList.pm: 56e59aa1248c8e99b9f4760ed93c6267c3d1639c
CDCM/Tariffs.pm: 74408ddcb0ff951c20ab0d9e7295f437f444de05
CDCM/TimeOfDay179.pm: cdde86fc73d4a5690388b4ac4cf18a3954040eee
CDCM/Timebands.pm: 4bc55e241092b6574362c8f2f275b92b4b42627c
CDCM/Yardsticks.pm: 14fa4ca8c5e1b83888203f2a0a27b027b0e1be67
SpreadsheetModel/Arithmetic.pm: 629d127e38688ee0e58015f6e1ff913520351394
SpreadsheetModel/CalcBlock.pm: 838d832955c7671d8b9c042d855c105de22ef3c6
SpreadsheetModel/Columnset.pm: a70b8a6803c13651eb25523266a16e2c0361494a
SpreadsheetModel/ColumnsetFilter.pm: 920015577968486d529c8b865b4bb28c4d019989
SpreadsheetModel/Custom.pm: 64258a1a23160d1b05311a838e34f4078f7516be
SpreadsheetModel/Dataset.pm: 935da54d42c4797016f4a08c24a5df00bb58a3c1
SpreadsheetModel/FormatLegend.pm: 6542b2c1f994e4aa10f155c435cabafa7a9f5778
SpreadsheetModel/GroupBy.pm: a05f4878f468a3191257c58c4711fc115bde7e7d
SpreadsheetModel/Label.pm: 053d8801da63a168d467ae3cf12c6c32325befe3
SpreadsheetModel/Labelset.pm: 04739284141966c1ce3b175d877edb97c79f48f4
SpreadsheetModel/Logger.pm: 24d52752a7a6b0625ad304bc1c73ae5fc802441f
SpreadsheetModel/Notes.pm: a82bea929d8353c45fe0f27cf8e0b53143664f2e
SpreadsheetModel/Object.pm: b802dece8ebaf7fd994b48bc36d623f157add6cc
SpreadsheetModel/Reshape.pm: 44d60329c15bdfdf839a71781406c921808898b4
SpreadsheetModel/SegmentRoot.pm: f684d07d04056e2553a5e46c1e78fe34c4ee6852
SpreadsheetModel/Shortcuts.pm: f067f969beb9395efdeaab6efe3241592b2908cc
SpreadsheetModel/Stack.pm: 05a927d320fe0b49a01b5d253723cf04175915ac
SpreadsheetModel/SumProduct.pm: 2ae76b5dc30c7b829aa206d41662d4147f4c1fa9
SpreadsheetModel/WorkbookCreate.pm: a86fea8b69669ded0707584eaf96b9dd3acbfbaa
SpreadsheetModel/WorkbookFormats.pm: fad87552b2286bf17edaecbf2ed39916336a8c5d
'~datasetName': Blank
'~datasetSource': Empty dataset
Generated on Thu 10 Mar 2016 16:55:24 by www.dcmf.co.uk

## Info
0
This sheet is for information only. It can be deleted without affecting any calculations in the model.
Enter time band specification here
Name of time band | Weekdays (A, MF or SS) | From month/day | To month/day | From time | To time
Time bands
Machine-readable form | Human-readable form
0 | 0
0 | 0
0 | 0
0 | 0
0 | 0
0 | 0
0 | 0
0 | 0
0 | 0
0 | 0
0 | 0
0 | 0
0 | 0
0 | 0
0 | 0
0 | 0
0 | 0
0 | 0
0 | 0
0 | 0
0 | 0
0 | 0
0 | 0
0 | 0
Average £/MPAN (copy)
Data sources:
x1 = 3802. Average £/MPAN (in Revenue summary)
Copy cells = x1
Average £/MPAN
> Domestic Unrestricted
Domestic Unrestricted | 0
LDNO LV: Domestic Unrestricted | 0
LDNO HV: Domestic Unrestricted | 0
> Domestic Two Rate
Domestic Two Rate | 0
LDNO LV: Domestic Two Rate | 0
LDNO HV: Domestic Two Rate | 0
> Domestic Off Peak (related MPAN)
Domestic Off Peak (related MPAN) | 0
LDNO LV: Domestic Off Peak (related MPAN) | 0
LDNO HV: Domestic Off Peak (related MPAN) | 0
> Small Non Domestic Unrestricted
Small Non Domestic Unrestricted | 0
LDNO LV: Small Non Domestic Unrestricted | 0
LDNO HV: Small Non Domestic Unrestricted | 0
> Small Non Domestic Two Rate
Small Non Domestic Two Rate | 0
LDNO LV: Small Non Domestic Two Rate | 0
LDNO HV: Small Non Domestic Two Rate | 0
> Small Non Domestic Off Peak (related MPAN)
Small Non Domestic Off Peak (related MPAN) | 0
LDNO LV: Small Non Domestic Off Peak (related MPAN) | 0
LDNO HV: Small Non Domestic Off Peak (related MPAN) | 0
> LV Medium Non-Domestic
LV Medium Non-Domestic | 0
LDNO LV: LV Medium Non-Domestic | 0
LDNO HV: LV Medium Non-Domestic | 0
> LV Sub Medium Non-Domestic
LV Sub Medium Non-Domestic | 0
> HV Medium Non-Domestic
HV Medium Non-Domestic | 0
> LV Network Domestic
LV Network Domestic | 0
LDNO LV: LV Network Domestic | 0
LDNO HV: LV Network Domestic | 0
> LV Network Non-Domestic Non-CT
LV Network Non-Domestic Non-CT | 0
LDNO LV: LV Network Non-Domestic Non-CT | 0
LDNO HV: LV Network Non-Domestic Non-CT | 0
> LV HH Metered
LV HH Metered | 0
LDNO LV: LV HH Metered | 0
LDNO HV: LV HH Metered | 0
> LV Sub HH Metered
LV Sub HH Metered | 0
LDNO HV: LV Sub HH Metered | 0
> HV HH Metered
HV HH Metered | 0
LDNO HV: HV HH Metered | 0
> NHH UMS category A
NHH UMS category A | 0
LDNO LV: NHH UMS category A | 0
LDNO HV: NHH UMS category A | 0
> NHH UMS category B
NHH UMS category B | 0
LDNO LV: NHH UMS category B | 0
LDNO HV: NHH UMS category B | 0
> NHH UMS category C
NHH UMS category C | 0
LDNO LV: NHH UMS category C | 0
LDNO HV: NHH UMS category C | 0
> NHH UMS category D
NHH UMS category D | 0
LDNO LV: NHH UMS category D | 0
LDNO HV: NHH UMS category D | 0
> LV UMS (Pseudo HH Metered)
LV UMS (Pseudo HH Metered) | 0
LDNO LV: LV UMS (Pseudo HH Metered) | 0
LDNO HV: LV UMS (Pseudo HH Metered) | 0
> LV Generation NHH or Aggregate HH
LV Generation NHH or Aggregate HH | 0
LDNO LV: LV Generation NHH or Aggregate HH | 0
LDNO HV: LV Generation NHH or Aggregate HH | 0
> LV Sub Generation NHH
LV Sub Generation NHH | 0
LDNO HV: LV Sub Generation NHH | 0
> LV Generation Intermittent
LV Generation Intermittent | 0
LDNO LV: LV Generation Intermittent | 0
LDNO HV: LV Generation Intermittent | 0
> LV Generation Non-Intermittent
LV Generation Non-Intermittent | 0
LDNO LV: LV Generation Non-Intermittent | 0
LDNO HV: LV Generation Non-Intermittent | 0
> LV Sub Generation Intermittent
LV Sub Generation Intermittent | 0
LDNO HV: LV Sub Generation Intermittent | 0
> LV Sub Generation Non-Intermittent
LV Sub Generation Non-Intermittent | 0
LDNO HV: LV Sub Generation Non-Intermittent | 0
> HV Generation Intermittent
HV Generation Intermittent | 0
LDNO HV: HV Generation Intermittent | 0
> HV Generation Non-Intermittent
HV Generation Non-Intermittent | 0
LDNO HV: HV Generation Non-Intermittent | 0

## Input
0
This sheet contains all the input data (except LLFCs which might be entered directly into the Tariff sheet).
1000. Company, charging year, data version
| Company | Year | Version
Company, charging year, data version | no company | no year | no data version
1001. CDCM target revenue
| Further description | Term | CRC | Value | Calculations (£/year)
Base Demand Revenue before inflation | A1 | PU | CRC2A | 0
Annual Iteration adjustment before inflation | A2 | MOD | CRC2A | 0
RPI True-up before inflation | A3 | TRU | CRC2A | 0
Price index adjustment | A4 | RPIF | CRC2A | 0
Base demand revenue | A = (A1 + A2 + A3) * A4 | BR | CRC2A |  | 0
Pass-Through Licence Fees | B1 | LF | CRC2B | 0
Pass-Through Business Rates | B2 | RB | CRC2B | 0
Pass-Through Transmission Connection Point Charges | B3 | TB | CRC2B | 0
Pass-through Smart Meter Communication Licence Costs | B4 | SMC | CRC2B | 0
Pass-through Smart Meter IT Costs | B5 | SMIT | CRC2B | 0
Pass-through Ring Fence Costs | B6 | RF | CRC2B | 0
Pass-Through Others | B7 | HB, SEC, UNC | CRC2B | 0
Allowed Pass-Through Items | B = Sum of B1 to B7 | PT | CRC2B |  | 0
Broad Measure of Customer Service incentive | C1 | BM | CRC2C | 0
Quality of Service incentive | C2 | IQ | CRC2D | 0
Connections Engagement incentive | C3 | ICE | CRC2E | 0
Time to Connect incentive | C4 | TTC | CRC2F | 0
Losses Discretionary Reward incentive | C5 | LDR | CRC2G | 0
Network Innovation Allowance | C6 | IFI / NIA | CRC2H | 0
Low Carbon Networks Fund part 1 | C7 | LCN1 | CRC2J | 0
Low Carbon Networks Fund part 2 | C7 | LCN2 | CRC2J | 0
Connection Guaranteed Standards Systems & Processes penalty | C8 | AUM, CGSRA | CRC2K-L | 0
Residual Losses incentive | C9 | PPL | CRC2M | 0
Residual Growth incentive | C9 | GTA | CRC2M | 0
Incentive Revenue and Other Adjustments | C = Sum of C1 to C9 |  |  |  | 0
Correction Factor | D | -K | CRC2A | 0
Total allowed Revenue | E = A + B + C + D | AR | CRC2A |  | 0
Other 1. Excluded services - Top-up, standby, and enhanced system security | F1 (see note 1) | DRS4 | CRC5C | 0
Other 2. Excluded services - Revenue protection services | F2 (see note 1) | DRS5 | CRC5C | 0
Other 3. Excluded services - Miscellaneous | F3 (see note 1) | DRS9 | CRC5C | 0
Other 4. Please decribe if used | F4 | Please describe | if used | 0
Other 5. Please decribe if used | F5 | Please describe | if used | 0
Total other revenue recovered by Use of System Charges | F = Sum of F1 to F5 |  |  |  | 0
Total Revenue for Use of System Charges | G = E + F |  |  |  | 0
1. Revenue raised outside CDCM - EDCM and Certain Interconnector Revenue | H1 |  |  | 0
2. Revenue raised outside CDCM - Voluntary under-recovery | H2 |  |  | 0
3. Revenue raised outside CDCM - Please decribe if used | H3 | Please describe | if used | 0
4. Revenue raised outside CDCM - Please decribe if used | H4 | Please describe | if used | 0
Total Revenue to be raised outside the CDCM | H = Sum of H1 to H4 |  |  |  | 0
Latest forecast of CDCM Revenue | I = G - H |  |  |  | 0
Note 1: Cost categories associated with excluded services should only be populated if the Company recovers the costs of providing these services from Use of System Charges
1010. Financial and general assumptions
Sources: financial assumptions; calendar; network model.
These financial assumptions determine the annuity rate applied to convert the asset values of the network model into an annual charge.
| Rate of return | Annualisation period (years) | Annuity proportion for customer-contributed assets | Power factor | Days in the charging year
Financial and general assumptions | 0% | 0 | 0 | 0 | 0
1017. Diversity allowance between top and bottom of network level
Source: operational data analysis and/or network model.
The diversity figure against GSP is the diversity between GSP Group (the whole system) and individual GSPs.
The diversity figure against 132kV is the diversity between GSPs (the top of the 132kV network) and 132kV/EHV bulk supply points (the bottom of the 132kV network).
The diversity figure against EHV is the diversity between 132kV/EHV bulk supply points (the top of the EHV network) and EHV/HV primary substations (the bottom of the EHV network).
The diversity figure against HV is the diversity between EHV/HV primary substations (the top of the HV network) and HV/LV substations (the bottom of the HV network).
Diversity allowance between top and bottom of network level
GSPs | 0%
132kV | 0%
132kV/EHV
EHV | 0%
EHV/HV
HV | 0%
HV/LV
LV circuits
1018. Proportion of relevant load going through 132kV/HV direct transformation
132kV/HV
EHV/HV | 0%
1019. Network model GSP peak demand (MW)
Network model GSP peak demand (MW)
Network model GSP peak demand (MW) | 0
1020. Gross asset cost by network level (£)
Gross assets £
132kV | 0
132kV/EHV | 0
EHV | 0
EHV/HV | 0
132kV/HV | 0
HV | 0
HV/LV | 0
LV circuits | 0
1022. LV service model asset cost (£)
| LV service model 1 | LV service model 2 | LV service model 3 | LV service model 4 | LV service model 5 | LV service model 6 | LV service model 7 | LV service model 8
LV service model asset cost (£) | 0 | 0 | 0 | 0 | 0 | 0 | 0 | 0
1023. HV service model asset cost (£)
| HV service model 1 | HV service model 2 | HV service model 3 | HV service model 4 | HV service model 5
HV service model asset cost (£) | 0 | 0 | 0 | 0 | 0
1025. Matrix of applicability of LV service models to tariffs with fixed charges
| LV service model 1 | LV service model 2 | LV service model 3 | LV service model 4 | LV service model 5 | LV service model 6 | LV service model 7 | LV service model 8
Domestic Unrestricted | 0% | 0% | 0% | 0% | 0% | 0% | 0% | 0%
Domestic Two Rate | 0% | 0% | 0% | 0% | 0% | 0% | 0% | 0%
Small Non Domestic Unrestricted | 0% | 0% | 0% | 0% | 0% | 0% | 0% | 0%
Small Non Domestic Two Rate | 0% | 0% | 0% | 0% | 0% | 0% | 0% | 0%
LV Medium Non-Domestic | 0% | 0% | 0% | 0% | 0% | 0% | 0% | 0%
LV Sub Medium Non-Domestic | 0% | 0% | 0% | 0% | 0% | 0% | 0% | 0%
LV Network Domestic | 0% | 0% | 0% | 0% | 0% | 0% | 0% | 0%
LV Network Non-Domestic Non-CT | 0% | 0% | 0% | 0% | 0% | 0% | 0% | 0%
LV HH Metered | 0% | 0% | 0% | 0% | 0% | 0% | 0% | 0%
LV Sub HH Metered | 0% | 0% | 0% | 0% | 0% | 0% | 0% | 0%
LV Generation NHH or Aggregate HH | 0% | 0% | 0% | 0% | 0% | 0% | 0% | 0%
LV Sub Generation NHH | 0% | 0% | 0% | 0% | 0% | 0% | 0% | 0%
LV Generation Intermittent | 0% | 0% | 0% | 0% | 0% | 0% | 0% | 0%
LV Generation Non-Intermittent | 0% | 0% | 0% | 0% | 0% | 0% | 0% | 0%
LV Sub Generation Intermittent | 0% | 0% | 0% | 0% | 0% | 0% | 0% | 0%
LV Sub Generation Non-Intermittent | 0% | 0% | 0% | 0% | 0% | 0% | 0% | 0%
1026. Matrix of applicability of LV service models to unmetered tariffs
Source: service models
Proportion of service model involved in connecting load of 1 MWh/year
| LV service model 1 | LV service model 2 | LV service model 3 | LV service model 4 | LV service model 5 | LV service model 6 | LV service model 7 | LV service model 8
All LV unmetered tariffs | 0 | 0 | 0 | 0 | 0 | 0 | 0 | 0
1028. Matrix of applicability of HV service models to tariffs with fixed charges
| HV service model 1 | HV service model 2 | HV service model 3 | HV service model 4 | HV service model 5
HV Medium Non-Domestic | 0% | 0% | 0% | 0% | 0%
HV HH Metered | 0% | 0% | 0% | 0% | 0%
HV Generation Intermittent | 0% | 0% | 0% | 0% | 0%
HV Generation Non-Intermittent | 0% | 0% | 0% | 0% | 0%
1032. Loss adjustment factors to transmission
Source: losses model or loss adjustment factors at time of system peak.
| 132kV | 132kV/EHV | EHV | EHV/HV | HV | HV/LV | LV circuits
Loss adjustment factor | 0 | 0 | 0 | 0 | 0 | 0 | 0
1037. Embedded network (LDNO) discounts
Source: separate price control disaggregation model.
| No discount | LDNO LV: LV user | LDNO HV: LV user | LDNO HV: LV sub user | LDNO HV: HV user
LDNO discount |  | 0% | 0% | 0% | 0%
1041. Load profile data for demand users
Source: load data analysis.
| Coincidence factor | Load factor
Domestic Unrestricted | 0 | 0
Domestic Two Rate | 0 | 0
Domestic Off Peak (related MPAN) |  | 0
Small Non Domestic Unrestricted | 0 | 0
Small Non Domestic Two Rate | 0 | 0
Small Non Domestic Off Peak (related MPAN) |  | 0
LV Medium Non-Domestic | 0 | 0
LV Sub Medium Non-Domestic | 0 | 0
HV Medium Non-Domestic | 0 | 0
LV Network Domestic | 0 | 0
LV Network Non-Domestic Non-CT | 0 | 0
LV HH Metered | 0 | 0
LV Sub HH Metered | 0 | 0
HV HH Metered | 0 | 0
NHH UMS category A | 0 | 0
NHH UMS category B | 0 | 0
NHH UMS category C | 0 | 0
NHH UMS category D | 0 | 0
LV UMS (Pseudo HH Metered) | 0 | 0
1053. Volume forecasts for the charging year
Source: forecast.
Please include MPAN counts for tariffs with no fixed charge (e.g. off-peak tariffs), but exclude MPANs on tariffs with a fixed
charge that are not subject to a fixed charge due to a site grouping arrangement.
| Rate 1 units (MWh) | Rate 2 units (MWh) | Rate 3 units (MWh) | MPANs | Import capacity (kVA) | Exceeded capacity (kVA) | Reactive power units (MVArh)
> Domestic Unrestricted
Domestic Unrestricted | 0 |  |  | 0
LDNO LV: Domestic Unrestricted | 0 |  |  | 0
LDNO HV: Domestic Unrestricted | 0 |  |  | 0
> Domestic Two Rate
Domestic Two Rate | 0 | 0 |  | 0
LDNO LV: Domestic Two Rate | 0 | 0 |  | 0
LDNO HV: Domestic Two Rate | 0 | 0 |  | 0
> Domestic Off Peak (related MPAN)
Domestic Off Peak (related MPAN) | 0 |  |  | 0
LDNO LV: Domestic Off Peak (related MPAN) | 0 |  |  | 0
LDNO HV: Domestic Off Peak (related MPAN) | 0 |  |  | 0
> Small Non Domestic Unrestricted
Small Non Domestic Unrestricted | 0 |  |  | 0
LDNO LV: Small Non Domestic Unrestricted | 0 |  |  | 0
LDNO HV: Small Non Domestic Unrestricted | 0 |  |  | 0
> Small Non Domestic Two Rate
Small Non Domestic Two Rate | 0 | 0 |  | 0
LDNO LV: Small Non Domestic Two Rate | 0 | 0 |  | 0
LDNO HV: Small Non Domestic Two Rate | 0 | 0 |  | 0
> Small Non Domestic Off Peak (related MPAN)
Small Non Domestic Off Peak (related MPAN) | 0 |  |  | 0
LDNO LV: Small Non Domestic Off Peak (related MPAN) | 0 |  |  | 0
LDNO HV: Small Non Domestic Off Peak (related MPAN) | 0 |  |  | 0
> LV Medium Non-Domestic
LV Medium Non-Domestic | 0 | 0 |  | 0
LDNO LV: LV Medium Non-Domestic | 0 | 0 |  | 0
LDNO HV: LV Medium Non-Domestic | 0 | 0 |  | 0
> LV Sub Medium Non-Domestic
LV Sub Medium Non-Domestic | 0 | 0 |  | 0
> HV Medium Non-Domestic
HV Medium Non-Domestic | 0 | 0 |  | 0
> LV Network Domestic
LV Network Domestic | 0 | 0 | 0 | 0
LDNO LV: LV Network Domestic | 0 | 0 | 0 | 0
LDNO HV: LV Network Domestic | 0 | 0 | 0 | 0
> LV Network Non-Domestic Non-CT
LV Network Non-Domestic Non-CT | 0 | 0 | 0 | 0
LDNO LV: LV Network Non-Domestic Non-CT | 0 | 0 | 0 | 0
LDNO HV: LV Network Non-Domestic Non-CT | 0 | 0 | 0 | 0
> LV HH Metered
LV HH Metered | 0 | 0 | 0 | 0 | 0 | 0 | 0
LDNO LV: LV HH Metered | 0 | 0 | 0 | 0 | 0 | 0 | 0
LDNO HV: LV HH Metered | 0 | 0 | 0 | 0 | 0 | 0 | 0
> LV Sub HH Metered
LV Sub HH Metered | 0 | 0 | 0 | 0 | 0 | 0 | 0
LDNO HV: LV Sub HH Metered | 0 | 0 | 0 | 0 | 0 | 0 | 0
> HV HH Metered
HV HH Metered | 0 | 0 | 0 | 0 | 0 | 0 | 0
LDNO HV: HV HH Metered | 0 | 0 | 0 | 0 | 0 | 0 | 0
> NHH UMS category A
NHH UMS category A | 0 |  |  | 0
LDNO LV: NHH UMS category A | 0 |  |  | 0
LDNO HV: NHH UMS category A | 0 |  |  | 0
> NHH UMS category B
NHH UMS category B | 0 |  |  | 0
LDNO LV: NHH UMS category B | 0 |  |  | 0
LDNO HV: NHH UMS category B | 0 |  |  | 0
> NHH UMS category C
NHH UMS category C | 0 |  |  | 0
LDNO LV: NHH UMS category C | 0 |  |  | 0
LDNO HV: NHH UMS category C | 0 |  |  | 0
> NHH UMS category D
NHH UMS category D | 0 |  |  | 0
LDNO LV: NHH UMS category D | 0 |  |  | 0
LDNO HV: NHH UMS category D | 0 |  |  | 0
> LV UMS (Pseudo HH Metered)
LV UMS (Pseudo HH Metered) | 0 | 0 | 0 | 0
LDNO LV: LV UMS (Pseudo HH Metered) | 0 | 0 | 0 | 0
LDNO HV: LV UMS (Pseudo HH Metered) | 0 | 0 | 0 | 0
> LV Generation NHH or Aggregate HH
LV Generation NHH or Aggregate HH | 0 |  |  | 0
LDNO LV: LV Generation NHH or Aggregate HH | 0 |  |  | 0
LDNO HV: LV Generation NHH or Aggregate HH | 0 |  |  | 0
> LV Sub Generation NHH
LV Sub Generation NHH | 0 |  |  | 0
LDNO HV: LV Sub Generation NHH | 0 |  |  | 0
> LV Generation Intermittent
LV Generation Intermittent | 0 |  |  | 0 |  |  | 0
LDNO LV: LV Generation Intermittent | 0 |  |  | 0 |  |  | 0
LDNO HV: LV Generation Intermittent | 0 |  |  | 0 |  |  | 0
> LV Generation Non-Intermittent
LV Generation Non-Intermittent | 0 | 0 | 0 | 0 |  |  | 0
LDNO LV: LV Generation Non-Intermittent | 0 | 0 | 0 | 0 |  |  | 0
LDNO HV: LV Generation Non-Intermittent | 0 | 0 | 0 | 0 |  |  | 0
> LV Sub Generation Intermittent
LV Sub Generation Intermittent | 0 |  |  | 0 |  |  | 0
LDNO HV: LV Sub Generation Intermittent | 0 |  |  | 0 |  |  | 0
> LV Sub Generation Non-Intermittent
LV Sub Generation Non-Intermittent | 0 | 0 | 0 | 0 |  |  | 0
LDNO HV: LV Sub Generation Non-Intermittent | 0 | 0 | 0 | 0 |  |  | 0
> HV Generation Intermittent
HV Generation Intermittent | 0 |  |  | 0 |  |  | 0
LDNO HV: HV Generation Intermittent | 0 |  |  | 0 |  |  | 0
> HV Generation Non-Intermittent
HV Generation Non-Intermittent | 0 | 0 | 0 | 0 |  |  | 0
LDNO HV: HV Generation Non-Intermittent | 0 | 0 | 0 | 0 |  |  | 0
1055. Transmission exit charges (£/year)
Source: forecast.
Transmission exit
Transmission exit charges (£/year) | 0
1059. Other expenditure
| Direct cost (£/year) | Indirect cost (£/year) | Indirect cost proportion | Network rates (£/year)
Other expenditure | 0 | 0 | 0% | 0
1060. Customer contributions under current connection charging policy
Source: analysis of expenditure data and/or survey of capital expenditure schemes.
Customer contribution percentages by network level of supply and by asset network level.
These proportions should reflect the current connection charging method, not necessarily the method that was in place when the connection was built.
| Assets 132kV | Assets 132kV/EHV | Assets EHV | Assets EHV/HV | Assets 132kV/HV | Assets HV | Assets HV/LV | Assets LV circuits
LV network | 0% | 0% | 0% | 0% | 0% | 0% | 0% | 0%
LV substation | 0% | 0% | 0% | 0% | 0% | 0% | 0%
HV network | 0% | 0% | 0% | 0% | 0% | 0%
HV substation | 0% | 0% | 0% | 0%
1061. Average split of rate 1 units by distribution time band
| Red | Amber | Green
Domestic Unrestricted | 0% | 0% | 0%
Domestic Two Rate | 0% | 0% | 0%
Domestic Off Peak (related MPAN) | 0% | 0% | 0%
Small Non Domestic Unrestricted | 0% | 0% | 0%
Small Non Domestic Two Rate | 0% | 0% | 0%
Small Non Domestic Off Peak (related MPAN) | 0% | 0% | 0%
LV Medium Non-Domestic | 0% | 0% | 0%
LV Sub Medium Non-Domestic | 0% | 0% | 0%
HV Medium Non-Domestic | 0% | 0% | 0%
1062. Average split of rate 2 units by distribution time band
| Red | Amber | Green
Domestic Two Rate | 0% | 0% | 0%
Small Non Domestic Two Rate | 0% | 0% | 0%
LV Medium Non-Domestic | 0% | 0% | 0%
LV Sub Medium Non-Domestic | 0% | 0% | 0%
HV Medium Non-Domestic | 0% | 0% | 0%
1064. Average split of rate 1 units by special distribution time band
| Black | Yellow | Green
NHH UMS category A | 0% | 0% | 0%
NHH UMS category B | 0% | 0% | 0%
NHH UMS category C | 0% | 0% | 0%
NHH UMS category D | 0% | 0% | 0%
1066. Typical annual hours by special distribution time band
Source: definition of distribution time bands.
The figures in this table will be automatically adjusted to match the number of days in the charging period.
| Black | Yellow | Green
Annual hours | 0 | 0 | 0
1068. Typical annual hours by distribution time band
Source: definition of distribution time bands.
The figures in this table will be automatically adjusted to match the number of days in the charging period.
| Red | Amber | Green
Annual hours | 0 | 0 | 0
1069. Peaking probabilities by network level
Source: analysis of network operation data.
Red, amber and green peaking probabilities
| Red | Amber | Green | Black peaking probabilities
GSPs | 0% | 0% | 0% | 0%
132kV | 0% | 0% | 0% | 0%
132kV/EHV | 0% | 0% | 0% | 0%
EHV | 0% | 0% | 0% | 0%
EHV/HV | 0% | 0% | 0% | 0%
132kV/HV | 0% | 0% | 0% | 0%
HV | 0% | 0% | 0% | 0%
HV/LV | 0% | 0% | 0% | 0%
LV circuits | 0% | 0% | 0% | 0%
1092. Average kVAr by kVA, by network level
Source: analysis of operational data.
This is the average of MVAr/MVA or SQRT(1-PF^2) across relevant network elements.
| GSPs | 132kV | 132kV/EHV | EHV | EHV/HV | 132kV/HV | HV | HV/LV | LV circuits
Average kVAr by kVA, by network level | 0 | 0 | 0 | 0 | 0 | 0 | 0 | 0 | 0
1201. Current tariff information
| Current revenues if known (£) | Current Unit rate 1 p/kWh | Current Unit rate 2 p/kWh | Current Unit rate 3 p/kWh | Current Fixed charge p/MPAN/day | Current Capacity charge p/kVA/day | Current Exceeded capacity charge p/kVA/day | Current Reactive power charge p/kVArh
Domestic Unrestricted | 0 | 0 |  |  | 0
Domestic Two Rate | 0 | 0 | 0 |  | 0
Domestic Off Peak (related MPAN) | 0 | 0
Small Non Domestic Unrestricted | 0 | 0 |  |  | 0
Small Non Domestic Two Rate | 0 | 0 | 0 |  | 0
Small Non Domestic Off Peak (related MPAN) | 0 | 0
LV Medium Non-Domestic | 0 | 0 | 0 |  | 0
LV Sub Medium Non-Domestic | 0 | 0 | 0 |  | 0
HV Medium Non-Domestic | 0 | 0 | 0 |  | 0
LV Network Domestic | 0 | 0 | 0 | 0 | 0
LV Network Non-Domestic Non-CT | 0 | 0 | 0 | 0 | 0
LV HH Metered | 0 | 0 | 0 | 0 | 0 | 0 | 0 | 0
LV Sub HH Metered | 0 | 0 | 0 | 0 | 0 | 0 | 0 | 0
HV HH Metered | 0 | 0 | 0 | 0 | 0 | 0 | 0 | 0
NHH UMS category A | 0 | 0
NHH UMS category B | 0 | 0
NHH UMS category C | 0 | 0
NHH UMS category D | 0 | 0
LV UMS (Pseudo HH Metered) | 0 | 0 | 0 | 0

## LAFs
0
This sheet calculates matrices of loss adjustment factors and of network use factors.
These matrices map out the extent to which each type of user uses each level of the network, and are used throughout the workbook.
2001. Loss adjustment factors to transmission
Data sources:
x1 = Network level for each tariff (to get loss factors applicable to capacity) (in Loss adjustment factors to transmission)
x2 = 1032. Loss adjustment factors to transmission
Kind: | Fixed data | [6 empty] | Sum-product calculation
Formula: | [7 empty] | =SUMPRODUCT(x1, x2)
Network level for each tariff (to get loss factors applicable to capacity)
| 132kV | 132kV/EHV | EHV | EHV/HV | HV | HV/LV | LV circuits | Loss adjustment factor
Domestic Unrestricted | 0 | 0 | 0 | 0 | 0 | 0 | 1 | 0
Domestic Two Rate | 0 | 0 | 0 | 0 | 0 | 0 | 1 | 0
Domestic Off Peak (related MPAN) | 0 | 0 | 0 | 0 | 0 | 0 | 1 | 0
Small Non Domestic Unrestricted | 0 | 0 | 0 | 0 | 0 | 0 | 1 | 0
Small Non Domestic Two Rate | 0 | 0 | 0 | 0 | 0 | 0 | 1 | 0
Small Non Domestic Off Peak (related MPAN) | 0 | 0 | 0 | 0 | 0 | 0 | 1 | 0
LV Medium Non-Domestic | 0 | 0 | 0 | 0 | 0 | 0 | 1 | 0
LV Sub Medium Non-Domestic | 0 | 0 | 0 | 0 | 0 | 1 | 0 | 0
HV Medium Non-Domestic | 0 | 0 | 0 | 0 | 1 | 0 | 0 | 0
LV Network Domestic | 0 | 0 | 0 | 0 | 0 | 0 | 1 | 0
LV Network Non-Domestic Non-CT | 0 | 0 | 0 | 0 | 0 | 0 | 1 | 0
LV HH Metered | 0 | 0 | 0 | 0 | 0 | 0 | 1 | 0
LV Sub HH Metered | 0 | 0 | 0 | 0 | 0 | 1 | 0 | 0
HV HH Metered | 0 | 0 | 0 | 0 | 1 | 0 | 0 | 0
NHH UMS category A | 0 | 0 | 0 | 0 | 0 | 0 | 1 | 0
NHH UMS category B | 0 | 0 | 0 | 0 | 0 | 0 | 1 | 0
NHH UMS category C | 0 | 0 | 0 | 0 | 0 | 0 | 1 | 0
NHH UMS category D | 0 | 0 | 0 | 0 | 0 | 0 | 1 | 0
LV UMS (Pseudo HH Metered) | 0 | 0 | 0 | 0 | 0 | 0 | 1 | 0
LV Generation NHH or Aggregate HH | 0 | 0 | 0 | 0 | 0 | 0 | 1 | 0
LV Sub Generation NHH | 0 | 0 | 0 | 0 | 0 | 1 | 0 | 0
LV Generation Intermittent | 0 | 0 | 0 | 0 | 0 | 0 | 1 | 0
LV Generation Non-Intermittent | 0 | 0 | 0 | 0 | 0 | 0 | 1 | 0
LV Sub Generation Intermittent | 0 | 0 | 0 | 0 | 0 | 1 | 0 | 0
LV Sub Generation Non-Intermittent | 0 | 0 | 0 | 0 | 0 | 1 | 0 | 0
HV Generation Intermittent | 0 | 0 | 0 | 0 | 1 | 0 | 0 | 0
HV Generation Non-Intermittent | 0 | 0 | 0 | 0 | 1 | 0 | 0 | 0
2002. Mapping of DRM network levels to core network levels
| 132kV | 132kV/EHV | EHV | EHV/HV | HV | HV/LV | LV circuits
132kV | 1 | 0 | 0 | 0 | 0 | 0 | 0
132kV/EHV | 0 | 1 | 0 | 0 | 0 | 0 | 0
EHV | 0 | 0 | 1 | 0 | 0 | 0 | 0
EHV/HV | 0 | 0 | 0 | 1 | 0 | 0 | 0
132kV/HV | 0 | 0 | 0 | 1 | 0 | 0 | 0
HV | 0 | 0 | 0 | 0 | 1 | 0 | 0
HV/LV | 0 | 0 | 0 | 0 | 0 | 1 | 0
LV circuits | 0 | 0 | 0 | 0 | 0 | 0 | 1
2003. Loss adjustment factor to transmission for each DRM network level
Data sources:
x1 = 2002. Mapping of DRM network levels to core network levels
x2 = 1032. Loss adjustment factors to transmission
Sum-product calculation =SUMPRODUCT(x1, x2)
Loss adjustment factor to transmission for each DRM network level
132kV | 0
132kV/EHV | 0
EHV | 0
EHV/HV | 0
132kV/HV | 0
HV | 0
HV/LV | 0
LV circuits | 0
2004. Loss adjustment factor to transmission for each network level
Data sources:
x1 = 2003. Loss adjustment factor to transmission for each DRM network level
x2 = 1 for GSP level
Combine tables = x1 or x2
| GSPs | 132kV | 132kV/EHV | EHV | EHV/HV | 132kV/HV | HV | HV/LV | LV circuits
Loss adjustment factor to transmission for each network level | 1 | 0 | 0 | 0 | 0 | 0 | 0 | 0 | 0
2005. Network use factors
These network use factors indicate to what extent each network level is used by each tariff. This table reflects the policy that
generators receive credits only in respect of network levels above the voltage of connection. Generators do not receive credits at the
voltage of connection. The factors in this table are before any adjustment for a 132kV/HV network level or for generation-dominated areas.
| GSPs | 132kV | 132kV/EHV | EHV | EHV/HV | HV | HV/LV | LV circuits
Domestic Unrestricted | 1 | 1 | 1 | 1 | 1 | 1 | 1 | 1
Domestic Two Rate | 1 | 1 | 1 | 1 | 1 | 1 | 1 | 1
Domestic Off Peak (related MPAN) | 1 | 1 | 1 | 1 | 1 | 1 | 1 | 1
Small Non Domestic Unrestricted | 1 | 1 | 1 | 1 | 1 | 1 | 1 | 1
Small Non Domestic Two Rate | 1 | 1 | 1 | 1 | 1 | 1 | 1 | 1
Small Non Domestic Off Peak (related MPAN) | 1 | 1 | 1 | 1 | 1 | 1 | 1 | 1
LV Medium Non-Domestic | 1 | 1 | 1 | 1 | 1 | 1 | 1 | 1
LV Sub Medium Non-Domestic | 1 | 1 | 1 | 1 | 1 | 1 | 1 | 0
HV Medium Non-Domestic | 1 | 1 | 1 | 1 | 1 | 1 | 0 | 0
LV Network Domestic | 1 | 1 | 1 | 1 | 1 | 1 | 1 | 1
LV Network Non-Domestic Non-CT | 1 | 1 | 1 | 1 | 1 | 1 | 1 | 1
LV HH Metered | 1 | 1 | 1 | 1 | 1 | 1 | 1 | 1
LV Sub HH Metered | 1 | 1 | 1 | 1 | 1 | 1 | 1 | 0
HV HH Metered | 1 | 1 | 1 | 1 | 1 | 1 | 0 | 0
NHH UMS category A | 1 | 1 | 1 | 1 | 1 | 1 | 1 | 1
NHH UMS category B | 1 | 1 | 1 | 1 | 1 | 1 | 1 | 1
NHH UMS category C | 1 | 1 | 1 | 1 | 1 | 1 | 1 | 1
NHH UMS category D | 1 | 1 | 1 | 1 | 1 | 1 | 1 | 1
LV UMS (Pseudo HH Metered) | 1 | 1 | 1 | 1 | 1 | 1 | 1 | 1
LV Generation NHH or Aggregate HH | 1 | 1 | 1 | 1 | 1 | 1 | 1 | 0
LV Sub Generation NHH | 1 | 1 | 1 | 1 | 1 | 1 | 0 | 0
LV Generation Intermittent | 1 | 1 | 1 | 1 | 1 | 1 | 1 | 0
LV Generation Non-Intermittent | 1 | 1 | 1 | 1 | 1 | 1 | 1 | 0
LV Sub Generation Intermittent | 1 | 1 | 1 | 1 | 1 | 1 | 0 | 0
LV Sub Generation Non-Intermittent | 1 | 1 | 1 | 1 | 1 | 1 | 0 | 0
HV Generation Intermittent | 1 | 1 | 1 | 1 | 1 | 0 | 0 | 0
HV Generation Non-Intermittent | 1 | 1 | 1 | 1 | 1 | 0 | 0 | 0
2006. Proportion going through 132kV/EHV
Data sources:
x1 = 1018. Proportion of relevant load going through 132kV/HV direct transformation
Calculation =1-x1
132kV/EHV
132kV/EHV | 0%
2007. Proportion going through EHV
Data sources:
x1 = 1018. Proportion of relevant load going through 132kV/HV direct transformation
Calculation =1-x1
EHV
EHV | 0%
2008. Proportion going through EHV/HV
Data sources:
x1 = 1018. Proportion of relevant load going through 132kV/HV direct transformation
Calculation =1-x1
EHV/HV
EHV/HV | 0%
2009. Rerouteing matrix for all network levels
Data sources:
x1 = 1018. Proportion of relevant load going through 132kV/HV direct transformation
x2 = 2006. Proportion going through 132kV/EHV
x3 = 2007. Proportion going through EHV
x4 = 2008. Proportion going through EHV/HV
x5 = Rerouteing matrix: default elements
x6 = Map GSP to GSP
Combine tables = x1 or x2 or x3 or x4 or x5 or x6
| GSPs | 132kV | 132kV/EHV | EHV | EHV/HV | HV | HV/LV | LV circuits
GSPs | 1
132kV |  | 100% | 0% | 0% | 0% | 0% | 0% | 0%
132kV/EHV |  | 0% | 0% | 0% | 0% | 0% | 0% | 0%
EHV |  | 0% | 0% | 0% | 0% | 0% | 0% | 0%
EHV/HV |  | 0% | 0% | 0% | 0% | 0% | 0% | 0%
132kV/HV |  | 0% | 0% | 0% | 0% | 0% | 0% | 0%
HV |  | 0% | 0% | 0% | 0% | 100% | 0% | 0%
HV/LV |  | 0% | 0% | 0% | 0% | 0% | 100% | 0%
LV circuits |  | 0% | 0% | 0% | 0% | 0% | 0% | 100%
2010. Network use factors: interim step in calculations before adjustments
Data sources:
x1 = 2005. Network use factors
x2 = 2009. Rerouteing matrix for all network levels
Sum-product calculation =SUMPRODUCT(x1, x2)
| GSPs | 132kV | 132kV/EHV | EHV | EHV/HV | 132kV/HV | HV | HV/LV | LV circuits
Domestic Unrestricted | 0 | 0 | 0 | 0 | 0 | 0 | 0 | 0 | 0
Domestic Two Rate | 0 | 0 | 0 | 0 | 0 | 0 | 0 | 0 | 0
Domestic Off Peak (related MPAN) | 0 | 0 | 0 | 0 | 0 | 0 | 0 | 0 | 0
Small Non Domestic Unrestricted | 0 | 0 | 0 | 0 | 0 | 0 | 0 | 0 | 0
Small Non Domestic Two Rate | 0 | 0 | 0 | 0 | 0 | 0 | 0 | 0 | 0
Small Non Domestic Off Peak (related MPAN) | 0 | 0 | 0 | 0 | 0 | 0 | 0 | 0 | 0
LV Medium Non-Domestic | 0 | 0 | 0 | 0 | 0 | 0 | 0 | 0 | 0
LV Sub Medium Non-Domestic | 0 | 0 | 0 | 0 | 0 | 0 | 0 | 0 | 0
HV Medium Non-Domestic | 0 | 0 | 0 | 0 | 0 | 0 | 0 | 0 | 0
LV Network Domestic | 0 | 0 | 0 | 0 | 0 | 0 | 0 | 0 | 0
LV Network Non-Domestic Non-CT | 0 | 0 | 0 | 0 | 0 | 0 | 0 | 0 | 0
LV HH Metered | 0 | 0 | 0 | 0 | 0 | 0 | 0 | 0 | 0
LV Sub HH Metered | 0 | 0 | 0 | 0 | 0 | 0 | 0 | 0 | 0
HV HH Metered | 0 | 0 | 0 | 0 | 0 | 0 | 0 | 0 | 0
NHH UMS category A | 0 | 0 | 0 | 0 | 0 | 0 | 0 | 0 | 0
NHH UMS category B | 0 | 0 | 0 | 0 | 0 | 0 | 0 | 0 | 0
NHH UMS category C | 0 | 0 | 0 | 0 | 0 | 0 | 0 | 0 | 0
NHH UMS category D | 0 | 0 | 0 | 0 | 0 | 0 | 0 | 0 | 0
LV UMS (Pseudo HH Metered) | 0 | 0 | 0 | 0 | 0 | 0 | 0 | 0 | 0
LV Generation NHH or Aggregate HH | 0 | 0 | 0 | 0 | 0 | 0 | 0 | 0 | 0
LV Sub Generation NHH | 0 | 0 | 0 | 0 | 0 | 0 | 0 | 0 | 0
LV Generation Intermittent | 0 | 0 | 0 | 0 | 0 | 0 | 0 | 0 | 0
LV Generation Non-Intermittent | 0 | 0 | 0 | 0 | 0 | 0 | 0 | 0 | 0
LV Sub Generation Intermittent | 0 | 0 | 0 | 0 | 0 | 0 | 0 | 0 | 0
LV Sub Generation Non-Intermittent | 0 | 0 | 0 | 0 | 0 | 0 | 0 | 0 | 0
HV Generation Intermittent | 0 | 0 | 0 | 0 | 0 | 0 | 0 | 0 | 0
HV Generation Non-Intermittent | 0 | 0 | 0 | 0 | 0 | 0 | 0 | 0 | 0
2011. Network use factors for all tariffs
Data sources:
x1 = Network use factors including 132kV/HV for generation dominated tariffs
x2 = Network use factors including 132kV/HV for HV Sub tariffs
x3 = 2010. Network use factors: interim step in calculations before adjustments
Combine tables = x1 or x2 or x3
| GSPs | 132kV | 132kV/EHV | EHV | EHV/HV | 132kV/HV | HV | HV/LV | LV circuits
Domestic Unrestricted | 0 | 0 | 0 | 0 | 0 | 0 | 0 | 0 | 0
Domestic Two Rate | 0 | 0 | 0 | 0 | 0 | 0 | 0 | 0 | 0
Domestic Off Peak (related MPAN) | 0 | 0 | 0 | 0 | 0 | 0 | 0 | 0 | 0
Small Non Domestic Unrestricted | 0 | 0 | 0 | 0 | 0 | 0 | 0 | 0 | 0
Small Non Domestic Two Rate | 0 | 0 | 0 | 0 | 0 | 0 | 0 | 0 | 0
Small Non Domestic Off Peak (related MPAN) | 0 | 0 | 0 | 0 | 0 | 0 | 0 | 0 | 0
LV Medium Non-Domestic | 0 | 0 | 0 | 0 | 0 | 0 | 0 | 0 | 0
LV Sub Medium Non-Domestic | 0 | 0 | 0 | 0 | 0 | 0 | 0 | 0 | 0
HV Medium Non-Domestic | 0 | 0 | 0 | 0 | 0 | 0 | 0 | 0 | 0
LV Network Domestic | 0 | 0 | 0 | 0 | 0 | 0 | 0 | 0 | 0
LV Network Non-Domestic Non-CT | 0 | 0 | 0 | 0 | 0 | 0 | 0 | 0 | 0
LV HH Metered | 0 | 0 | 0 | 0 | 0 | 0 | 0 | 0 | 0
LV Sub HH Metered | 0 | 0 | 0 | 0 | 0 | 0 | 0 | 0 | 0
HV HH Metered | 0 | 0 | 0 | 0 | 0 | 0 | 0 | 0 | 0
NHH UMS category A | 0 | 0 | 0 | 0 | 0 | 0 | 0 | 0 | 0
NHH UMS category B | 0 | 0 | 0 | 0 | 0 | 0 | 0 | 0 | 0
NHH UMS category C | 0 | 0 | 0 | 0 | 0 | 0 | 0 | 0 | 0
NHH UMS category D | 0 | 0 | 0 | 0 | 0 | 0 | 0 | 0 | 0
LV UMS (Pseudo HH Metered) | 0 | 0 | 0 | 0 | 0 | 0 | 0 | 0 | 0
LV Generation NHH or Aggregate HH | 0 | 0 | 0 | 0 | 0 | 0 | 0 | 0 | 0
LV Sub Generation NHH | 0 | 0 | 0 | 0 | 0 | 0 | 0 | 0 | 0
LV Generation Intermittent | 0 | 0 | 0 | 0 | 0 | 0 | 0 | 0 | 0
LV Generation Non-Intermittent | 0 | 0 | 0 | 0 | 0 | 0 | 0 | 0 | 0
LV Sub Generation Intermittent | 0 | 0 | 0 | 0 | 0 | 0 | 0 | 0 | 0
LV Sub Generation Non-Intermittent | 0 | 0 | 0 | 0 | 0 | 0 | 0 | 0 | 0
HV Generation Intermittent | 0 | 0 | 0 | 0 | 0 | 0 | 0 | 0 | 0
HV Generation Non-Intermittent | 0 | 0 | 0 | 0 | 0 | 0 | 0 | 0 | 0
2012. Loss adjustment factors between end user meter reading and each network level, scaled by network use
Data sources:
x1 = 2004. Loss adjustment factor to transmission for each network level
x2 = 2011. Network use factors for all tariffs
x3 = 2001. Loss adjustment factor to transmission (in Loss adjustment factors to transmission)
Calculation =IF(x1="",x2,x2*x3/x1)
| GSPs | 132kV | 132kV/EHV | EHV | EHV/HV | 132kV/HV | HV | HV/LV | LV circuits
Domestic Unrestricted | 0 | 0 | 0 | 0 | 0 | 0 | 0 | 0 | 0
Domestic Two Rate | 0 | 0 | 0 | 0 | 0 | 0 | 0 | 0 | 0
Domestic Off Peak (related MPAN) | 0 | 0 | 0 | 0 | 0 | 0 | 0 | 0 | 0
Small Non Domestic Unrestricted | 0 | 0 | 0 | 0 | 0 | 0 | 0 | 0 | 0
Small Non Domestic Two Rate | 0 | 0 | 0 | 0 | 0 | 0 | 0 | 0 | 0
Small Non Domestic Off Peak (related MPAN) | 0 | 0 | 0 | 0 | 0 | 0 | 0 | 0 | 0
LV Medium Non-Domestic | 0 | 0 | 0 | 0 | 0 | 0 | 0 | 0 | 0
LV Sub Medium Non-Domestic | 0 | 0 | 0 | 0 | 0 | 0 | 0 | 0 | 0
HV Medium Non-Domestic | 0 | 0 | 0 | 0 | 0 | 0 | 0 | 0 | 0
LV Network Domestic | 0 | 0 | 0 | 0 | 0 | 0 | 0 | 0 | 0
LV Network Non-Domestic Non-CT | 0 | 0 | 0 | 0 | 0 | 0 | 0 | 0 | 0
LV HH Metered | 0 | 0 | 0 | 0 | 0 | 0 | 0 | 0 | 0
LV Sub HH Metered | 0 | 0 | 0 | 0 | 0 | 0 | 0 | 0 | 0
HV HH Metered | 0 | 0 | 0 | 0 | 0 | 0 | 0 | 0 | 0
NHH UMS category A | 0 | 0 | 0 | 0 | 0 | 0 | 0 | 0 | 0
NHH UMS category B | 0 | 0 | 0 | 0 | 0 | 0 | 0 | 0 | 0
NHH UMS category C | 0 | 0 | 0 | 0 | 0 | 0 | 0 | 0 | 0
NHH UMS category D | 0 | 0 | 0 | 0 | 0 | 0 | 0 | 0 | 0
LV UMS (Pseudo HH Metered) | 0 | 0 | 0 | 0 | 0 | 0 | 0 | 0 | 0
LV Generation NHH or Aggregate HH | 0 | 0 | 0 | 0 | 0 | 0 | 0 | 0 | 0
LV Sub Generation NHH | 0 | 0 | 0 | 0 | 0 | 0 | 0 | 0 | 0
LV Generation Intermittent | 0 | 0 | 0 | 0 | 0 | 0 | 0 | 0 | 0
LV Generation Non-Intermittent | 0 | 0 | 0 | 0 | 0 | 0 | 0 | 0 | 0
LV Sub Generation Intermittent | 0 | 0 | 0 | 0 | 0 | 0 | 0 | 0 | 0
LV Sub Generation Non-Intermittent | 0 | 0 | 0 | 0 | 0 | 0 | 0 | 0 | 0
HV Generation Intermittent | 0 | 0 | 0 | 0 | 0 | 0 | 0 | 0 | 0
HV Generation Non-Intermittent | 0 | 0 | 0 | 0 | 0 | 0 | 0 | 0 | 0

## DRM
0
This sheet collects data from a network model and calculates aggregated annuitised unit costs from these data.
2101. Annuity rate
Data sources:
x1 = 1010. Rate of return (in Financial and general assumptions)
x2 = 1010. Annualisation period (years) (in Financial and general assumptions)
x3 = 1010. Days in the charging year (in Financial and general assumptions)
Calculation =PMT(x1,x2,-1)*IF(OR(x3>366,x3<365),x3/365.25,1)
Annuity rate
Annuity rate | 0%
2102. Loss adjustment factor to transmission for each core level
Data sources:
x1 = 1032. Loss adjustment factors to transmission
x2 = 1 for GSP level
Combine tables = x1 or x2
| GSPs | 132kV | 132kV/EHV | EHV | EHV/HV | HV | HV/LV | LV circuits
Loss adjustment factor to transmission for each core level | 1 | 0 | 0 | 0 | 0 | 0 | 0 | 0
2103. Loss adjustment factors
Data sources:
x1 = 2102. Loss adjustment factor to transmission for each core level
x2 = Loss adjustment factor to transmission for network level exit (in Loss adjustment factors)
Kind: | Copy cells | Special copy
Formula: | =x1 | = x2
| Loss adjustment factor to transmission for network level exit | Loss adjustment factor to transmission for network level entry
GSPs | 0
132kV | 0 | 0
132kV/EHV | 0 | 0
EHV | 0 | 0
EHV/HV | 0 | 0
HV | 0 | 0
HV/LV | 0 | 0
LV circuits | 0 | 0
2104. Diversity calculations
Data sources:
x1 = 1017. Diversity allowance between top and bottom of network level
x2 = Coincidence to system peak at level exit (in Diversity calculations)
Kind: | Special calculation | Special calculation | Special calculation
Formula: | =previous/(1+x1) | =previous/(1+x1) | =1/x2-1
| Coincidence to GSP peak at level exit | Coincidence to system peak at level exit | Diversity allowance between level exit and GSP Group
GSPs |  | 0% | 0%
132kV | 0% | 0% | 0%
132kV/EHV | 0% | 0% | 0%
EHV | 0% | 0% | 0%
EHV/HV | 0% | 0% | 0%
HV | 0% | 0% | 0%
HV/LV | 0% | 0% | 0%
LV circuits | 0% | 0%
2105. Network model total maximum demand at substation (MW)
Data sources:
x1 = 1019. Network model GSP peak demand (MW)
x2 = 2104. Coincidence to GSP peak at level exit (in Diversity calculations)
Calculation =x1/x2
Network model total maximum demand at substation (MW)
132kV | 0
132kV/EHV | 0
EHV | 0
EHV/HV | 0
HV | 0
HV/LV | 0
LV circuits | 0
2106. Network model contribution to system maximum load measured at network level exit (MW)
Data sources:
x1 = 2105. Network model total maximum demand at substation (MW)
x2 = 2104. Coincidence to system peak at level exit (in Diversity calculations)
x3 = 2103. Loss adjustment factor to transmission for network level exit (in Loss adjustment factors)
Calculation =x1*x2/x3
Network model contribution to system maximum load measured at network level exit (MW)
132kV | 0
132kV/EHV | 0
EHV | 0
EHV/HV | 0
HV | 0
HV/LV | 0
LV circuits | 0
2107. Rerouteing matrix for DRM network levels
Data sources:
x1 = 1018. Proportion of relevant load going through 132kV/HV direct transformation
x2 = 2006. Proportion going through 132kV/EHV
x3 = 2007. Proportion going through EHV
x4 = 2008. Proportion going through EHV/HV
x5 = Rerouteing matrix: default elements
Combine tables = x1 or x2 or x3 or x4 or x5
| 132kV | 132kV/EHV | EHV | EHV/HV | 132kV/HV | HV | HV/LV | LV circuits
132kV | 100% | 0% | 0% | 0% | 0% | 0% | 0% | 0%
132kV/EHV | 0% | 0% | 0% | 0% | 0% | 0% | 0% | 0%
EHV | 0% | 0% | 0% | 0% | 0% | 0% | 0% | 0%
EHV/HV | 0% | 0% | 0% | 0% | 0% | 0% | 0% | 0%
HV | 0% | 0% | 0% | 0% | 0% | 100% | 0% | 0%
HV/LV | 0% | 0% | 0% | 0% | 0% | 0% | 100% | 0%
LV circuits | 0% | 0% | 0% | 0% | 0% | 0% | 0% | 100%
2108. GSP simultaneous maximum load assumed through each network level (MW)
Data sources:
x1 = 2106. Network model contribution to system maximum load measured at network level exit (MW)
x2 = 2107. Rerouteing matrix for DRM network levels
Sum-product calculation =SUMPRODUCT(x1, x2)
GSP simultaneous maximum load assumed through each network level (MW)
132kV | 0
132kV/EHV | 0
EHV | 0
EHV/HV | 0
132kV/HV | 0
HV | 0
HV/LV | 0
LV circuits | 0
2109. Network model annuity by simultaneous maximum load for each network level (£/kW/year)
Data sources:
x1 = 2108. GSP simultaneous maximum load assumed through each network level (MW)
x2 = 1020. Gross asset cost by network level (£)
x3 = 2101. Annuity rate
Calculation =IF(x1,0.001*x2*x3/x1,0)
Model £/kW SML
Assets 132kV | 0
Assets 132kV/EHV | 0
Assets EHV | 0
Assets EHV/HV | 0
Assets 132kV/HV | 0
Assets HV | 0
Assets HV/LV | 0
Assets LV circuits | 0

## SM
0
This sheet collects and processes data from the service models.
2201. Asset £/customer from LV service models
Data sources:
x1 = 1025. Matrix of applicability of LV service models to tariffs with fixed charges
x2 = 1022. LV service model asset cost (£)
Sum-product calculation =SUMPRODUCT(x1, x2)
Assets LV customer
Domestic Unrestricted | 0
Domestic Two Rate | 0
Small Non Domestic Unrestricted | 0
Small Non Domestic Two Rate | 0
LV Medium Non-Domestic | 0
LV Sub Medium Non-Domestic | 0
LV Network Domestic | 0
LV Network Non-Domestic Non-CT | 0
LV HH Metered | 0
LV Sub HH Metered | 0
LV Generation NHH or Aggregate HH | 0
LV Sub Generation NHH | 0
LV Generation Intermittent | 0
LV Generation Non-Intermittent | 0
LV Sub Generation Intermittent | 0
LV Sub Generation Non-Intermittent | 0
2202. LV unmetered service model assets £/(MWh/year)
Data sources:
x1 = 1026. Matrix of applicability of LV service models to unmetered tariffs
x2 = 1022. LV service model asset cost (£)
Sum-product calculation =SUMPRODUCT(x1, x2)
Assets LV customer
LV unmetered service model assets £/(MWh/year) | 0
2203. LV unmetered service model asset charge (p/kWh)
Data sources:
x1 = 1010. Annuity proportion for customer-contributed assets (in Financial and general assumptions)
x2 = 2202. LV unmetered service model assets £/(MWh/year)
x3 = 2101. Annuity rate
Calculation =0.1*x1*x2*x3
Assets LV customer
LV unmetered service model asset charge (p/kWh) | 0
2204. Asset £/customer from HV service models
Data sources:
x1 = 1028. Matrix of applicability of HV service models to tariffs with fixed charges
x2 = 1023. HV service model asset cost (£)
Sum-product calculation =SUMPRODUCT(x1, x2)
Assets HV customer
HV Medium Non-Domestic | 0
HV HH Metered | 0
HV Generation Intermittent | 0
HV Generation Non-Intermittent | 0
2205. Service model assets by tariff (£)
Data sources:
x1 = 2201. Asset £/customer from LV service models
x2 = 2204. Asset £/customer from HV service models
Combine tables = x1 or x2
| Assets LV customer | Assets HV customer
Domestic Unrestricted | 0
Domestic Two Rate | 0
Domestic Off Peak (related MPAN)
Small Non Domestic Unrestricted | 0
Small Non Domestic Two Rate | 0
Small Non Domestic Off Peak (related MPAN)
LV Medium Non-Domestic | 0
LV Sub Medium Non-Domestic | 0
HV Medium Non-Domestic |  | 0
LV Network Domestic | 0
LV Network Non-Domestic Non-CT | 0
LV HH Metered | 0
LV Sub HH Metered | 0
HV HH Metered |  | 0
NHH UMS category A
NHH UMS category B
NHH UMS category C
NHH UMS category D
LV UMS (Pseudo HH Metered)
LV Generation NHH or Aggregate HH | 0
LV Sub Generation NHH | 0
LV Generation Intermittent | 0
LV Generation Non-Intermittent | 0
LV Sub Generation Intermittent | 0
LV Sub Generation Non-Intermittent | 0
HV Generation Intermittent |  | 0
HV Generation Non-Intermittent |  | 0
2206. Replacement annuities for service models
Data sources:
x1 = 1010. Days in the charging year (in Financial and general assumptions)
x2 = 2205. Service model assets by tariff (£)
x3 = 2101. Annuity rate
x4 = 1010. Annuity proportion for customer-contributed assets (in Financial and general assumptions)
x5 = Service model p/MPAN/day charge (in Replacement annuities for service models)
Kind: | Calculation |  | Cell summation
Formula: | =100/x1*x2*x3*x4 |  | =SUM(x5)
Service model p/MPAN/day charge
| Assets LV customer | Assets HV customer | Service model p/MPAN/day
Domestic Unrestricted | 0 | 0 | 0
Domestic Two Rate | 0 | 0 | 0
Domestic Off Peak (related MPAN) | 0 | 0 | 0
Small Non Domestic Unrestricted | 0 | 0 | 0
Small Non Domestic Two Rate | 0 | 0 | 0
Small Non Domestic Off Peak (related MPAN) | 0 | 0 | 0
LV Medium Non-Domestic | 0 | 0 | 0
LV Sub Medium Non-Domestic | 0 | 0 | 0
HV Medium Non-Domestic | 0 | 0 | 0
LV Network Domestic | 0 | 0 | 0
LV Network Non-Domestic Non-CT | 0 | 0 | 0
LV HH Metered | 0 | 0 | 0
LV Sub HH Metered | 0 | 0 | 0
HV HH Metered | 0 | 0 | 0
NHH UMS category A | 0 | 0 | 0
NHH UMS category B | 0 | 0 | 0
NHH UMS category C | 0 | 0 | 0
NHH UMS category D | 0 | 0 | 0
LV UMS (Pseudo HH Metered) | 0 | 0 | 0
LV Generation NHH or Aggregate HH | 0 | 0 | 0
LV Sub Generation NHH | 0 | 0 | 0
LV Generation Intermittent | 0 | 0 | 0
LV Generation Non-Intermittent | 0 | 0 | 0
LV Sub Generation Intermittent | 0 | 0 | 0
LV Sub Generation Non-Intermittent | 0 | 0 | 0
HV Generation Intermittent | 0 | 0 | 0
HV Generation Non-Intermittent | 0 | 0 | 0

## Loads
0
This sheet compiles information about the assumed characteristics of network users.
A load factor represents the average load of a user or user group, relative to the maximum load level of that user or
user group. Load factors are numbers between 0 and 1.
A coincidence factor represents the expectation value of the load of a user or user group at the time of system maximum load,
relative to the maximum load level of that user or user group. Coincidence factors are numbers between 0 and 1.
A load coefficient is the expectation value of the load of a user or user group at the time of system maximum load, relative to the average load level of that user or user group.
For demand users, the load coefficient is a demand coefficient and can be calculated as the ratio of the coincidence factor to the load factor.
2301. Demand coefficient (load at time of system maximum load divided by average load)
Data sources:
x1 = 1041. Coincidence factor to system maximum load for each type of demand user (in Load profile data for demand users)
x2 = 1041. Load factor for each type of demand user (in Load profile data for demand users)
Calculation =x1/x2
Demand coefficient
Domestic Unrestricted | 0
Domestic Two Rate | 0
Domestic Off Peak (related MPAN) | 0
Small Non Domestic Unrestricted | 0
Small Non Domestic Two Rate | 0
Small Non Domestic Off Peak (related MPAN) | 0
LV Medium Non-Domestic | 0
LV Sub Medium Non-Domestic | 0
HV Medium Non-Domestic | 0
LV Network Domestic | 0
LV Network Non-Domestic Non-CT | 0
LV HH Metered | 0
LV Sub HH Metered | 0
HV HH Metered | 0
NHH UMS category A | 0
NHH UMS category B | 0
NHH UMS category C | 0
NHH UMS category D | 0
LV UMS (Pseudo HH Metered) | 0
2302. Load coefficient
Data sources:
x1 = 2301. Demand coefficient (load at time of system maximum load divided by average load)
x2 = Negative of generation coefficient; set to -1
Combine tables = x1 or x2
Load coefficient
Domestic Unrestricted | 0
Domestic Two Rate | 0
Domestic Off Peak (related MPAN) | 0
Small Non Domestic Unrestricted | 0
Small Non Domestic Two Rate | 0
Small Non Domestic Off Peak (related MPAN) | 0
LV Medium Non-Domestic | 0
LV Sub Medium Non-Domestic | 0
HV Medium Non-Domestic | 0
LV Network Domestic | 0
LV Network Non-Domestic Non-CT | 0
LV HH Metered | 0
LV Sub HH Metered | 0
HV HH Metered | 0
NHH UMS category A | 0
NHH UMS category B | 0
NHH UMS category C | 0
NHH UMS category D | 0
LV UMS (Pseudo HH Metered) | 0
LV Generation NHH or Aggregate HH | -1
LV Sub Generation NHH | -1
LV Generation Intermittent | -1
LV Generation Non-Intermittent | -1
LV Sub Generation Intermittent | -1
LV Sub Generation Non-Intermittent | -1
HV Generation Intermittent | -1
HV Generation Non-Intermittent | -1
2303. Discount map
| No discount | LDNO LV: LV user | LDNO HV: LV user | LDNO HV: LV sub user | LDNO HV: HV user
> Domestic Unrestricted
Domestic Unrestricted | 1 | 0 | 0 | 0 | 0
LDNO LV: Domestic Unrestricted | 0 | 1 | 0 | 0 | 0
LDNO HV: Domestic Unrestricted | 0 | 0 | 1 | 0 | 0
> Domestic Two Rate
Domestic Two Rate | 1 | 0 | 0 | 0 | 0
LDNO LV: Domestic Two Rate | 0 | 1 | 0 | 0 | 0
LDNO HV: Domestic Two Rate | 0 | 0 | 1 | 0 | 0
> Domestic Off Peak (related MPAN)
Domestic Off Peak (related MPAN) | 1 | 0 | 0 | 0 | 0
LDNO LV: Domestic Off Peak (related MPAN) | 0 | 1 | 0 | 0 | 0
LDNO HV: Domestic Off Peak (related MPAN) | 0 | 0 | 1 | 0 | 0
> Small Non Domestic Unrestricted
Small Non Domestic Unrestricted | 1 | 0 | 0 | 0 | 0
LDNO LV: Small Non Domestic Unrestricted | 0 | 1 | 0 | 0 | 0
LDNO HV: Small Non Domestic Unrestricted | 0 | 0 | 1 | 0 | 0
> Small Non Domestic Two Rate
Small Non Domestic Two Rate | 1 | 0 | 0 | 0 | 0
LDNO LV: Small Non Domestic Two Rate | 0 | 1 | 0 | 0 | 0
LDNO HV: Small Non Domestic Two Rate | 0 | 0 | 1 | 0 | 0
> Small Non Domestic Off Peak (related MPAN)
Small Non Domestic Off Peak (related MPAN) | 1 | 0 | 0 | 0 | 0
LDNO LV: Small Non Domestic Off Peak (related MPAN) | 0 | 1 | 0 | 0 | 0
LDNO HV: Small Non Domestic Off Peak (related MPAN) | 0 | 0 | 1 | 0 | 0
> LV Medium Non-Domestic
LV Medium Non-Domestic | 1 | 0 | 0 | 0 | 0
LDNO LV: LV Medium Non-Domestic | 0 | 1 | 0 | 0 | 0
LDNO HV: LV Medium Non-Domestic | 0 | 0 | 1 | 0 | 0
> LV Sub Medium Non-Domestic
LV Sub Medium Non-Domestic | 1 | 0 | 0 | 0 | 0
> HV Medium Non-Domestic
HV Medium Non-Domestic | 1 | 0 | 0 | 0 | 0
> LV Network Domestic
LV Network Domestic | 1 | 0 | 0 | 0 | 0
LDNO LV: LV Network Domestic | 0 | 1 | 0 | 0 | 0
LDNO HV: LV Network Domestic | 0 | 0 | 1 | 0 | 0
> LV Network Non-Domestic Non-CT
LV Network Non-Domestic Non-CT | 1 | 0 | 0 | 0 | 0
LDNO LV: LV Network Non-Domestic Non-CT | 0 | 1 | 0 | 0 | 0
LDNO HV: LV Network Non-Domestic Non-CT | 0 | 0 | 1 | 0 | 0
> LV HH Metered
LV HH Metered | 1 | 0 | 0 | 0 | 0
LDNO LV: LV HH Metered | 0 | 1 | 0 | 0 | 0
LDNO HV: LV HH Metered | 0 | 0 | 1 | 0 | 0
> LV Sub HH Metered
LV Sub HH Metered | 1 | 0 | 0 | 0 | 0
LDNO HV: LV Sub HH Metered | 0 | 0 | 0 | 1 | 0
> HV HH Metered
HV HH Metered | 1 | 0 | 0 | 0 | 0
LDNO HV: HV HH Metered | 0 | 0 | 0 | 0 | 1
> NHH UMS category A
NHH UMS category A | 1 | 0 | 0 | 0 | 0
LDNO LV: NHH UMS category A | 0 | 1 | 0 | 0 | 0
LDNO HV: NHH UMS category A | 0 | 0 | 1 | 0 | 0
> NHH UMS category B
NHH UMS category B | 1 | 0 | 0 | 0 | 0
LDNO LV: NHH UMS category B | 0 | 1 | 0 | 0 | 0
LDNO HV: NHH UMS category B | 0 | 0 | 1 | 0 | 0
> NHH UMS category C
NHH UMS category C | 1 | 0 | 0 | 0 | 0
LDNO LV: NHH UMS category C | 0 | 1 | 0 | 0 | 0
LDNO HV: NHH UMS category C | 0 | 0 | 1 | 0 | 0
> NHH UMS category D
NHH UMS category D | 1 | 0 | 0 | 0 | 0
LDNO LV: NHH UMS category D | 0 | 1 | 0 | 0 | 0
LDNO HV: NHH UMS category D | 0 | 0 | 1 | 0 | 0
> LV UMS (Pseudo HH Metered)
LV UMS (Pseudo HH Metered) | 1 | 0 | 0 | 0 | 0
LDNO LV: LV UMS (Pseudo HH Metered) | 0 | 1 | 0 | 0 | 0
LDNO HV: LV UMS (Pseudo HH Metered) | 0 | 0 | 1 | 0 | 0
> LV Generation NHH or Aggregate HH
LV Generation NHH or Aggregate HH | 1 | 0 | 0 | 0 | 0
LDNO LV: LV Generation NHH or Aggregate HH | 1 | 0 | 0 | 0 | 0
LDNO HV: LV Generation NHH or Aggregate HH | 1 | 0 | 0 | 0 | 0
> LV Sub Generation NHH
LV Sub Generation NHH | 1 | 0 | 0 | 0 | 0
LDNO HV: LV Sub Generation NHH | 1 | 0 | 0 | 0 | 0
> LV Generation Intermittent
LV Generation Intermittent | 1 | 0 | 0 | 0 | 0
LDNO LV: LV Generation Intermittent | 1 | 0 | 0 | 0 | 0
LDNO HV: LV Generation Intermittent | 1 | 0 | 0 | 0 | 0
> LV Generation Non-Intermittent
LV Generation Non-Intermittent | 1 | 0 | 0 | 0 | 0
LDNO LV: LV Generation Non-Intermittent | 1 | 0 | 0 | 0 | 0
LDNO HV: LV Generation Non-Intermittent | 1 | 0 | 0 | 0 | 0
> LV Sub Generation Intermittent
LV Sub Generation Intermittent | 1 | 0 | 0 | 0 | 0
LDNO HV: LV Sub Generation Intermittent | 1 | 0 | 0 | 0 | 0
> LV Sub Generation Non-Intermittent
LV Sub Generation Non-Intermittent | 1 | 0 | 0 | 0 | 0
LDNO HV: LV Sub Generation Non-Intermittent | 1 | 0 | 0 | 0 | 0
> HV Generation Intermittent
HV Generation Intermittent | 1 | 0 | 0 | 0 | 0
LDNO HV: HV Generation Intermittent | 1 | 0 | 0 | 0 | 0
> HV Generation Non-Intermittent
HV Generation Non-Intermittent | 1 | 0 | 0 | 0 | 0
LDNO HV: HV Generation Non-Intermittent | 1 | 0 | 0 | 0 | 0
2304. LDNO discounts and volumes adjusted for discount
Data sources:
x1 = 2303. Discount map
x2 = 1037. Embedded network (LDNO) discounts
x3 = 100 per cent discount for generators on LDNO networks
x4 = Discount for each tariff (except for fixed charges) (in LDNO discounts and volumes adjusted for discount)
x5 = 1053. Rate 1 units (MWh) by tariff (in Volume forecasts for the charging year)
x6 = 1053. Rate 2 units (MWh) by tariff (in Volume forecasts for the charging year)
x7 = 1053. Rate 3 units (MWh) by tariff (in Volume forecasts for the charging year)
x8 = 1053. MPANs by tariff (in Volume forecasts for the charging year)
x9 = Discount for each tariff for fixed charges only (in LDNO discounts and volumes adjusted for discount)
x10 = 1053. Import capacity (kVA) by tariff (in Volume forecasts for the charging year)
x11 = 1053. Exceeded capacity (kVA) by tariff (in Volume forecasts for the charging year)
x12 = 1053. Reactive power units (MVArh) by tariff (in Volume forecasts for the charging year)
Kind: | Sum-product calculation | Combine tables | Calculation | Calculation | Calculation | Calculation | Calculation | Calculation | Calculation
Formula: | =SUMPRODUCT(x1, x2) | = x3 or x4 | =x5*(1-x4) | =x6*(1-x4) | =x7*(1-x4) | =x8*(1-x9) | =x10*(1-x4) | =x11*(1-x4) | =x12*(1-x4)
| Discount for each tariff (except for fixed charges) | Discount for each tariff for fixed charges only | Rate 1 units (MWh) | Rate 2 units (MWh) | Rate 3 units (MWh) | MPANs | Import capacity (kVA) | Exceeded capacity (kVA) | Reactive power units (MVArh)
> Domestic Unrestricted
Domestic Unrestricted | 0% | 0% | 0 | 0 | 0 | 0 | 0 | 0 | 0
LDNO LV: Domestic Unrestricted | 0% | 0% | 0 | 0 | 0 | 0 | 0 | 0 | 0
LDNO HV: Domestic Unrestricted | 0% | 0% | 0 | 0 | 0 | 0 | 0 | 0 | 0
> Domestic Two Rate
Domestic Two Rate | 0% | 0% | 0 | 0 | 0 | 0 | 0 | 0 | 0
LDNO LV: Domestic Two Rate | 0% | 0% | 0 | 0 | 0 | 0 | 0 | 0 | 0
LDNO HV: Domestic Two Rate | 0% | 0% | 0 | 0 | 0 | 0 | 0 | 0 | 0
> Domestic Off Peak (related MPAN)
Domestic Off Peak (related MPAN) | 0% | 0% | 0 | 0 | 0 | 0 | 0 | 0 | 0
LDNO LV: Domestic Off Peak (related MPAN) | 0% | 0% | 0 | 0 | 0 | 0 | 0 | 0 | 0
LDNO HV: Domestic Off Peak (related MPAN) | 0% | 0% | 0 | 0 | 0 | 0 | 0 | 0 | 0
> Small Non Domestic Unrestricted
Small Non Domestic Unrestricted | 0% | 0% | 0 | 0 | 0 | 0 | 0 | 0 | 0
LDNO LV: Small Non Domestic Unrestricted | 0% | 0% | 0 | 0 | 0 | 0 | 0 | 0 | 0
LDNO HV: Small Non Domestic Unrestricted | 0% | 0% | 0 | 0 | 0 | 0 | 0 | 0 | 0
> Small Non Domestic Two Rate
Small Non Domestic Two Rate | 0% | 0% | 0 | 0 | 0 | 0 | 0 | 0 | 0
LDNO LV: Small Non Domestic Two Rate | 0% | 0% | 0 | 0 | 0 | 0 | 0 | 0 | 0
LDNO HV: Small Non Domestic Two Rate | 0% | 0% | 0 | 0 | 0 | 0 | 0 | 0 | 0
> Small Non Domestic Off Peak (related MPAN)
Small Non Domestic Off Peak (related MPAN) | 0% | 0% | 0 | 0 | 0 | 0 | 0 | 0 | 0
LDNO LV: Small Non Domestic Off Peak (related MPAN) | 0% | 0% | 0 | 0 | 0 | 0 | 0 | 0 | 0
LDNO HV: Small Non Domestic Off Peak (related MPAN) | 0% | 0% | 0 | 0 | 0 | 0 | 0 | 0 | 0
> LV Medium Non-Domestic
LV Medium Non-Domestic | 0% | 0% | 0 | 0 | 0 | 0 | 0 | 0 | 0
LDNO LV: LV Medium Non-Domestic | 0% | 0% | 0 | 0 | 0 | 0 | 0 | 0 | 0
LDNO HV: LV Medium Non-Domestic | 0% | 0% | 0 | 0 | 0 | 0 | 0 | 0 | 0
> LV Sub Medium Non-Domestic
LV Sub Medium Non-Domestic | 0% | 0% | 0 | 0 | 0 | 0 | 0 | 0 | 0
> HV Medium Non-Domestic
HV Medium Non-Domestic | 0% | 0% | 0 | 0 | 0 | 0 | 0 | 0 | 0
> LV Network Domestic
LV Network Domestic | 0% | 0% | 0 | 0 | 0 | 0 | 0 | 0 | 0
LDNO LV: LV Network Domestic | 0% | 0% | 0 | 0 | 0 | 0 | 0 | 0 | 0
LDNO HV: LV Network Domestic | 0% | 0% | 0 | 0 | 0 | 0 | 0 | 0 | 0
> LV Network Non-Domestic Non-CT
LV Network Non-Domestic Non-CT | 0% | 0% | 0 | 0 | 0 | 0 | 0 | 0 | 0
LDNO LV: LV Network Non-Domestic Non-CT | 0% | 0% | 0 | 0 | 0 | 0 | 0 | 0 | 0
LDNO HV: LV Network Non-Domestic Non-CT | 0% | 0% | 0 | 0 | 0 | 0 | 0 | 0 | 0
> LV HH Metered
LV HH Metered | 0% | 0% | 0 | 0 | 0 | 0 | 0 | 0 | 0
LDNO LV: LV HH Metered | 0% | 0% | 0 | 0 | 0 | 0 | 0 | 0 | 0
LDNO HV: LV HH Metered | 0% | 0% | 0 | 0 | 0 | 0 | 0 | 0 | 0
> LV Sub HH Metered
LV Sub HH Metered | 0% | 0% | 0 | 0 | 0 | 0 | 0 | 0 | 0
LDNO HV: LV Sub HH Metered | 0% | 0% | 0 | 0 | 0 | 0 | 0 | 0 | 0
> HV HH Metered
HV HH Metered | 0% | 0% | 0 | 0 | 0 | 0 | 0 | 0 | 0
LDNO HV: HV HH Metered | 0% | 0% | 0 | 0 | 0 | 0 | 0 | 0 | 0
> NHH UMS category A
NHH UMS category A | 0% | 0% | 0 | 0 | 0 | 0 | 0 | 0 | 0
LDNO LV: NHH UMS category A | 0% | 0% | 0 | 0 | 0 | 0 | 0 | 0 | 0
LDNO HV: NHH UMS category A | 0% | 0% | 0 | 0 | 0 | 0 | 0 | 0 | 0
> NHH UMS category B
NHH UMS category B | 0% | 0% | 0 | 0 | 0 | 0 | 0 | 0 | 0
LDNO LV: NHH UMS category B | 0% | 0% | 0 | 0 | 0 | 0 | 0 | 0 | 0
LDNO HV: NHH UMS category B | 0% | 0% | 0 | 0 | 0 | 0 | 0 | 0 | 0
> NHH UMS category C
NHH UMS category C | 0% | 0% | 0 | 0 | 0 | 0 | 0 | 0 | 0
LDNO LV: NHH UMS category C | 0% | 0% | 0 | 0 | 0 | 0 | 0 | 0 | 0
LDNO HV: NHH UMS category C | 0% | 0% | 0 | 0 | 0 | 0 | 0 | 0 | 0
> NHH UMS category D
NHH UMS category D | 0% | 0% | 0 | 0 | 0 | 0 | 0 | 0 | 0
LDNO LV: NHH UMS category D | 0% | 0% | 0 | 0 | 0 | 0 | 0 | 0 | 0
LDNO HV: NHH UMS category D | 0% | 0% | 0 | 0 | 0 | 0 | 0 | 0 | 0
> LV UMS (Pseudo HH Metered)
LV UMS (Pseudo HH Metered) | 0% | 0% | 0 | 0 | 0 | 0 | 0 | 0 | 0
LDNO LV: LV UMS (Pseudo HH Metered) | 0% | 0% | 0 | 0 | 0 | 0 | 0 | 0 | 0
LDNO HV: LV UMS (Pseudo HH Metered) | 0% | 0% | 0 | 0 | 0 | 0 | 0 | 0 | 0
> LV Generation NHH or Aggregate HH
LV Generation NHH or Aggregate HH | 0% | 0% | 0 | 0 | 0 | 0 | 0 | 0 | 0
LDNO LV: LV Generation NHH or Aggregate HH | 0% | 100% | 0 | 0 | 0 | 0 | 0 | 0 | 0
LDNO HV: LV Generation NHH or Aggregate HH | 0% | 100% | 0 | 0 | 0 | 0 | 0 | 0 | 0
> LV Sub Generation NHH
LV Sub Generation NHH | 0% | 0% | 0 | 0 | 0 | 0 | 0 | 0 | 0
LDNO HV: LV Sub Generation NHH | 0% | 100% | 0 | 0 | 0 | 0 | 0 | 0 | 0
> LV Generation Intermittent
LV Generation Intermittent | 0% | 0% | 0 | 0 | 0 | 0 | 0 | 0 | 0
LDNO LV: LV Generation Intermittent | 0% | 100% | 0 | 0 | 0 | 0 | 0 | 0 | 0
LDNO HV: LV Generation Intermittent | 0% | 100% | 0 | 0 | 0 | 0 | 0 | 0 | 0
> LV Generation Non-Intermittent
LV Generation Non-Intermittent | 0% | 0% | 0 | 0 | 0 | 0 | 0 | 0 | 0
LDNO LV: LV Generation Non-Intermittent | 0% | 100% | 0 | 0 | 0 | 0 | 0 | 0 | 0
LDNO HV: LV Generation Non-Intermittent | 0% | 100% | 0 | 0 | 0 | 0 | 0 | 0 | 0
> LV Sub Generation Intermittent
LV Sub Generation Intermittent | 0% | 0% | 0 | 0 | 0 | 0 | 0 | 0 | 0
LDNO HV: LV Sub Generation Intermittent | 0% | 100% | 0 | 0 | 0 | 0 | 0 | 0 | 0
> LV Sub Generation Non-Intermittent
LV Sub Generation Non-Intermittent | 0% | 0% | 0 | 0 | 0 | 0 | 0 | 0 | 0
LDNO HV: LV Sub Generation Non-Intermittent | 0% | 100% | 0 | 0 | 0 | 0 | 0 | 0 | 0
> HV Generation Intermittent
HV Generation Intermittent | 0% | 0% | 0 | 0 | 0 | 0 | 0 | 0 | 0
LDNO HV: HV Generation Intermittent | 0% | 100% | 0 | 0 | 0 | 0 | 0 | 0 | 0
> HV Generation Non-Intermittent
HV Generation Non-Intermittent | 0% | 0% | 0 | 0 | 0 | 0 | 0 | 0 | 0
LDNO HV: HV Generation Non-Intermittent | 0% | 100% | 0 | 0 | 0 | 0 | 0 | 0 | 0
2305. Equivalent volume for each end user
Data sources:
x1 = 2304. Rate 1 units (MWh) (in LDNO discounts and volumes adjusted for discount)
x2 = 2304. Rate 2 units (MWh) (in LDNO discounts and volumes adjusted for discount)
x3 = 2304. Rate 3 units (MWh) (in LDNO discounts and volumes adjusted for discount)
x4 = 2304. MPANs (in LDNO discounts and volumes adjusted for discount)
x5 = 2304. Import capacity (kVA) (in LDNO discounts and volumes adjusted for discount)
x6 = 2304. Exceeded capacity (kVA) (in LDNO discounts and volumes adjusted for discount)
x7 = 2304. Reactive power units (MVArh) (in LDNO discounts and volumes adjusted for discount)
Kind: | Cell summation | Cell summation | Cell summation | Cell summation | Cell summation | Cell summation | Cell summation
Formula: | =SUM(x1) | =SUM(x2) | =SUM(x3) | =SUM(x4) | =SUM(x5) | =SUM(x6) | =SUM(x7)
| Rate 1 units (MWh) | Rate 2 units (MWh) | Rate 3 units (MWh) | MPANs | Import capacity (kVA) | Exceeded capacity (kVA) | Reactive power units (MVArh)
Domestic Unrestricted | 0 | 0 | 0 | 0 | 0 | 0 | 0
Domestic Two Rate | 0 | 0 | 0 | 0 | 0 | 0 | 0
Domestic Off Peak (related MPAN) | 0 | 0 | 0 | 0 | 0 | 0 | 0
Small Non Domestic Unrestricted | 0 | 0 | 0 | 0 | 0 | 0 | 0
Small Non Domestic Two Rate | 0 | 0 | 0 | 0 | 0 | 0 | 0
Small Non Domestic Off Peak (related MPAN) | 0 | 0 | 0 | 0 | 0 | 0 | 0
LV Medium Non-Domestic | 0 | 0 | 0 | 0 | 0 | 0 | 0
LV Sub Medium Non-Domestic | 0 | 0 | 0 | 0 | 0 | 0 | 0
HV Medium Non-Domestic | 0 | 0 | 0 | 0 | 0 | 0 | 0
LV Network Domestic | 0 | 0 | 0 | 0 | 0 | 0 | 0
LV Network Non-Domestic Non-CT | 0 | 0 | 0 | 0 | 0 | 0 | 0
LV HH Metered | 0 | 0 | 0 | 0 | 0 | 0 | 0
LV Sub HH Metered | 0 | 0 | 0 | 0 | 0 | 0 | 0
HV HH Metered | 0 | 0 | 0 | 0 | 0 | 0 | 0
NHH UMS category A | 0 | 0 | 0 | 0 | 0 | 0 | 0
NHH UMS category B | 0 | 0 | 0 | 0 | 0 | 0 | 0
NHH UMS category C | 0 | 0 | 0 | 0 | 0 | 0 | 0
NHH UMS category D | 0 | 0 | 0 | 0 | 0 | 0 | 0
LV UMS (Pseudo HH Metered) | 0 | 0 | 0 | 0 | 0 | 0 | 0
LV Generation NHH or Aggregate HH | 0 | 0 | 0 | 0 | 0 | 0 | 0
LV Sub Generation NHH | 0 | 0 | 0 | 0 | 0 | 0 | 0
LV Generation Intermittent | 0 | 0 | 0 | 0 | 0 | 0 | 0
LV Generation Non-Intermittent | 0 | 0 | 0 | 0 | 0 | 0 | 0
LV Sub Generation Intermittent | 0 | 0 | 0 | 0 | 0 | 0 | 0
LV Sub Generation Non-Intermittent | 0 | 0 | 0 | 0 | 0 | 0 | 0
HV Generation Intermittent | 0 | 0 | 0 | 0 | 0 | 0 | 0
HV Generation Non-Intermittent | 0 | 0 | 0 | 0 | 0 | 0 | 0

## Multi
0
2401. Adjust annual hours by distribution time band to match days in year
Data sources:
x1 = 1068. Typical annual hours by distribution time band
x2 = 1010. Days in the charging year (in Financial and general assumptions)
x3 = Total hours in the year according to time band hours input data (in Adjust annual hours by distribution time band to match days in year)
Kind: | Cell summation | Calculation
Formula: | =SUM(x1) | =x1*24*x2/x3
Annual hours by distribution time band (reconciled to days in year)
| Hours aggregate | Red | Amber | Green
Adjust annual hours by distribution time band to match days in year | 0 | 0 | 0 | 0
2402. Normalisation of split of rate 1 units by time band
Data sources:
x1 = 1061. Average split of rate 1 units by distribution time band
x2 = Total split (in Normalisation of split of rate 1 units by time band)
x3 = 2401. Annual hours by distribution time band (reconciled to days in year) (in Adjust annual hours by distribution time band to match days in year)
x4 = 1010. Days in the charging year (in Financial and general assumptions)
Kind: | Cell summation | Calculation
Formula: | =SUM(x1) | =IF(x2,x1/x2,x3/x4/24)
Normalised split of rate 1 units by distribution time band
| Total split | Red | Amber | Green
Domestic Unrestricted | 0% | 0% | 0% | 0%
Domestic Two Rate | 0% | 0% | 0% | 0%
Domestic Off Peak (related MPAN) | 0% | 0% | 0% | 0%
Small Non Domestic Unrestricted | 0% | 0% | 0% | 0%
Small Non Domestic Two Rate | 0% | 0% | 0% | 0%
Small Non Domestic Off Peak (related MPAN) | 0% | 0% | 0% | 0%
LV Medium Non-Domestic | 0% | 0% | 0% | 0%
LV Sub Medium Non-Domestic | 0% | 0% | 0% | 0%
HV Medium Non-Domestic | 0% | 0% | 0% | 0%
2403. Split of rate 1 units between distribution time bands
Data sources:
x1 = 2402. Normalised split of rate 1 units by distribution time band (in Normalisation of split of rate 1 units by time band)
x2 = Split of rate 1 units between distribution time bands (default)
Combine tables = x1 or x2
| Red | Amber | Green
Domestic Unrestricted | 0% | 0% | 0%
Domestic Two Rate | 0% | 0% | 0%
Domestic Off Peak (related MPAN) | 0% | 0% | 0%
Small Non Domestic Unrestricted | 0% | 0% | 0%
Small Non Domestic Two Rate | 0% | 0% | 0%
Small Non Domestic Off Peak (related MPAN) | 0% | 0% | 0%
LV Medium Non-Domestic | 0% | 0% | 0%
LV Sub Medium Non-Domestic | 0% | 0% | 0%
HV Medium Non-Domestic | 0% | 0% | 0%
LV Network Domestic | 100% | 0% | 0%
LV Network Non-Domestic Non-CT | 100% | 0% | 0%
LV HH Metered | 100% | 0% | 0%
LV Sub HH Metered | 100% | 0% | 0%
HV HH Metered | 100% | 0% | 0%
LV Generation Non-Intermittent | 100% | 0% | 0%
LV Sub Generation Non-Intermittent | 100% | 0% | 0%
HV Generation Non-Intermittent | 100% | 0% | 0%
2404. Normalisation of split of rate 2 units by time band
Data sources:
x1 = 1062. Average split of rate 2 units by distribution time band
x2 = Total split (in Normalisation of split of rate 2 units by time band)
x3 = 2401. Annual hours by distribution time band (reconciled to days in year) (in Adjust annual hours by distribution time band to match days in year)
x4 = 1010. Days in the charging year (in Financial and general assumptions)
Kind: | Cell summation | Calculation
Formula: | =SUM(x1) | =IF(x2,x1/x2,x3/x4/24)
Normalised split of rate 2 units by distribution time band
| Total split | Red | Amber | Green
Domestic Two Rate | 0% | 0% | 0% | 0%
Small Non Domestic Two Rate | 0% | 0% | 0% | 0%
LV Medium Non-Domestic | 0% | 0% | 0% | 0%
LV Sub Medium Non-Domestic | 0% | 0% | 0% | 0%
HV Medium Non-Domestic | 0% | 0% | 0% | 0%
2405. Split of rate 2 units between distribution time bands
Data sources:
x1 = 2404. Normalised split of rate 2 units by distribution time band (in Normalisation of split of rate 2 units by time band)
x2 = Split of rate 2 units between distribution time bands (default)
Combine tables = x1 or x2
| Red | Amber | Green
Domestic Two Rate | 0% | 0% | 0%
Small Non Domestic Two Rate | 0% | 0% | 0%
LV Medium Non-Domestic | 0% | 0% | 0%
LV Sub Medium Non-Domestic | 0% | 0% | 0%
HV Medium Non-Domestic | 0% | 0% | 0%
LV Network Domestic | 0% | 100% | 0%
LV Network Non-Domestic Non-CT | 0% | 100% | 0%
LV HH Metered | 0% | 100% | 0%
LV Sub HH Metered | 0% | 100% | 0%
HV HH Metered | 0% | 100% | 0%
LV Generation Non-Intermittent | 0% | 100% | 0%
LV Sub Generation Non-Intermittent | 0% | 100% | 0%
HV Generation Non-Intermittent | 0% | 100% | 0%
2406. Split of rate 3 units between distribution time bands (default)
| Red | Amber | Green
LV Network Domestic | 0% | 0% | 100%
LV Network Non-Domestic Non-CT | 0% | 0% | 100%
LV HH Metered | 0% | 0% | 100%
LV Sub HH Metered | 0% | 0% | 100%
HV HH Metered | 0% | 0% | 100%
LV Generation Non-Intermittent | 0% | 0% | 100%
LV Sub Generation Non-Intermittent | 0% | 0% | 100%
HV Generation Non-Intermittent | 0% | 0% | 100%
2407. All units (MWh)
Data sources:
x1 = 2305. Rate 1 units (MWh) (in Equivalent volume for each end user)
x2 = 2305. Rate 2 units (MWh) (in Equivalent volume for each end user)
x3 = 2305. Rate 3 units (MWh) (in Equivalent volume for each end user)
Calculation =x1+x2+x3
All units (MWh)
Domestic Unrestricted | 0
Domestic Two Rate | 0
Domestic Off Peak (related MPAN) | 0
Small Non Domestic Unrestricted | 0
Small Non Domestic Two Rate | 0
Small Non Domestic Off Peak (related MPAN) | 0
LV Medium Non-Domestic | 0
LV Sub Medium Non-Domestic | 0
HV Medium Non-Domestic | 0
LV Network Domestic | 0
LV Network Non-Domestic Non-CT | 0
LV HH Metered | 0
LV Sub HH Metered | 0
HV HH Metered | 0
NHH UMS category A | 0
NHH UMS category B | 0
NHH UMS category C | 0
NHH UMS category D | 0
LV UMS (Pseudo HH Metered) | 0
LV Generation NHH or Aggregate HH | 0
LV Sub Generation NHH | 0
LV Generation Intermittent | 0
LV Generation Non-Intermittent | 0
LV Sub Generation Intermittent | 0
LV Sub Generation Non-Intermittent | 0
HV Generation Intermittent | 0
HV Generation Non-Intermittent | 0
2408. Calculation of implied load coefficients for one-rate users
Data sources:
x1 = 2407. All units (MWh)
x2 = 2305. Rate 1 units (MWh) (in Equivalent volume for each end user)
x3 = 2403. Split of rate 1 units between distribution time bands
x4 = 2401. Annual hours by distribution time band (reconciled to days in year) (in Adjust annual hours by distribution time band to match days in year)
x5 = Use of distribution time bands by units in demand forecast for one-rate tariffs (in Calculation of implied load coefficients for one-rate users)
x6 = 1010. Days in the charging year (in Financial and general assumptions)
Kind: | Calculation |  |  | Calculation
Formula: | =IF(x1>0,(x2*x3)/x1,0) |  |  | =IF(x4>0,x5*x6*24/x4,0)
Use of distribution time bands by units in demand forecast for one-rate tariffs
| Red | Amber | Green | Peak band load coefficient for one-rate tariffs
Domestic Unrestricted | 0% | 0% | 0% | 0
Small Non Domestic Unrestricted | 0% | 0% | 0% | 0
2409. Calculation of implied load coefficients for two-rate users
Data sources:
x1 = 2407. All units (MWh)
x2 = 2305. Rate 1 units (MWh) (in Equivalent volume for each end user)
x3 = 2403. Split of rate 1 units between distribution time bands
x4 = 2305. Rate 2 units (MWh) (in Equivalent volume for each end user)
x5 = 2405. Split of rate 2 units between distribution time bands
x6 = 2401. Annual hours by distribution time band (reconciled to days in year) (in Adjust annual hours by distribution time band to match days in year)
x7 = Use of distribution time bands by units in demand forecast for two-rate tariffs (in Calculation of implied load coefficients for two-rate users)
x8 = 1010. Days in the charging year (in Financial and general assumptions)
Kind: | Calculation |  |  | Calculation
Formula: | =IF(x1>0,(x2*x3+x4*x5)/x1,0) |  |  | =IF(x6>0,x7*x8*24/x6,0)
Use of distribution time bands by units in demand forecast for two-rate tariffs
| Red | Amber | Green | Peak band load coefficient for two-rate tariffs
Domestic Two Rate | 0% | 0% | 0% | 0
Small Non Domestic Two Rate | 0% | 0% | 0% | 0
LV Medium Non-Domestic | 0% | 0% | 0% | 0
LV Sub Medium Non-Domestic | 0% | 0% | 0% | 0
HV Medium Non-Domestic | 0% | 0% | 0% | 0
2410. Calculation of implied load coefficients for three-rate users
Data sources:
x1 = 2407. All units (MWh)
x2 = 2305. Rate 1 units (MWh) (in Equivalent volume for each end user)
x3 = 2403. Split of rate 1 units between distribution time bands
x4 = 2305. Rate 2 units (MWh) (in Equivalent volume for each end user)
x5 = 2405. Split of rate 2 units between distribution time bands
x6 = 2305. Rate 3 units (MWh) (in Equivalent volume for each end user)
x7 = 2406. Split of rate 3 units between distribution time bands (default)
x8 = 2401. Annual hours by distribution time band (reconciled to days in year) (in Adjust annual hours by distribution time band to match days in year)
x9 = Use of distribution time bands by units in demand forecast for three-rate tariffs (in Calculation of implied load coefficients for three-rate users)
x10 = 1010. Days in the charging year (in Financial and general assumptions)
Kind: | Calculation |  |  | Calculation
Formula: | =IF(x1>0,(x2*x3+x4*x5+x6*x7)/x1,0) |  |  | =IF(x8>0,x9*x10*24/x8,0)
Use of distribution time bands by units in demand forecast for three-rate tariffs
| Red | Amber | Green | Peak band load coefficient for three-rate tariffs
LV Network Domestic | 0% | 0% | 0% | 0
LV Network Non-Domestic Non-CT | 0% | 0% | 0% | 0
LV HH Metered | 0% | 0% | 0% | 0
LV Sub HH Metered | 0% | 0% | 0% | 0
HV HH Metered | 0% | 0% | 0% | 0
2411. Calculation of adjusted time band load coefficients
Data sources:
x1 = 2408. Peak band load coefficient for one-rate tariffs (in Calculation of implied load coefficients for one-rate users)
x2 = 2409. Peak band load coefficient for two-rate tariffs (in Calculation of implied load coefficients for two-rate users)
x3 = 2410. Peak band load coefficient for three-rate tariffs (in Calculation of implied load coefficients for three-rate users)
x4 = Peak band load coefficient (in Calculation of adjusted time band load coefficients)
x5 = 2302. Load coefficient
Kind: | Combine tables | Calculation
Formula: | = x1 or x2 or x3 | =IF(x4<>0,x5/x4,IF(x5<0,-1,1))
| Peak band load coefficient | Load coefficient correction factor (kW at peak in band / band average kW)
Domestic Unrestricted | 0 | 0
Domestic Two Rate | 0 | 0
Domestic Off Peak (related MPAN) |  | 0
Small Non Domestic Unrestricted | 0 | 0
Small Non Domestic Two Rate | 0 | 0
Small Non Domestic Off Peak (related MPAN) |  | 0
LV Medium Non-Domestic | 0 | 0
LV Sub Medium Non-Domestic | 0 | 0
HV Medium Non-Domestic | 0 | 0
LV Network Domestic | 0 | 0
LV Network Non-Domestic Non-CT | 0 | 0
LV HH Metered | 0 | 0
LV Sub HH Metered | 0 | 0
HV HH Metered | 0 | 0
LV Generation Non-Intermittent |  | 0
LV Sub Generation Non-Intermittent |  | 0
HV Generation Non-Intermittent |  | 0
2412. Normalisation of peaking probabilities
Data sources:
x1 = 1069. Red, amber and green peaking probabilities (in Peaking probabilities by network level)
x2 = Total probability (should be 100%) (in Normalisation of peaking probabilities)
x3 = 1068. Typical annual hours by distribution time band
x4 = 2401. Total hours in the year according to time band hours input data (in Adjust annual hours by distribution time band to match days in year)
Kind: | Cell summation | Calculation
Formula: | =SUM(x1) | =IF(x2,x1/x2,x3/x4)
Normalised peaking probabilities
| Total probability (should be 100%) | Red | Amber | Green
GSPs | 0% | 0% | 0% | 0%
132kV | 0% | 0% | 0% | 0%
132kV/EHV | 0% | 0% | 0% | 0%
EHV | 0% | 0% | 0% | 0%
EHV/HV | 0% | 0% | 0% | 0%
132kV/HV | 0% | 0% | 0% | 0%
HV | 0% | 0% | 0% | 0%
HV/LV | 0% | 0% | 0% | 0%
LV circuits | 0% | 0% | 0% | 0%
2413. Peaking probabilities by network level (reshaped)
Data sources:
x1 = 2412. Normalised peaking probabilities (in Normalisation of peaking probabilities)
Reshape table = x1
| GSPs | Red | Amber | Green | 132kV | Red | Amber | Green | 132kV/EHV | Red | Amber | Green | EHV | Red | Amber | Green | EHV/HV | Red | Amber | Green | 132kV/HV | Red | Amber | Green | HV | Red | Amber | Green | HV/LV | Red | Amber | Green | LV circuits | Red | Amber | Green
Probability of peak within timeband |  | 0% | 0% | 0% |  | 0% | 0% | 0% |  | 0% | 0% | 0% |  | 0% | 0% | 0% |  | 0% | 0% | 0% |  | 0% | 0% | 0% |  | 0% | 0% | 0% |  | 0% | 0% | 0% |  | 0% | 0% | 0%
2414. Pseudo load coefficient by time band and network level
Data sources:
x1 = 2401. Annual hours by distribution time band (reconciled to days in year) (in Adjust annual hours by distribution time band to match days in year)
x2 = 2411. Load coefficient correction factor (kW at peak in band / band average kW) (in Calculation of adjusted time band load coefficients)
x3 = 2413. Peaking probabilities by network level (reshaped)
x4 = 1010. Days in the charging year (in Financial and general assumptions)
Calculation =IF(x1>0,x2*x3*24*x4/x1,0)
| GSPs | Red | Amber | Green | 132kV | Red | Amber | Green | 132kV/EHV | Red | Amber | Green | EHV | Red | Amber | Green | EHV/HV | Red | Amber | Green | 132kV/HV | Red | Amber | Green | HV | Red | Amber | Green | HV/LV | Red | Amber | Green | LV circuits | Red | Amber | Green
Domestic Unrestricted |  | 0 | 0 | 0 |  | 0 | 0 | 0 |  | 0 | 0 | 0 |  | 0 | 0 | 0 |  | 0 | 0 | 0 |  | 0 | 0 | 0 |  | 0 | 0 | 0 |  | 0 | 0 | 0 |  | 0 | 0 | 0
Domestic Two Rate |  | 0 | 0 | 0 |  | 0 | 0 | 0 |  | 0 | 0 | 0 |  | 0 | 0 | 0 |  | 0 | 0 | 0 |  | 0 | 0 | 0 |  | 0 | 0 | 0 |  | 0 | 0 | 0 |  | 0 | 0 | 0
Domestic Off Peak (related MPAN) |  | 0 | 0 | 0 |  | 0 | 0 | 0 |  | 0 | 0 | 0 |  | 0 | 0 | 0 |  | 0 | 0 | 0 |  | 0 | 0 | 0 |  | 0 | 0 | 0 |  | 0 | 0 | 0 |  | 0 | 0 | 0
Small Non Domestic Unrestricted |  | 0 | 0 | 0 |  | 0 | 0 | 0 |  | 0 | 0 | 0 |  | 0 | 0 | 0 |  | 0 | 0 | 0 |  | 0 | 0 | 0 |  | 0 | 0 | 0 |  | 0 | 0 | 0 |  | 0 | 0 | 0
Small Non Domestic Two Rate |  | 0 | 0 | 0 |  | 0 | 0 | 0 |  | 0 | 0 | 0 |  | 0 | 0 | 0 |  | 0 | 0 | 0 |  | 0 | 0 | 0 |  | 0 | 0 | 0 |  | 0 | 0 | 0 |  | 0 | 0 | 0
Small Non Domestic Off Peak (related MPAN) |  | 0 | 0 | 0 |  | 0 | 0 | 0 |  | 0 | 0 | 0 |  | 0 | 0 | 0 |  | 0 | 0 | 0 |  | 0 | 0 | 0 |  | 0 | 0 | 0 |  | 0 | 0 | 0 |  | 0 | 0 | 0
LV Medium Non-Domestic |  | 0 | 0 | 0 |  | 0 | 0 | 0 |  | 0 | 0 | 0 |  | 0 | 0 | 0 |  | 0 | 0 | 0 |  | 0 | 0 | 0 |  | 0 | 0 | 0 |  | 0 | 0 | 0 |  | 0 | 0 | 0
LV Sub Medium Non-Domestic |  | 0 | 0 | 0 |  | 0 | 0 | 0 |  | 0 | 0 | 0 |  | 0 | 0 | 0 |  | 0 | 0 | 0 |  | 0 | 0 | 0 |  | 0 | 0 | 0 |  | 0 | 0 | 0 |  | 0 | 0 | 0
HV Medium Non-Domestic |  | 0 | 0 | 0 |  | 0 | 0 | 0 |  | 0 | 0 | 0 |  | 0 | 0 | 0 |  | 0 | 0 | 0 |  | 0 | 0 | 0 |  | 0 | 0 | 0 |  | 0 | 0 | 0 |  | 0 | 0 | 0
LV Network Domestic |  | 0 | 0 | 0 |  | 0 | 0 | 0 |  | 0 | 0 | 0 |  | 0 | 0 | 0 |  | 0 | 0 | 0 |  | 0 | 0 | 0 |  | 0 | 0 | 0 |  | 0 | 0 | 0 |  | 0 | 0 | 0
LV Network Non-Domestic Non-CT |  | 0 | 0 | 0 |  | 0 | 0 | 0 |  | 0 | 0 | 0 |  | 0 | 0 | 0 |  | 0 | 0 | 0 |  | 0 | 0 | 0 |  | 0 | 0 | 0 |  | 0 | 0 | 0 |  | 0 | 0 | 0
LV HH Metered |  | 0 | 0 | 0 |  | 0 | 0 | 0 |  | 0 | 0 | 0 |  | 0 | 0 | 0 |  | 0 | 0 | 0 |  | 0 | 0 | 0 |  | 0 | 0 | 0 |  | 0 | 0 | 0 |  | 0 | 0 | 0
LV Sub HH Metered |  | 0 | 0 | 0 |  | 0 | 0 | 0 |  | 0 | 0 | 0 |  | 0 | 0 | 0 |  | 0 | 0 | 0 |  | 0 | 0 | 0 |  | 0 | 0 | 0 |  | 0 | 0 | 0 |  | 0 | 0 | 0
HV HH Metered |  | 0 | 0 | 0 |  | 0 | 0 | 0 |  | 0 | 0 | 0 |  | 0 | 0 | 0 |  | 0 | 0 | 0 |  | 0 | 0 | 0 |  | 0 | 0 | 0 |  | 0 | 0 | 0 |  | 0 | 0 | 0
LV Generation Non-Intermittent |  | 0 | 0 | 0 |  | 0 | 0 | 0 |  | 0 | 0 | 0 |  | 0 | 0 | 0 |  | 0 | 0 | 0 |  | 0 | 0 | 0 |  | 0 | 0 | 0 |  | 0 | 0 | 0 |  | 0 | 0 | 0
LV Sub Generation Non-Intermittent |  | 0 | 0 | 0 |  | 0 | 0 | 0 |  | 0 | 0 | 0 |  | 0 | 0 | 0 |  | 0 | 0 | 0 |  | 0 | 0 | 0 |  | 0 | 0 | 0 |  | 0 | 0 | 0 |  | 0 | 0 | 0
HV Generation Non-Intermittent |  | 0 | 0 | 0 |  | 0 | 0 | 0 |  | 0 | 0 | 0 |  | 0 | 0 | 0 |  | 0 | 0 | 0 |  | 0 | 0 | 0 |  | 0 | 0 | 0 |  | 0 | 0 | 0 |  | 0 | 0 | 0
2415. Single rate non half hourly pseudo timeband load coefficients
Data sources:
x1 = 2414. Pseudo load coefficient by time band and network level
Copy cells = x1
| GSPs | Red | Amber | Green | 132kV | Red | Amber | Green | 132kV/EHV | Red | Amber | Green | EHV | Red | Amber | Green | EHV/HV | Red | Amber | Green | 132kV/HV | Red | Amber | Green | HV | Red | Amber | Green | HV/LV | Red | Amber | Green | LV circuits | Red | Amber | Green
Domestic Unrestricted |  | 0 | 0 | 0 |  | 0 | 0 | 0 |  | 0 | 0 | 0 |  | 0 | 0 | 0 |  | 0 | 0 | 0 |  | 0 | 0 | 0 |  | 0 | 0 | 0 |  | 0 | 0 | 0 |  | 0 | 0 | 0
Small Non Domestic Unrestricted |  | 0 | 0 | 0 |  | 0 | 0 | 0 |  | 0 | 0 | 0 |  | 0 | 0 | 0 |  | 0 | 0 | 0 |  | 0 | 0 | 0 |  | 0 | 0 | 0 |  | 0 | 0 | 0 |  | 0 | 0 | 0
2416. Single rate non half hourly units (MWh)
Data sources:
x1 = 2407. All units (MWh)
Copy cells = x1
Single rate non half hourly units (MWh)
Domestic Unrestricted | 0
Small Non Domestic Unrestricted | 0
2417. Single rate non half hourly timeband use
Data sources:
x1 = 2403. Split of rate 1 units between distribution time bands
Copy cells = x1
| Red | Amber | Green
Domestic Unrestricted | 0% | 0% | 0%
Small Non Domestic Unrestricted | 0% | 0% | 0%
2418. Single rate non half hourly tariff pseudo load coefficient
Data sources:
x1 = 2415. Single rate non half hourly pseudo timeband load coefficients
x2 = 2417. Single rate non half hourly timeband use
Sum-product calculation =SUMPRODUCT(x1, x2)
| GSPs | 132kV | 132kV/EHV | EHV | EHV/HV | 132kV/HV | HV | HV/LV | LV circuits
Domestic Unrestricted | 0 | 0 | 0 | 0 | 0 | 0 | 0 | 0 | 0
Small Non Domestic Unrestricted | 0 | 0 | 0 | 0 | 0 | 0 | 0 | 0 | 0
2419. Multi rate non half hourly units (MWh)
Data sources:
x1 = 2407. All units (MWh)
Copy cells = x1
Multi rate non half hourly units (MWh)
Domestic Two Rate | 0
Small Non Domestic Two Rate | 0
2420. Multi rate non half hourly pseudo timeband load coefficients
Data sources:
x1 = 2414. Pseudo load coefficient by time band and network level
Copy cells = x1
| GSPs | Red | Amber | Green | 132kV | Red | Amber | Green | 132kV/EHV | Red | Amber | Green | EHV | Red | Amber | Green | EHV/HV | Red | Amber | Green | 132kV/HV | Red | Amber | Green | HV | Red | Amber | Green | HV/LV | Red | Amber | Green | LV circuits | Red | Amber | Green
Domestic Two Rate |  | 0 | 0 | 0 |  | 0 | 0 | 0 |  | 0 | 0 | 0 |  | 0 | 0 | 0 |  | 0 | 0 | 0 |  | 0 | 0 | 0 |  | 0 | 0 | 0 |  | 0 | 0 | 0 |  | 0 | 0 | 0
Small Non Domestic Two Rate |  | 0 | 0 | 0 |  | 0 | 0 | 0 |  | 0 | 0 | 0 |  | 0 | 0 | 0 |  | 0 | 0 | 0 |  | 0 | 0 | 0 |  | 0 | 0 | 0 |  | 0 | 0 | 0 |  | 0 | 0 | 0
2421. Multi rate non half hourly timeband use
Data sources:
x1 = 2409. Use of distribution time bands by units in demand forecast for two-rate tariffs (in Calculation of implied load coefficients for two-rate users)
Copy cells = x1
| Red | Amber | Green
Domestic Two Rate | 0% | 0% | 0%
Small Non Domestic Two Rate | 0% | 0% | 0%
2422. Multi rate non half hourly tariff pseudo load coefficient
Data sources:
x1 = 2420. Multi rate non half hourly pseudo timeband load coefficients
x2 = 2421. Multi rate non half hourly timeband use
Sum-product calculation =SUMPRODUCT(x1, x2)
| GSPs | 132kV | 132kV/EHV | EHV | EHV/HV | 132kV/HV | HV | HV/LV | LV circuits
Domestic Two Rate | 0 | 0 | 0 | 0 | 0 | 0 | 0 | 0 | 0
Small Non Domestic Two Rate | 0 | 0 | 0 | 0 | 0 | 0 | 0 | 0 | 0
2423. Off-peak non half hourly units (MWh)
Data sources:
x1 = 2407. All units (MWh)
Copy cells = x1
Off-peak non half hourly units (MWh)
Domestic Off Peak (related MPAN) | 0
Small Non Domestic Off Peak (related MPAN) | 0
2424. Off-peak non half hourly pseudo timeband load coefficients
Data sources:
x1 = 2414. Pseudo load coefficient by time band and network level
Copy cells = x1
| GSPs | Red | Amber | Green | 132kV | Red | Amber | Green | 132kV/EHV | Red | Amber | Green | EHV | Red | Amber | Green | EHV/HV | Red | Amber | Green | 132kV/HV | Red | Amber | Green | HV | Red | Amber | Green | HV/LV | Red | Amber | Green | LV circuits | Red | Amber | Green
Domestic Off Peak (related MPAN) |  | 0 | 0 | 0 |  | 0 | 0 | 0 |  | 0 | 0 | 0 |  | 0 | 0 | 0 |  | 0 | 0 | 0 |  | 0 | 0 | 0 |  | 0 | 0 | 0 |  | 0 | 0 | 0 |  | 0 | 0 | 0
Small Non Domestic Off Peak (related MPAN) |  | 0 | 0 | 0 |  | 0 | 0 | 0 |  | 0 | 0 | 0 |  | 0 | 0 | 0 |  | 0 | 0 | 0 |  | 0 | 0 | 0 |  | 0 | 0 | 0 |  | 0 | 0 | 0 |  | 0 | 0 | 0
2425. Off-peak non half hourly timeband use
Data sources:
x1 = 2403. Split of rate 1 units between distribution time bands
Copy cells = x1
| Red | Amber | Green
Domestic Off Peak (related MPAN) | 0% | 0% | 0%
Small Non Domestic Off Peak (related MPAN) | 0% | 0% | 0%
2426. Off-peak non half hourly tariff pseudo load coefficient
Data sources:
x1 = 2424. Off-peak non half hourly pseudo timeband load coefficients
x2 = 2425. Off-peak non half hourly timeband use
Sum-product calculation =SUMPRODUCT(x1, x2)
| GSPs | 132kV | 132kV/EHV | EHV | EHV/HV | 132kV/HV | HV | HV/LV | LV circuits
Domestic Off Peak (related MPAN) | 0 | 0 | 0 | 0 | 0 | 0 | 0 | 0 | 0
Small Non Domestic Off Peak (related MPAN) | 0 | 0 | 0 | 0 | 0 | 0 | 0 | 0 | 0
2427. Aggregated half hourly units (MWh)
Data sources:
x1 = 2407. All units (MWh)
Copy cells = x1
Aggregated half hourly units (MWh)
LV Network Domestic | 0
LV Network Non-Domestic Non-CT | 0
2428. Aggregated half hourly pseudo timeband load coefficients
Data sources:
x1 = 2414. Pseudo load coefficient by time band and network level
Copy cells = x1
| GSPs | Red | Amber | Green | 132kV | Red | Amber | Green | 132kV/EHV | Red | Amber | Green | EHV | Red | Amber | Green | EHV/HV | Red | Amber | Green | 132kV/HV | Red | Amber | Green | HV | Red | Amber | Green | HV/LV | Red | Amber | Green | LV circuits | Red | Amber | Green
LV Network Domestic |  | 0 | 0 | 0 |  | 0 | 0 | 0 |  | 0 | 0 | 0 |  | 0 | 0 | 0 |  | 0 | 0 | 0 |  | 0 | 0 | 0 |  | 0 | 0 | 0 |  | 0 | 0 | 0 |  | 0 | 0 | 0
LV Network Non-Domestic Non-CT |  | 0 | 0 | 0 |  | 0 | 0 | 0 |  | 0 | 0 | 0 |  | 0 | 0 | 0 |  | 0 | 0 | 0 |  | 0 | 0 | 0 |  | 0 | 0 | 0 |  | 0 | 0 | 0 |  | 0 | 0 | 0
2429. Aggregated half hourly timeband use
Data sources:
x1 = 2410. Use of distribution time bands by units in demand forecast for three-rate tariffs (in Calculation of implied load coefficients for three-rate users)
Copy cells = x1
| Red | Amber | Green
LV Network Domestic | 0% | 0% | 0%
LV Network Non-Domestic Non-CT | 0% | 0% | 0%
2430. Aggregated half hourly tariff pseudo load coefficient
Data sources:
x1 = 2428. Aggregated half hourly pseudo timeband load coefficients
x2 = 2429. Aggregated half hourly timeband use
Sum-product calculation =SUMPRODUCT(x1, x2)
| GSPs | 132kV | 132kV/EHV | EHV | EHV/HV | 132kV/HV | HV | HV/LV | LV circuits
LV Network Domestic | 0 | 0 | 0 | 0 | 0 | 0 | 0 | 0 | 0
LV Network Non-Domestic Non-CT | 0 | 0 | 0 | 0 | 0 | 0 | 0 | 0 | 0
2431. Average non half hourly tariff pseudo load coefficient
Data sources:
x1 = 2416. Single rate non half hourly units (MWh)
x2 = 2418. Single rate non half hourly tariff pseudo load coefficient
x3 = 2419. Multi rate non half hourly units (MWh)
x4 = 2422. Multi rate non half hourly tariff pseudo load coefficient
x5 = 2423. Off-peak non half hourly units (MWh)
x6 = 2426. Off-peak non half hourly tariff pseudo load coefficient
Calculation =(x1*x2+x3*x4+x5*x6)/(x1+x3+x5)
| GSPs | 132kV | 132kV/EHV | EHV | EHV/HV | 132kV/HV | HV | HV/LV | LV circuits
Domestic equalisation group | 0 | 0 | 0 | 0 | 0 | 0 | 0 | 0 | 0
Non-domestic equalisation group | 0 | 0 | 0 | 0 | 0 | 0 | 0 | 0 | 0
2432. Average non half hourly timeband use
Data sources:
x1 = 2416. Single rate non half hourly units (MWh)
x2 = 2417. Single rate non half hourly timeband use
x3 = 2419. Multi rate non half hourly units (MWh)
x4 = 2421. Multi rate non half hourly timeband use
x5 = 2423. Off-peak non half hourly units (MWh)
x6 = 2425. Off-peak non half hourly timeband use
Calculation =(x1*x2+x3*x4+x5*x6)/(x1+x3+x5)
| Red | Amber | Green
LV Network Domestic | 0% | 0% | 0%
LV Network Non-Domestic Non-CT | 0% | 0% | 0%
2433. Aggregated half hourly tariff pseudo load coefficient using average non half hourly unit mix
Data sources:
x1 = 2428. Aggregated half hourly pseudo timeband load coefficients
x2 = 2432. Average non half hourly timeband use
Sum-product calculation =SUMPRODUCT(x1, x2)
| GSPs | 132kV | 132kV/EHV | EHV | EHV/HV | 132kV/HV | HV | HV/LV | LV circuits
LV Network Domestic | 0 | 0 | 0 | 0 | 0 | 0 | 0 | 0 | 0
LV Network Non-Domestic Non-CT | 0 | 0 | 0 | 0 | 0 | 0 | 0 | 0 | 0
2434. Relative correction factor for aggregated half hourly tariff
Data sources:
x1 = 2431. Average non half hourly tariff pseudo load coefficient
x2 = 2433. Aggregated half hourly tariff pseudo load coefficient using average non half hourly unit mix
Calculation =x1/x2
| GSPs | 132kV | 132kV/EHV | EHV | EHV/HV | 132kV/HV | HV | HV/LV | LV circuits
Domestic equalisation group | 0 | 0 | 0 | 0 | 0 | 0 | 0 | 0 | 0
Non-domestic equalisation group | 0 | 0 | 0 | 0 | 0 | 0 | 0 | 0 | 0
2435. Correction factor for non half hourly tariffs
Data sources:
x1 = 2416. Single rate non half hourly units (MWh)
x2 = 2418. Single rate non half hourly tariff pseudo load coefficient
x3 = 2419. Multi rate non half hourly units (MWh)
x4 = 2422. Multi rate non half hourly tariff pseudo load coefficient
x5 = 2423. Off-peak non half hourly units (MWh)
x6 = 2426. Off-peak non half hourly tariff pseudo load coefficient
x7 = 2427. Aggregated half hourly units (MWh)
x8 = 2430. Aggregated half hourly tariff pseudo load coefficient
x9 = 2434. Relative correction factor for aggregated half hourly tariff
Calculation =(x1*x2+x3*x4+x5*x6+x7*x8)/(x1*x2+x3*x4+x5*x6+x7*x8*x9)
| GSPs | 132kV | 132kV/EHV | EHV | EHV/HV | 132kV/HV | HV | HV/LV | LV circuits
Domestic equalisation group | 0 | 0 | 0 | 0 | 0 | 0 | 0 | 0 | 0
Non-domestic equalisation group | 0 | 0 | 0 | 0 | 0 | 0 | 0 | 0 | 0
2436. Single rate non half hourly corrected pseudo timeband load coefficient
Data sources:
x1 = 2415. Single rate non half hourly pseudo timeband load coefficients
x2 = 2435. Correction factor for non half hourly tariffs
Calculation =x1*x2
| GSPs | Red | Amber | Green | 132kV | Red | Amber | Green | 132kV/EHV | Red | Amber | Green | EHV | Red | Amber | Green | EHV/HV | Red | Amber | Green | 132kV/HV | Red | Amber | Green | HV | Red | Amber | Green | HV/LV | Red | Amber | Green | LV circuits | Red | Amber | Green
Domestic Unrestricted |  | 0 | 0 | 0 |  | 0 | 0 | 0 |  | 0 | 0 | 0 |  | 0 | 0 | 0 |  | 0 | 0 | 0 |  | 0 | 0 | 0 |  | 0 | 0 | 0 |  | 0 | 0 | 0 |  | 0 | 0 | 0
Small Non Domestic Unrestricted |  | 0 | 0 | 0 |  | 0 | 0 | 0 |  | 0 | 0 | 0 |  | 0 | 0 | 0 |  | 0 | 0 | 0 |  | 0 | 0 | 0 |  | 0 | 0 | 0 |  | 0 | 0 | 0 |  | 0 | 0 | 0
2437. Multi rate non half hourly corrected pseudo timeband load coefficient
Data sources:
x1 = 2420. Multi rate non half hourly pseudo timeband load coefficients
x2 = 2435. Correction factor for non half hourly tariffs
Calculation =x1*x2
| GSPs | Red | Amber | Green | 132kV | Red | Amber | Green | 132kV/EHV | Red | Amber | Green | EHV | Red | Amber | Green | EHV/HV | Red | Amber | Green | 132kV/HV | Red | Amber | Green | HV | Red | Amber | Green | HV/LV | Red | Amber | Green | LV circuits | Red | Amber | Green
Domestic Two Rate |  | 0 | 0 | 0 |  | 0 | 0 | 0 |  | 0 | 0 | 0 |  | 0 | 0 | 0 |  | 0 | 0 | 0 |  | 0 | 0 | 0 |  | 0 | 0 | 0 |  | 0 | 0 | 0 |  | 0 | 0 | 0
Small Non Domestic Two Rate |  | 0 | 0 | 0 |  | 0 | 0 | 0 |  | 0 | 0 | 0 |  | 0 | 0 | 0 |  | 0 | 0 | 0 |  | 0 | 0 | 0 |  | 0 | 0 | 0 |  | 0 | 0 | 0 |  | 0 | 0 | 0
2438. Off-peak non half hourly corrected pseudo timeband load coefficient
Data sources:
x1 = 2424. Off-peak non half hourly pseudo timeband load coefficients
x2 = 2435. Correction factor for non half hourly tariffs
Calculation =x1*x2
| GSPs | Red | Amber | Green | 132kV | Red | Amber | Green | 132kV/EHV | Red | Amber | Green | EHV | Red | Amber | Green | EHV/HV | Red | Amber | Green | 132kV/HV | Red | Amber | Green | HV | Red | Amber | Green | HV/LV | Red | Amber | Green | LV circuits | Red | Amber | Green
Domestic Off Peak (related MPAN) |  | 0 | 0 | 0 |  | 0 | 0 | 0 |  | 0 | 0 | 0 |  | 0 | 0 | 0 |  | 0 | 0 | 0 |  | 0 | 0 | 0 |  | 0 | 0 | 0 |  | 0 | 0 | 0 |  | 0 | 0 | 0
Small Non Domestic Off Peak (related MPAN) |  | 0 | 0 | 0 |  | 0 | 0 | 0 |  | 0 | 0 | 0 |  | 0 | 0 | 0 |  | 0 | 0 | 0 |  | 0 | 0 | 0 |  | 0 | 0 | 0 |  | 0 | 0 | 0 |  | 0 | 0 | 0
2439. Aggregated half hourly corrected pseudo timeband load coefficient
Data sources:
x1 = 2428. Aggregated half hourly pseudo timeband load coefficients
x2 = 2435. Correction factor for non half hourly tariffs
x3 = 2434. Relative correction factor for aggregated half hourly tariff
Calculation =x1*x2*x3
| GSPs | Red | Amber | Green | 132kV | Red | Amber | Green | 132kV/EHV | Red | Amber | Green | EHV | Red | Amber | Green | EHV/HV | Red | Amber | Green | 132kV/HV | Red | Amber | Green | HV | Red | Amber | Green | HV/LV | Red | Amber | Green | LV circuits | Red | Amber | Green
LV Network Domestic |  | 0 | 0 | 0 |  | 0 | 0 | 0 |  | 0 | 0 | 0 |  | 0 | 0 | 0 |  | 0 | 0 | 0 |  | 0 | 0 | 0 |  | 0 | 0 | 0 |  | 0 | 0 | 0 |  | 0 | 0 | 0
LV Network Non-Domestic Non-CT |  | 0 | 0 | 0 |  | 0 | 0 | 0 |  | 0 | 0 | 0 |  | 0 | 0 | 0 |  | 0 | 0 | 0 |  | 0 | 0 | 0 |  | 0 | 0 | 0 |  | 0 | 0 | 0 |  | 0 | 0 | 0
2440. Pseudo load coefficient by time band and network level (equalised)
Data sources:
x1 = 2436. Single rate non half hourly corrected pseudo timeband load coefficient
x2 = 2437. Multi rate non half hourly corrected pseudo timeband load coefficient
x3 = 2438. Off-peak non half hourly corrected pseudo timeband load coefficient
x4 = 2439. Aggregated half hourly corrected pseudo timeband load coefficient
x5 = 2414. Pseudo load coefficient by time band and network level
Combine tables = x1 or x2 or x3 or x4 or x5
| GSPs | Red | Amber | Green | 132kV | Red | Amber | Green | 132kV/EHV | Red | Amber | Green | EHV | Red | Amber | Green | EHV/HV | Red | Amber | Green | 132kV/HV | Red | Amber | Green | HV | Red | Amber | Green | HV/LV | Red | Amber | Green | LV circuits | Red | Amber | Green
Domestic Unrestricted |  | 0 | 0 | 0 |  | 0 | 0 | 0 |  | 0 | 0 | 0 |  | 0 | 0 | 0 |  | 0 | 0 | 0 |  | 0 | 0 | 0 |  | 0 | 0 | 0 |  | 0 | 0 | 0 |  | 0 | 0 | 0
Domestic Two Rate |  | 0 | 0 | 0 |  | 0 | 0 | 0 |  | 0 | 0 | 0 |  | 0 | 0 | 0 |  | 0 | 0 | 0 |  | 0 | 0 | 0 |  | 0 | 0 | 0 |  | 0 | 0 | 0 |  | 0 | 0 | 0
Domestic Off Peak (related MPAN) |  | 0 | 0 | 0 |  | 0 | 0 | 0 |  | 0 | 0 | 0 |  | 0 | 0 | 0 |  | 0 | 0 | 0 |  | 0 | 0 | 0 |  | 0 | 0 | 0 |  | 0 | 0 | 0 |  | 0 | 0 | 0
Small Non Domestic Unrestricted |  | 0 | 0 | 0 |  | 0 | 0 | 0 |  | 0 | 0 | 0 |  | 0 | 0 | 0 |  | 0 | 0 | 0 |  | 0 | 0 | 0 |  | 0 | 0 | 0 |  | 0 | 0 | 0 |  | 0 | 0 | 0
Small Non Domestic Two Rate |  | 0 | 0 | 0 |  | 0 | 0 | 0 |  | 0 | 0 | 0 |  | 0 | 0 | 0 |  | 0 | 0 | 0 |  | 0 | 0 | 0 |  | 0 | 0 | 0 |  | 0 | 0 | 0 |  | 0 | 0 | 0
Small Non Domestic Off Peak (related MPAN) |  | 0 | 0 | 0 |  | 0 | 0 | 0 |  | 0 | 0 | 0 |  | 0 | 0 | 0 |  | 0 | 0 | 0 |  | 0 | 0 | 0 |  | 0 | 0 | 0 |  | 0 | 0 | 0 |  | 0 | 0 | 0
LV Medium Non-Domestic |  | 0 | 0 | 0 |  | 0 | 0 | 0 |  | 0 | 0 | 0 |  | 0 | 0 | 0 |  | 0 | 0 | 0 |  | 0 | 0 | 0 |  | 0 | 0 | 0 |  | 0 | 0 | 0 |  | 0 | 0 | 0
LV Sub Medium Non-Domestic |  | 0 | 0 | 0 |  | 0 | 0 | 0 |  | 0 | 0 | 0 |  | 0 | 0 | 0 |  | 0 | 0 | 0 |  | 0 | 0 | 0 |  | 0 | 0 | 0 |  | 0 | 0 | 0 |  | 0 | 0 | 0
HV Medium Non-Domestic |  | 0 | 0 | 0 |  | 0 | 0 | 0 |  | 0 | 0 | 0 |  | 0 | 0 | 0 |  | 0 | 0 | 0 |  | 0 | 0 | 0 |  | 0 | 0 | 0 |  | 0 | 0 | 0 |  | 0 | 0 | 0
LV Network Domestic |  | 0 | 0 | 0 |  | 0 | 0 | 0 |  | 0 | 0 | 0 |  | 0 | 0 | 0 |  | 0 | 0 | 0 |  | 0 | 0 | 0 |  | 0 | 0 | 0 |  | 0 | 0 | 0 |  | 0 | 0 | 0
LV Network Non-Domestic Non-CT |  | 0 | 0 | 0 |  | 0 | 0 | 0 |  | 0 | 0 | 0 |  | 0 | 0 | 0 |  | 0 | 0 | 0 |  | 0 | 0 | 0 |  | 0 | 0 | 0 |  | 0 | 0 | 0 |  | 0 | 0 | 0
LV HH Metered |  | 0 | 0 | 0 |  | 0 | 0 | 0 |  | 0 | 0 | 0 |  | 0 | 0 | 0 |  | 0 | 0 | 0 |  | 0 | 0 | 0 |  | 0 | 0 | 0 |  | 0 | 0 | 0 |  | 0 | 0 | 0
LV Sub HH Metered |  | 0 | 0 | 0 |  | 0 | 0 | 0 |  | 0 | 0 | 0 |  | 0 | 0 | 0 |  | 0 | 0 | 0 |  | 0 | 0 | 0 |  | 0 | 0 | 0 |  | 0 | 0 | 0 |  | 0 | 0 | 0
HV HH Metered |  | 0 | 0 | 0 |  | 0 | 0 | 0 |  | 0 | 0 | 0 |  | 0 | 0 | 0 |  | 0 | 0 | 0 |  | 0 | 0 | 0 |  | 0 | 0 | 0 |  | 0 | 0 | 0 |  | 0 | 0 | 0
LV Generation Non-Intermittent |  | 0 | 0 | 0 |  | 0 | 0 | 0 |  | 0 | 0 | 0 |  | 0 | 0 | 0 |  | 0 | 0 | 0 |  | 0 | 0 | 0 |  | 0 | 0 | 0 |  | 0 | 0 | 0 |  | 0 | 0 | 0
LV Sub Generation Non-Intermittent |  | 0 | 0 | 0 |  | 0 | 0 | 0 |  | 0 | 0 | 0 |  | 0 | 0 | 0 |  | 0 | 0 | 0 |  | 0 | 0 | 0 |  | 0 | 0 | 0 |  | 0 | 0 | 0 |  | 0 | 0 | 0
HV Generation Non-Intermittent |  | 0 | 0 | 0 |  | 0 | 0 | 0 |  | 0 | 0 | 0 |  | 0 | 0 | 0 |  | 0 | 0 | 0 |  | 0 | 0 | 0 |  | 0 | 0 | 0 |  | 0 | 0 | 0 |  | 0 | 0 | 0
2441. Unit rate 1 pseudo load coefficient by network level
Data sources:
x1 = 2440. Pseudo load coefficient by time band and network level (equalised)
x2 = 2403. Split of rate 1 units between distribution time bands
Sum-product calculation =SUMPRODUCT(x1, x2)
| GSPs | 132kV | 132kV/EHV | EHV | EHV/HV | 132kV/HV | HV | HV/LV | LV circuits
Domestic Unrestricted | 0 | 0 | 0 | 0 | 0 | 0 | 0 | 0 | 0
Domestic Two Rate | 0 | 0 | 0 | 0 | 0 | 0 | 0 | 0 | 0
Domestic Off Peak (related MPAN) | 0 | 0 | 0 | 0 | 0 | 0 | 0 | 0 | 0
Small Non Domestic Unrestricted | 0 | 0 | 0 | 0 | 0 | 0 | 0 | 0 | 0
Small Non Domestic Two Rate | 0 | 0 | 0 | 0 | 0 | 0 | 0 | 0 | 0
Small Non Domestic Off Peak (related MPAN) | 0 | 0 | 0 | 0 | 0 | 0 | 0 | 0 | 0
LV Medium Non-Domestic | 0 | 0 | 0 | 0 | 0 | 0 | 0 | 0 | 0
LV Sub Medium Non-Domestic | 0 | 0 | 0 | 0 | 0 | 0 | 0 | 0 | 0
HV Medium Non-Domestic | 0 | 0 | 0 | 0 | 0 | 0 | 0 | 0 | 0
LV Network Domestic | 0 | 0 | 0 | 0 | 0 | 0 | 0 | 0 | 0
LV Network Non-Domestic Non-CT | 0 | 0 | 0 | 0 | 0 | 0 | 0 | 0 | 0
LV HH Metered | 0 | 0 | 0 | 0 | 0 | 0 | 0 | 0 | 0
LV Sub HH Metered | 0 | 0 | 0 | 0 | 0 | 0 | 0 | 0 | 0
HV HH Metered | 0 | 0 | 0 | 0 | 0 | 0 | 0 | 0 | 0
LV Generation Non-Intermittent | 0 | 0 | 0 | 0 | 0 | 0 | 0 | 0 | 0
LV Sub Generation Non-Intermittent | 0 | 0 | 0 | 0 | 0 | 0 | 0 | 0 | 0
HV Generation Non-Intermittent | 0 | 0 | 0 | 0 | 0 | 0 | 0 | 0 | 0
2442. Unit rate 2 pseudo load coefficient by network level
Data sources:
x1 = 2440. Pseudo load coefficient by time band and network level (equalised)
x2 = 2405. Split of rate 2 units between distribution time bands
Sum-product calculation =SUMPRODUCT(x1, x2)
| GSPs | 132kV | 132kV/EHV | EHV | EHV/HV | 132kV/HV | HV | HV/LV | LV circuits
Domestic Two Rate | 0 | 0 | 0 | 0 | 0 | 0 | 0 | 0 | 0
Small Non Domestic Two Rate | 0 | 0 | 0 | 0 | 0 | 0 | 0 | 0 | 0
LV Medium Non-Domestic | 0 | 0 | 0 | 0 | 0 | 0 | 0 | 0 | 0
LV Sub Medium Non-Domestic | 0 | 0 | 0 | 0 | 0 | 0 | 0 | 0 | 0
HV Medium Non-Domestic | 0 | 0 | 0 | 0 | 0 | 0 | 0 | 0 | 0
LV Network Domestic | 0 | 0 | 0 | 0 | 0 | 0 | 0 | 0 | 0
LV Network Non-Domestic Non-CT | 0 | 0 | 0 | 0 | 0 | 0 | 0 | 0 | 0
LV HH Metered | 0 | 0 | 0 | 0 | 0 | 0 | 0 | 0 | 0
LV Sub HH Metered | 0 | 0 | 0 | 0 | 0 | 0 | 0 | 0 | 0
HV HH Metered | 0 | 0 | 0 | 0 | 0 | 0 | 0 | 0 | 0
LV Generation Non-Intermittent | 0 | 0 | 0 | 0 | 0 | 0 | 0 | 0 | 0
LV Sub Generation Non-Intermittent | 0 | 0 | 0 | 0 | 0 | 0 | 0 | 0 | 0
HV Generation Non-Intermittent | 0 | 0 | 0 | 0 | 0 | 0 | 0 | 0 | 0
2443. Unit rate 3 pseudo load coefficient by network level
Data sources:
x1 = 2440. Pseudo load coefficient by time band and network level (equalised)
x2 = 2406. Split of rate 3 units between distribution time bands (default)
Sum-product calculation =SUMPRODUCT(x1, x2)
| GSPs | 132kV | 132kV/EHV | EHV | EHV/HV | 132kV/HV | HV | HV/LV | LV circuits
LV Network Domestic | 0 | 0 | 0 | 0 | 0 | 0 | 0 | 0 | 0
LV Network Non-Domestic Non-CT | 0 | 0 | 0 | 0 | 0 | 0 | 0 | 0 | 0
LV HH Metered | 0 | 0 | 0 | 0 | 0 | 0 | 0 | 0 | 0
LV Sub HH Metered | 0 | 0 | 0 | 0 | 0 | 0 | 0 | 0 | 0
HV HH Metered | 0 | 0 | 0 | 0 | 0 | 0 | 0 | 0 | 0
LV Generation Non-Intermittent | 0 | 0 | 0 | 0 | 0 | 0 | 0 | 0 | 0
LV Sub Generation Non-Intermittent | 0 | 0 | 0 | 0 | 0 | 0 | 0 | 0 | 0
HV Generation Non-Intermittent | 0 | 0 | 0 | 0 | 0 | 0 | 0 | 0 | 0
2444. Adjust annual hours by special distribution time band to match days in year
Data sources:
x1 = 1066. Typical annual hours by special distribution time band
x2 = 1010. Days in the charging year (in Financial and general assumptions)
x3 = Total hours in the year according to special time band hours input data (in Adjust annual hours by special distribution time band to match days in year)
Kind: | Cell summation | Calculation
Formula: | =SUM(x1) | =x1*24*x2/x3
Annual hours by special distribution time band (reconciled to days in year)
| Hours aggregate | Black | Yellow | Green
Adjust annual hours by special distribution time band to match days in year | 0 | 0 | 0 | 0
2445. Normalisation of split of rate 1 units by special time band
Data sources:
x1 = 1064. Average split of rate 1 units by special distribution time band
x2 = Total split (in Normalisation of split of rate 1 units by special time band)
x3 = 2444. Annual hours by special distribution time band (reconciled to days in year) (in Adjust annual hours by special distribution time band to match days in year)
x4 = 1010. Days in the charging year (in Financial and general assumptions)
Kind: | Cell summation | Calculation
Formula: | =SUM(x1) | =IF(x2,x1/x2,x3/x4/24)
Normalised split of rate 1 units by special distribution time band
| Total split | Black | Yellow | Green
NHH UMS category A | 0% | 0% | 0% | 0%
NHH UMS category B | 0% | 0% | 0% | 0%
NHH UMS category C | 0% | 0% | 0% | 0%
NHH UMS category D | 0% | 0% | 0% | 0%
2446. Split of rate 1 units between special distribution time bands
Data sources:
x1 = 2445. Normalised split of rate 1 units by special distribution time band (in Normalisation of split of rate 1 units by special time band)
x2 = Split of rate 1 units between special distribution time bands (default)
Combine tables = x1 or x2
| Black | Yellow | Green
NHH UMS category A | 0% | 0% | 0%
NHH UMS category B | 0% | 0% | 0%
NHH UMS category C | 0% | 0% | 0%
NHH UMS category D | 0% | 0% | 0%
LV UMS (Pseudo HH Metered) | 100% | 0% | 0%
2447. Split of rate 2 units between special distribution time bands (default)
| Black | Yellow | Green
LV UMS (Pseudo HH Metered) | 0% | 100% | 0%
2448. Split of rate 3 units between special distribution time bands (default)
| Black | Yellow | Green
LV UMS (Pseudo HH Metered) | 0% | 0% | 100%
2449. Calculation of implied special load coefficients for one-rate users
Data sources:
x1 = 2407. All units (MWh)
x2 = 2305. Rate 1 units (MWh) (in Equivalent volume for each end user)
x3 = 2446. Split of rate 1 units between special distribution time bands
x4 = 2444. Annual hours by special distribution time band (reconciled to days in year) (in Adjust annual hours by special distribution time band to match days in year)
x5 = Use of special distribution time bands by units in demand forecast for one-rate tariffs (in Calculation of implied special load coefficients for one-rate users)
x6 = 1010. Days in the charging year (in Financial and general assumptions)
Kind: | Calculation |  |  | Calculation
Formula: | =IF(x1>0,(x2*x3)/x1,0) |  |  | =IF(x4>0,x5*x6*24/x4,0)
Use of special distribution time bands by units in demand forecast for one-rate tariffs
| Black | Yellow | Green | Peak band special load coefficient for one-rate tariffs
NHH UMS category A | 0% | 0% | 0% | 0
NHH UMS category B | 0% | 0% | 0% | 0
NHH UMS category C | 0% | 0% | 0% | 0
NHH UMS category D | 0% | 0% | 0% | 0
2450. Calculation of implied special load coefficients for three-rate users
Data sources:
x1 = 2407. All units (MWh)
x2 = 2305. Rate 1 units (MWh) (in Equivalent volume for each end user)
x3 = 2446. Split of rate 1 units between special distribution time bands
x4 = 2305. Rate 2 units (MWh) (in Equivalent volume for each end user)
x5 = 2447. Split of rate 2 units between special distribution time bands (default)
x6 = 2305. Rate 3 units (MWh) (in Equivalent volume for each end user)
x7 = 2448. Split of rate 3 units between special distribution time bands (default)
x8 = 2444. Annual hours by special distribution time band (reconciled to days in year) (in Adjust annual hours by special distribution time band to match days in year)
x9 = Use of special distribution time bands by units in demand forecast for three-rate tariffs (in Calculation of implied special load coefficients for three-rate users)
x10 = 1010. Days in the charging year (in Financial and general assumptions)
Kind: | Calculation |  |  | Calculation
Formula: | =IF(x1>0,(x2*x3+x4*x5+x6*x7)/x1,0) |  |  | =IF(x8>0,x9*x10*24/x8,0)
Use of special distribution time bands by units in demand forecast for three-rate tariffs
| Black | Yellow | Green | Peak band special load coefficient for three-rate tariffs
LV UMS (Pseudo HH Metered) | 0% | 0% | 0% | 0
2451. Estimated contributions to peak demand
Data sources:
x1 = 2449. Peak band special load coefficient for one-rate tariffs (in Calculation of implied special load coefficients for one-rate users)
x2 = 2450. Peak band special load coefficient for three-rate tariffs (in Calculation of implied special load coefficients for three-rate users)
x3 = Peak band special load coefficient (in Estimated contributions to peak demand)
x4 = 2407. All units (MWh)
x5 = 1010. Days in the charging year (in Financial and general assumptions)
x6 = 2302. Load coefficient
Kind: | Combine tables | Calculation | Calculation
Formula: | = x1 or x2 | =x3*x4/24/x5*1000 | =x6*x4/24/x5*1000
| Peak band special load coefficient | Contribution to peak band kW | Contribution to system-peak-time kW
NHH UMS category A | 0 | 0 | 0
NHH UMS category B | 0 | 0 | 0
NHH UMS category C | 0 | 0 | 0
NHH UMS category D | 0 | 0 | 0
LV UMS (Pseudo HH Metered) | 0 | 0 | 0
2452. Load coefficient correction factor for the group
Data sources:
x1 = 2451. Contribution to peak band kW (in Estimated contributions to peak demand)
x2 = 2451. Contribution to system-peak-time kW (in Estimated contributions to peak demand)
Calculation =IF(SUM(x1),SUM(x2)/SUM(x1),0)
Load coefficient correction factor for the group
Load coefficient correction factor for the group | 0
2453. Calculation of special peaking probabilities
Data sources:
x1 = 2412. Normalised peaking probabilities (in Normalisation of peaking probabilities)
x2 = Amber peaking probabilities (in Calculation of special peaking probabilities)
x3 = 1010. Days in the charging year (in Financial and general assumptions)
x4 = 2401. Annual hours by distribution time band (reconciled to days in year) (in Adjust annual hours by distribution time band to match days in year)
x5 = 1069. Black peaking probabilities (in Peaking probabilities by network level)
x6 = Red peaking probabilities (in Calculation of special peaking probabilities)
x7 = Amber peaking rates (in Calculation of special peaking probabilities)
x8 = 2444. Annual hours by special distribution time band (reconciled to days in year) (in Adjust annual hours by special distribution time band to match days in year)
x9 = Yellow peaking probabilities (in Calculation of special peaking probabilities)
x10 = Green peaking probabilities (in Calculation of special peaking probabilities)
Kind: | Copy cells | Copy cells | Copy cells | Calculation | Calculation | Calculation
Formula: | =x1 | =x1 | =x1 | =x2*24*x3/x4 | =IF(x5,MAX(0,x2+x6-x5),x7*x8/x3/24) | =1-x9-x10
| Red peaking probabilities | Amber peaking probabilities | Green peaking probabilities | Amber peaking rates | Yellow peaking probabilities | Black peaking probabilities
GSPs | 0% | 0% | 0% | 0 | 0% | 0%
132kV | 0% | 0% | 0% | 0 | 0% | 0%
132kV/EHV | 0% | 0% | 0% | 0 | 0% | 0%
EHV | 0% | 0% | 0% | 0 | 0% | 0%
EHV/HV | 0% | 0% | 0% | 0 | 0% | 0%
132kV/HV | 0% | 0% | 0% | 0 | 0% | 0%
HV | 0% | 0% | 0% | 0 | 0% | 0%
HV/LV | 0% | 0% | 0% | 0 | 0% | 0%
LV circuits | 0% | 0% | 0% | 0 | 0% | 0%
2454. Special peaking probabilities by network level
Data sources:
x1 = 2453. Green peaking probabilities (in Calculation of special peaking probabilities)
x2 = 2453. Yellow peaking probabilities (in Calculation of special peaking probabilities)
x3 = 2453. Black peaking probabilities (in Calculation of special peaking probabilities)
Combine tables = x1 or x2 or x3
| Black | Yellow | Green
GSPs | 0% | 0% | 0%
132kV | 0% | 0% | 0%
132kV/EHV | 0% | 0% | 0%
EHV | 0% | 0% | 0%
EHV/HV | 0% | 0% | 0%
132kV/HV | 0% | 0% | 0%
HV | 0% | 0% | 0%
HV/LV | 0% | 0% | 0%
LV circuits | 0% | 0% | 0%
2455. Special peaking probabilities by network level (reshaped)
Data sources:
x1 = 2454. Special peaking probabilities by network level
Reshape table = x1
| GSPs | Black | Yellow | Green | 132kV | Black | Yellow | Green | 132kV/EHV | Black | Yellow | Green | EHV | Black | Yellow | Green | EHV/HV | Black | Yellow | Green | 132kV/HV | Black | Yellow | Green | HV | Black | Yellow | Green | HV/LV | Black | Yellow | Green | LV circuits | Black | Yellow | Green
Probability of peak within timeband |  | 0% | 0% | 0% |  | 0% | 0% | 0% |  | 0% | 0% | 0% |  | 0% | 0% | 0% |  | 0% | 0% | 0% |  | 0% | 0% | 0% |  | 0% | 0% | 0% |  | 0% | 0% | 0% |  | 0% | 0% | 0%
2456. Pseudo load coefficient by special time band and network level
Data sources:
x1 = 2444. Annual hours by special distribution time band (reconciled to days in year) (in Adjust annual hours by special distribution time band to match days in year)
x2 = 2452. Load coefficient correction factor for the group
x3 = 2455. Special peaking probabilities by network level (reshaped)
x4 = 1010. Days in the charging year (in Financial and general assumptions)
Calculation =IF(x1>0,x2*x3*24*x4/x1,0)
| GSPs | Black | Yellow | Green | 132kV | Black | Yellow | Green | 132kV/EHV | Black | Yellow | Green | EHV | Black | Yellow | Green | EHV/HV | Black | Yellow | Green | 132kV/HV | Black | Yellow | Green | HV | Black | Yellow | Green | HV/LV | Black | Yellow | Green | LV circuits | Black | Yellow | Green
Pseudo load coefficient by special time band and network level |  | 0 | 0 | 0 |  | 0 | 0 | 0 |  | 0 | 0 | 0 |  | 0 | 0 | 0 |  | 0 | 0 | 0 |  | 0 | 0 | 0 |  | 0 | 0 | 0 |  | 0 | 0 | 0 |  | 0 | 0 | 0
2457. Unit rate 1 pseudo load coefficient by network level (special)
Data sources:
x1 = 2456. Pseudo load coefficient by special time band and network level
x2 = 2446. Split of rate 1 units between special distribution time bands
Sum-product calculation =SUMPRODUCT(x1, x2)
| GSPs | 132kV | 132kV/EHV | EHV | EHV/HV | 132kV/HV | HV | HV/LV | LV circuits
NHH UMS category A | 0 | 0 | 0 | 0 | 0 | 0 | 0 | 0 | 0
NHH UMS category B | 0 | 0 | 0 | 0 | 0 | 0 | 0 | 0 | 0
NHH UMS category C | 0 | 0 | 0 | 0 | 0 | 0 | 0 | 0 | 0
NHH UMS category D | 0 | 0 | 0 | 0 | 0 | 0 | 0 | 0 | 0
LV UMS (Pseudo HH Metered) | 0 | 0 | 0 | 0 | 0 | 0 | 0 | 0 | 0
2458. Unit rate 2 pseudo load coefficient by network level (special)
Data sources:
x1 = 2456. Pseudo load coefficient by special time band and network level
x2 = 2447. Split of rate 2 units between special distribution time bands (default)
Sum-product calculation =SUMPRODUCT(x1, x2)
| GSPs | 132kV | 132kV/EHV | EHV | EHV/HV | 132kV/HV | HV | HV/LV | LV circuits
LV UMS (Pseudo HH Metered) | 0 | 0 | 0 | 0 | 0 | 0 | 0 | 0 | 0
2459. Unit rate 3 pseudo load coefficient by network level (special)
Data sources:
x1 = 2456. Pseudo load coefficient by special time band and network level
x2 = 2448. Split of rate 3 units between special distribution time bands (default)
Sum-product calculation =SUMPRODUCT(x1, x2)
| GSPs | 132kV | 132kV/EHV | EHV | EHV/HV | 132kV/HV | HV | HV/LV | LV circuits
LV UMS (Pseudo HH Metered) | 0 | 0 | 0 | 0 | 0 | 0 | 0 | 0 | 0
2460. Unit rate 1 pseudo load coefficient by network level (combined)
Data sources:
x1 = 2441. Unit rate 1 pseudo load coefficient by network level
x2 = 2457. Unit rate 1 pseudo load coefficient by network level (special)
Combine tables = x1 or x2
| GSPs | 132kV | 132kV/EHV | EHV | EHV/HV | 132kV/HV | HV | HV/LV | LV circuits
Domestic Unrestricted | 0 | 0 | 0 | 0 | 0 | 0 | 0 | 0 | 0
Domestic Two Rate | 0 | 0 | 0 | 0 | 0 | 0 | 0 | 0 | 0
Domestic Off Peak (related MPAN) | 0 | 0 | 0 | 0 | 0 | 0 | 0 | 0 | 0
Small Non Domestic Unrestricted | 0 | 0 | 0 | 0 | 0 | 0 | 0 | 0 | 0
Small Non Domestic Two Rate | 0 | 0 | 0 | 0 | 0 | 0 | 0 | 0 | 0
Small Non Domestic Off Peak (related MPAN) | 0 | 0 | 0 | 0 | 0 | 0 | 0 | 0 | 0
LV Medium Non-Domestic | 0 | 0 | 0 | 0 | 0 | 0 | 0 | 0 | 0
LV Sub Medium Non-Domestic | 0 | 0 | 0 | 0 | 0 | 0 | 0 | 0 | 0
HV Medium Non-Domestic | 0 | 0 | 0 | 0 | 0 | 0 | 0 | 0 | 0
LV Network Domestic | 0 | 0 | 0 | 0 | 0 | 0 | 0 | 0 | 0
LV Network Non-Domestic Non-CT | 0 | 0 | 0 | 0 | 0 | 0 | 0 | 0 | 0
LV HH Metered | 0 | 0 | 0 | 0 | 0 | 0 | 0 | 0 | 0
LV Sub HH Metered | 0 | 0 | 0 | 0 | 0 | 0 | 0 | 0 | 0
HV HH Metered | 0 | 0 | 0 | 0 | 0 | 0 | 0 | 0 | 0
NHH UMS category A | 0 | 0 | 0 | 0 | 0 | 0 | 0 | 0 | 0
NHH UMS category B | 0 | 0 | 0 | 0 | 0 | 0 | 0 | 0 | 0
NHH UMS category C | 0 | 0 | 0 | 0 | 0 | 0 | 0 | 0 | 0
NHH UMS category D | 0 | 0 | 0 | 0 | 0 | 0 | 0 | 0 | 0
LV UMS (Pseudo HH Metered) | 0 | 0 | 0 | 0 | 0 | 0 | 0 | 0 | 0
LV Generation Non-Intermittent | 0 | 0 | 0 | 0 | 0 | 0 | 0 | 0 | 0
LV Sub Generation Non-Intermittent | 0 | 0 | 0 | 0 | 0 | 0 | 0 | 0 | 0
HV Generation Non-Intermittent | 0 | 0 | 0 | 0 | 0 | 0 | 0 | 0 | 0
2461. Unit rate 2 pseudo load coefficient by network level (combined)
Data sources:
x1 = 2442. Unit rate 2 pseudo load coefficient by network level
x2 = 2458. Unit rate 2 pseudo load coefficient by network level (special)
Combine tables = x1 or x2
| GSPs | 132kV | 132kV/EHV | EHV | EHV/HV | 132kV/HV | HV | HV/LV | LV circuits
Domestic Two Rate | 0 | 0 | 0 | 0 | 0 | 0 | 0 | 0 | 0
Small Non Domestic Two Rate | 0 | 0 | 0 | 0 | 0 | 0 | 0 | 0 | 0
LV Medium Non-Domestic | 0 | 0 | 0 | 0 | 0 | 0 | 0 | 0 | 0
LV Sub Medium Non-Domestic | 0 | 0 | 0 | 0 | 0 | 0 | 0 | 0 | 0
HV Medium Non-Domestic | 0 | 0 | 0 | 0 | 0 | 0 | 0 | 0 | 0
LV Network Domestic | 0 | 0 | 0 | 0 | 0 | 0 | 0 | 0 | 0
LV Network Non-Domestic Non-CT | 0 | 0 | 0 | 0 | 0 | 0 | 0 | 0 | 0
LV HH Metered | 0 | 0 | 0 | 0 | 0 | 0 | 0 | 0 | 0
LV Sub HH Metered | 0 | 0 | 0 | 0 | 0 | 0 | 0 | 0 | 0
HV HH Metered | 0 | 0 | 0 | 0 | 0 | 0 | 0 | 0 | 0
LV UMS (Pseudo HH Metered) | 0 | 0 | 0 | 0 | 0 | 0 | 0 | 0 | 0
LV Generation Non-Intermittent | 0 | 0 | 0 | 0 | 0 | 0 | 0 | 0 | 0
LV Sub Generation Non-Intermittent | 0 | 0 | 0 | 0 | 0 | 0 | 0 | 0 | 0
HV Generation Non-Intermittent | 0 | 0 | 0 | 0 | 0 | 0 | 0 | 0 | 0
2462. Unit rate 3 pseudo load coefficient by network level (combined)
Data sources:
x1 = 2443. Unit rate 3 pseudo load coefficient by network level
x2 = 2459. Unit rate 3 pseudo load coefficient by network level (special)
Combine tables = x1 or x2
| GSPs | 132kV | 132kV/EHV | EHV | EHV/HV | 132kV/HV | HV | HV/LV | LV circuits
LV Network Domestic | 0 | 0 | 0 | 0 | 0 | 0 | 0 | 0 | 0
LV Network Non-Domestic Non-CT | 0 | 0 | 0 | 0 | 0 | 0 | 0 | 0 | 0
LV HH Metered | 0 | 0 | 0 | 0 | 0 | 0 | 0 | 0 | 0
LV Sub HH Metered | 0 | 0 | 0 | 0 | 0 | 0 | 0 | 0 | 0
HV HH Metered | 0 | 0 | 0 | 0 | 0 | 0 | 0 | 0 | 0
LV UMS (Pseudo HH Metered) | 0 | 0 | 0 | 0 | 0 | 0 | 0 | 0 | 0
LV Generation Non-Intermittent | 0 | 0 | 0 | 0 | 0 | 0 | 0 | 0 | 0
LV Sub Generation Non-Intermittent | 0 | 0 | 0 | 0 | 0 | 0 | 0 | 0 | 0
HV Generation Non-Intermittent | 0 | 0 | 0 | 0 | 0 | 0 | 0 | 0 | 0

## SMD
0
2501. Contributions of users on one-rate multi tariffs to system simultaneous maximum load by network level (kW)
Data sources:
x1 = 2305. Rate 1 units (MWh) (in Equivalent volume for each end user)
x2 = 2460. Unit rate 1 pseudo load coefficient by network level (combined)
x3 = 2012. Loss adjustment factors between end user meter reading and each network level, scaled by network use
x4 = 1010. Days in the charging year (in Financial and general assumptions)
Calculation =(x1*x2)*x3/(24*x4)*1000
| GSPs | 132kV | 132kV/EHV | EHV | EHV/HV | 132kV/HV | HV | HV/LV | LV circuits
Domestic Unrestricted | 0 | 0 | 0 | 0 | 0 | 0 | 0 | 0 | 0
Domestic Off Peak (related MPAN) | 0 | 0 | 0 | 0 | 0 | 0 | 0 | 0 | 0
Small Non Domestic Unrestricted | 0 | 0 | 0 | 0 | 0 | 0 | 0 | 0 | 0
Small Non Domestic Off Peak (related MPAN) | 0 | 0 | 0 | 0 | 0 | 0 | 0 | 0 | 0
NHH UMS category A | 0 | 0 | 0 | 0 | 0 | 0 | 0 | 0 | 0
NHH UMS category B | 0 | 0 | 0 | 0 | 0 | 0 | 0 | 0 | 0
NHH UMS category C | 0 | 0 | 0 | 0 | 0 | 0 | 0 | 0 | 0
NHH UMS category D | 0 | 0 | 0 | 0 | 0 | 0 | 0 | 0 | 0
2502. Contributions of users on two-rate multi tariffs to system simultaneous maximum load by network level (kW)
Data sources:
x1 = 2305. Rate 1 units (MWh) (in Equivalent volume for each end user)
x2 = 2460. Unit rate 1 pseudo load coefficient by network level (combined)
x3 = 2305. Rate 2 units (MWh) (in Equivalent volume for each end user)
x4 = 2461. Unit rate 2 pseudo load coefficient by network level (combined)
x5 = 2012. Loss adjustment factors between end user meter reading and each network level, scaled by network use
x6 = 1010. Days in the charging year (in Financial and general assumptions)
Calculation =(x1*x2+x3*x4)*x5/(24*x6)*1000
| GSPs | 132kV | 132kV/EHV | EHV | EHV/HV | 132kV/HV | HV | HV/LV | LV circuits
Domestic Two Rate | 0 | 0 | 0 | 0 | 0 | 0 | 0 | 0 | 0
Small Non Domestic Two Rate | 0 | 0 | 0 | 0 | 0 | 0 | 0 | 0 | 0
LV Medium Non-Domestic | 0 | 0 | 0 | 0 | 0 | 0 | 0 | 0 | 0
LV Sub Medium Non-Domestic | 0 | 0 | 0 | 0 | 0 | 0 | 0 | 0 | 0
HV Medium Non-Domestic | 0 | 0 | 0 | 0 | 0 | 0 | 0 | 0 | 0
2503. Contributions of users on three-rate multi tariffs to system simultaneous maximum load by network level (kW)
Data sources:
x1 = 2305. Rate 1 units (MWh) (in Equivalent volume for each end user)
x2 = 2460. Unit rate 1 pseudo load coefficient by network level (combined)
x3 = 2305. Rate 2 units (MWh) (in Equivalent volume for each end user)
x4 = 2461. Unit rate 2 pseudo load coefficient by network level (combined)
x5 = 2305. Rate 3 units (MWh) (in Equivalent volume for each end user)
x6 = 2462. Unit rate 3 pseudo load coefficient by network level (combined)
x7 = 2012. Loss adjustment factors between end user meter reading and each network level, scaled by network use
x8 = 1010. Days in the charging year (in Financial and general assumptions)
Calculation =(x1*x2+x3*x4+x5*x6)*x7/(24*x8)*1000
| GSPs | 132kV | 132kV/EHV | EHV | EHV/HV | 132kV/HV | HV | HV/LV | LV circuits
LV Network Domestic | 0 | 0 | 0 | 0 | 0 | 0 | 0 | 0 | 0
LV Network Non-Domestic Non-CT | 0 | 0 | 0 | 0 | 0 | 0 | 0 | 0 | 0
LV HH Metered | 0 | 0 | 0 | 0 | 0 | 0 | 0 | 0 | 0
LV Sub HH Metered | 0 | 0 | 0 | 0 | 0 | 0 | 0 | 0 | 0
HV HH Metered | 0 | 0 | 0 | 0 | 0 | 0 | 0 | 0 | 0
LV UMS (Pseudo HH Metered) | 0 | 0 | 0 | 0 | 0 | 0 | 0 | 0 | 0
LV Generation Non-Intermittent | 0 | 0 | 0 | 0 | 0 | 0 | 0 | 0 | 0
LV Sub Generation Non-Intermittent | 0 | 0 | 0 | 0 | 0 | 0 | 0 | 0 | 0
HV Generation Non-Intermittent | 0 | 0 | 0 | 0 | 0 | 0 | 0 | 0 | 0
2504. Estimated contributions of users on each tariff to system simultaneous maximum load by network level (kW)
Data sources:
x1 = 2407. All units (MWh)
x2 = 2302. Load coefficient
x3 = 2012. Loss adjustment factors between end user meter reading and each network level, scaled by network use
x4 = 1010. Days in the charging year (in Financial and general assumptions)
Calculation =x1*x2*x3/(24*x4)*1000
| GSPs | 132kV | 132kV/EHV | EHV | EHV/HV | 132kV/HV | HV | HV/LV | LV circuits
Domestic Unrestricted | 0 | 0 | 0 | 0 | 0 | 0 | 0 | 0 | 0
Domestic Two Rate | 0 | 0 | 0 | 0 | 0 | 0 | 0 | 0 | 0
Domestic Off Peak (related MPAN) | 0 | 0 | 0 | 0 | 0 | 0 | 0 | 0 | 0
Small Non Domestic Unrestricted | 0 | 0 | 0 | 0 | 0 | 0 | 0 | 0 | 0
Small Non Domestic Two Rate | 0 | 0 | 0 | 0 | 0 | 0 | 0 | 0 | 0
Small Non Domestic Off Peak (related MPAN) | 0 | 0 | 0 | 0 | 0 | 0 | 0 | 0 | 0
LV Medium Non-Domestic | 0 | 0 | 0 | 0 | 0 | 0 | 0 | 0 | 0
LV Sub Medium Non-Domestic | 0 | 0 | 0 | 0 | 0 | 0 | 0 | 0 | 0
HV Medium Non-Domestic | 0 | 0 | 0 | 0 | 0 | 0 | 0 | 0 | 0
LV Network Domestic | 0 | 0 | 0 | 0 | 0 | 0 | 0 | 0 | 0
LV Network Non-Domestic Non-CT | 0 | 0 | 0 | 0 | 0 | 0 | 0 | 0 | 0
LV HH Metered | 0 | 0 | 0 | 0 | 0 | 0 | 0 | 0 | 0
LV Sub HH Metered | 0 | 0 | 0 | 0 | 0 | 0 | 0 | 0 | 0
HV HH Metered | 0 | 0 | 0 | 0 | 0 | 0 | 0 | 0 | 0
NHH UMS category A | 0 | 0 | 0 | 0 | 0 | 0 | 0 | 0 | 0
NHH UMS category B | 0 | 0 | 0 | 0 | 0 | 0 | 0 | 0 | 0
NHH UMS category C | 0 | 0 | 0 | 0 | 0 | 0 | 0 | 0 | 0
NHH UMS category D | 0 | 0 | 0 | 0 | 0 | 0 | 0 | 0 | 0
LV UMS (Pseudo HH Metered) | 0 | 0 | 0 | 0 | 0 | 0 | 0 | 0 | 0
LV Generation NHH or Aggregate HH | 0 | 0 | 0 | 0 | 0 | 0 | 0 | 0 | 0
LV Sub Generation NHH | 0 | 0 | 0 | 0 | 0 | 0 | 0 | 0 | 0
LV Generation Intermittent | 0 | 0 | 0 | 0 | 0 | 0 | 0 | 0 | 0
LV Generation Non-Intermittent | 0 | 0 | 0 | 0 | 0 | 0 | 0 | 0 | 0
LV Sub Generation Intermittent | 0 | 0 | 0 | 0 | 0 | 0 | 0 | 0 | 0
LV Sub Generation Non-Intermittent | 0 | 0 | 0 | 0 | 0 | 0 | 0 | 0 | 0
HV Generation Intermittent | 0 | 0 | 0 | 0 | 0 | 0 | 0 | 0 | 0
HV Generation Non-Intermittent | 0 | 0 | 0 | 0 | 0 | 0 | 0 | 0 | 0
2505. Contributions of users on each tariff to system simultaneous maximum load by network level (kW)
Data sources:
x1 = 2501. Contributions of users on one-rate multi tariffs to system simultaneous maximum load by network level (kW)
x2 = 2502. Contributions of users on two-rate multi tariffs to system simultaneous maximum load by network level (kW)
x3 = 2503. Contributions of users on three-rate multi tariffs to system simultaneous maximum load by network level (kW)
x4 = 2504. Estimated contributions of users on each tariff to system simultaneous maximum load by network level (kW)
Combine tables = x1 or x2 or x3 or x4
| GSPs | 132kV | 132kV/EHV | EHV | EHV/HV | 132kV/HV | HV | HV/LV | LV circuits
Domestic Unrestricted | 0 | 0 | 0 | 0 | 0 | 0 | 0 | 0 | 0
Domestic Two Rate | 0 | 0 | 0 | 0 | 0 | 0 | 0 | 0 | 0
Domestic Off Peak (related MPAN) | 0 | 0 | 0 | 0 | 0 | 0 | 0 | 0 | 0
Small Non Domestic Unrestricted | 0 | 0 | 0 | 0 | 0 | 0 | 0 | 0 | 0
Small Non Domestic Two Rate | 0 | 0 | 0 | 0 | 0 | 0 | 0 | 0 | 0
Small Non Domestic Off Peak (related MPAN) | 0 | 0 | 0 | 0 | 0 | 0 | 0 | 0 | 0
LV Medium Non-Domestic | 0 | 0 | 0 | 0 | 0 | 0 | 0 | 0 | 0
LV Sub Medium Non-Domestic | 0 | 0 | 0 | 0 | 0 | 0 | 0 | 0 | 0
HV Medium Non-Domestic | 0 | 0 | 0 | 0 | 0 | 0 | 0 | 0 | 0
LV Network Domestic | 0 | 0 | 0 | 0 | 0 | 0 | 0 | 0 | 0
LV Network Non-Domestic Non-CT | 0 | 0 | 0 | 0 | 0 | 0 | 0 | 0 | 0
LV HH Metered | 0 | 0 | 0 | 0 | 0 | 0 | 0 | 0 | 0
LV Sub HH Metered | 0 | 0 | 0 | 0 | 0 | 0 | 0 | 0 | 0
HV HH Metered | 0 | 0 | 0 | 0 | 0 | 0 | 0 | 0 | 0
NHH UMS category A | 0 | 0 | 0 | 0 | 0 | 0 | 0 | 0 | 0
NHH UMS category B | 0 | 0 | 0 | 0 | 0 | 0 | 0 | 0 | 0
NHH UMS category C | 0 | 0 | 0 | 0 | 0 | 0 | 0 | 0 | 0
NHH UMS category D | 0 | 0 | 0 | 0 | 0 | 0 | 0 | 0 | 0
LV UMS (Pseudo HH Metered) | 0 | 0 | 0 | 0 | 0 | 0 | 0 | 0 | 0
LV Generation NHH or Aggregate HH | 0 | 0 | 0 | 0 | 0 | 0 | 0 | 0 | 0
LV Sub Generation NHH | 0 | 0 | 0 | 0 | 0 | 0 | 0 | 0 | 0
LV Generation Intermittent | 0 | 0 | 0 | 0 | 0 | 0 | 0 | 0 | 0
LV Generation Non-Intermittent | 0 | 0 | 0 | 0 | 0 | 0 | 0 | 0 | 0
LV Sub Generation Intermittent | 0 | 0 | 0 | 0 | 0 | 0 | 0 | 0 | 0
LV Sub Generation Non-Intermittent | 0 | 0 | 0 | 0 | 0 | 0 | 0 | 0 | 0
HV Generation Intermittent | 0 | 0 | 0 | 0 | 0 | 0 | 0 | 0 | 0
HV Generation Non-Intermittent | 0 | 0 | 0 | 0 | 0 | 0 | 0 | 0 | 0
2506. Forecast system simultaneous maximum load (kW) from forecast units
Data sources:
x1 = 2505. Contributions of users on each tariff to system simultaneous maximum load by network level (kW)
Cell summation =SUM(x1)
| GSPs | 132kV | 132kV/EHV | EHV | EHV/HV | 132kV/HV | HV | HV/LV | LV circuits
Forecast system simultaneous maximum load (kW) from forecast units | 0 | 0 | 0 | 0 | 0 | 0 | 0 | 0 | 0

## AMD
0
2601. Pre-processing of data for standing charge factors
Data sources:
x1 = Standing charges factors (in Pre-processing of data for standing charge factors)
x2 = 1018. Proportion of relevant load going through 132kV/HV direct transformation
x3 = Standing charges factors for 132kV/HV (in Pre-processing of data for standing charge factors)
Kind: | Fixed data | [7 empty] | Fixed data | Calculation
Formula: | [9 empty] | =x1+0.2*x2*x3
Standing charges factors
| GSPs | 132kV | 132kV/EHV | EHV | EHV/HV | HV | HV/LV | LV circuits | Standing charges factors for 132kV/HV | Adjusted standing charges factors for 132kV
Domestic Unrestricted | 0 | 0 | 0 | 0 | 0 | 0 | 0 | 1 | 0 | 0
Domestic Two Rate | 0 | 0 | 0 | 0 | 0 | 0 | 0 | 1 | 0 | 0
Domestic Off Peak (related MPAN) | 0 | 0 | 0 | 0 | 0 | 0 | 0 | 1 | 0 | 0
Small Non Domestic Unrestricted | 0 | 0 | 0 | 0 | 0 | 0 | 0 | 1 | 0 | 0
Small Non Domestic Two Rate | 0 | 0 | 0 | 0 | 0 | 0 | 0 | 1 | 0 | 0
Small Non Domestic Off Peak (related MPAN) | 0 | 0 | 0 | 0 | 0 | 0 | 0 | 1 | 0 | 0
LV Medium Non-Domestic | 0 | 0 | 0 | 0 | 0 | 0 | 0 | 1 | 0 | 0
LV Sub Medium Non-Domestic | 0 | 0 | 0 | 0 | 0 | 0 | 1 | 0 | 0 | 0
HV Medium Non-Domestic | 0 | 0 | 0 | 0.2 | 1 | 1 | 0 | 0 | 1 | 0
LV Network Domestic | 0 | 0 | 0 | 0 | 0 | 0 | 0 | 1 | 0 | 0
LV Network Non-Domestic Non-CT | 0 | 0 | 0 | 0 | 0 | 0 | 0 | 1 | 0 | 0
LV HH Metered | 0 | 0 | 0 | 0 | 0 | 0.2 | 1 | 1 | 0 | 0
LV Sub HH Metered | 0 | 0 | 0 | 0 | 0 | 1 | 1 | 0 | 0 | 0
HV HH Metered | 0 | 0 | 0 | 0.2 | 1 | 1 | 0 | 0 | 1 | 0
NHH UMS category A | 0 | 0 | 0 | 0 | 0 | 0 | 0 | 0 | 0 | 0
NHH UMS category B | 0 | 0 | 0 | 0 | 0 | 0 | 0 | 0 | 0 | 0
NHH UMS category C | 0 | 0 | 0 | 0 | 0 | 0 | 0 | 0 | 0 | 0
NHH UMS category D | 0 | 0 | 0 | 0 | 0 | 0 | 0 | 0 | 0 | 0
LV UMS (Pseudo HH Metered) | 0 | 0 | 0 | 0 | 0 | 0 | 0 | 0 | 0 | 0
2602. Standing charges factors adapted to use 132kV/HV
Data sources:
x1 = 2601. Standing charges factors for 132kV/HV (in Pre-processing of data for standing charge factors)
x2 = 2601. Adjusted standing charges factors for 132kV (in Pre-processing of data for standing charge factors)
x3 = 2601. Standing charges factors (in Pre-processing of data for standing charge factors)
Combine tables = x1 or x2 or x3
| GSPs | 132kV | 132kV/EHV | EHV | EHV/HV | 132kV/HV | HV | HV/LV | LV circuits
Domestic Unrestricted | 0 | 0 | 0 | 0 | 0 | 0 | 0 | 0 | 0
Domestic Two Rate | 0 | 0 | 0 | 0 | 0 | 0 | 0 | 0 | 0
Domestic Off Peak (related MPAN) | 0 | 0 | 0 | 0 | 0 | 0 | 0 | 0 | 0
Small Non Domestic Unrestricted | 0 | 0 | 0 | 0 | 0 | 0 | 0 | 0 | 0
Small Non Domestic Two Rate | 0 | 0 | 0 | 0 | 0 | 0 | 0 | 0 | 0
Small Non Domestic Off Peak (related MPAN) | 0 | 0 | 0 | 0 | 0 | 0 | 0 | 0 | 0
LV Medium Non-Domestic | 0 | 0 | 0 | 0 | 0 | 0 | 0 | 0 | 0
LV Sub Medium Non-Domestic | 0 | 0 | 0 | 0 | 0 | 0 | 0 | 0 | 0
HV Medium Non-Domestic | 0 | 0 | 0 | 0 | 0 | 1 | 0 | 0 | 0
LV Network Domestic | 0 | 0 | 0 | 0 | 0 | 0 | 0 | 0 | 0
LV Network Non-Domestic Non-CT | 0 | 0 | 0 | 0 | 0 | 0 | 0 | 0 | 0
LV HH Metered | 0 | 0 | 0 | 0 | 0 | 0 | 0 | 0 | 0
LV Sub HH Metered | 0 | 0 | 0 | 0 | 0 | 0 | 0 | 0 | 0
HV HH Metered | 0 | 0 | 0 | 0 | 0 | 1 | 0 | 0 | 0
NHH UMS category A | 0 | 0 | 0 | 0 | 0 | 0 | 0 | 0 | 0
NHH UMS category B | 0 | 0 | 0 | 0 | 0 | 0 | 0 | 0 | 0
NHH UMS category C | 0 | 0 | 0 | 0 | 0 | 0 | 0 | 0 | 0
NHH UMS category D | 0 | 0 | 0 | 0 | 0 | 0 | 0 | 0 | 0
LV UMS (Pseudo HH Metered) | 0 | 0 | 0 | 0 | 0 | 0 | 0 | 0 | 0
2603. Capacity-based contributions to chargeable aggregate maximum load by network level (kW)
Data sources:
x1 = 2305. Import capacity (kVA) (in Equivalent volume for each end user)
x2 = 2305. Exceeded capacity (kVA) (in Equivalent volume for each end user)
x3 = 1010. Power factor for all flows in the network model (in Financial and general assumptions)
x4 = 2602. Standing charges factors adapted to use 132kV/HV
x5 = 2012. Loss adjustment factors between end user meter reading and each network level, scaled by network use
Calculation =(x1+x2)*x3*x4*x5
| GSPs | 132kV | 132kV/EHV | EHV | EHV/HV | 132kV/HV | HV | HV/LV | LV circuits
LV HH Metered | 0 | 0 | 0 | 0 | 0 | 0 | 0 | 0 | 0
LV Sub HH Metered | 0 | 0 | 0 | 0 | 0 | 0 | 0 | 0 | 0
HV HH Metered | 0 | 0 | 0 | 0 | 0 | 0 | 0 | 0 | 0
2604. Unit-based contributions to chargeable aggregate maximum load (kW)
Data sources:
x1 = 2407. All units (MWh)
x2 = 1041. Load factor for each type of demand user (in Load profile data for demand users)
x3 = 2602. Standing charges factors adapted to use 132kV/HV
x4 = 2012. Loss adjustment factors between end user meter reading and each network level, scaled by network use
x5 = 1010. Days in the charging year (in Financial and general assumptions)
Calculation =x1/x2*x3*x4/(24*x5)*1000
| GSPs | 132kV | 132kV/EHV | EHV | EHV/HV | 132kV/HV | HV | HV/LV | LV circuits
Domestic Unrestricted | 0 | 0 | 0 | 0 | 0 | 0 | 0 | 0 | 0
Domestic Two Rate | 0 | 0 | 0 | 0 | 0 | 0 | 0 | 0 | 0
Small Non Domestic Unrestricted | 0 | 0 | 0 | 0 | 0 | 0 | 0 | 0 | 0
Small Non Domestic Two Rate | 0 | 0 | 0 | 0 | 0 | 0 | 0 | 0 | 0
LV Medium Non-Domestic | 0 | 0 | 0 | 0 | 0 | 0 | 0 | 0 | 0
LV Sub Medium Non-Domestic | 0 | 0 | 0 | 0 | 0 | 0 | 0 | 0 | 0
HV Medium Non-Domestic | 0 | 0 | 0 | 0 | 0 | 0 | 0 | 0 | 0
LV Network Domestic | 0 | 0 | 0 | 0 | 0 | 0 | 0 | 0 | 0
LV Network Non-Domestic Non-CT | 0 | 0 | 0 | 0 | 0 | 0 | 0 | 0 | 0
2605. Contributions to aggregate maximum load by network level (kW)
Data sources:
x1 = 2603. Capacity-based contributions to chargeable aggregate maximum load by network level (kW)
x2 = 2604. Unit-based contributions to chargeable aggregate maximum load (kW)
Combine tables = x1 or x2
| GSPs | 132kV | 132kV/EHV | EHV | EHV/HV | 132kV/HV | HV | HV/LV | LV circuits
Domestic Unrestricted | 0 | 0 | 0 | 0 | 0 | 0 | 0 | 0 | 0
Domestic Two Rate | 0 | 0 | 0 | 0 | 0 | 0 | 0 | 0 | 0
Small Non Domestic Unrestricted | 0 | 0 | 0 | 0 | 0 | 0 | 0 | 0 | 0
Small Non Domestic Two Rate | 0 | 0 | 0 | 0 | 0 | 0 | 0 | 0 | 0
LV Medium Non-Domestic | 0 | 0 | 0 | 0 | 0 | 0 | 0 | 0 | 0
LV Sub Medium Non-Domestic | 0 | 0 | 0 | 0 | 0 | 0 | 0 | 0 | 0
HV Medium Non-Domestic | 0 | 0 | 0 | 0 | 0 | 0 | 0 | 0 | 0
LV Network Domestic | 0 | 0 | 0 | 0 | 0 | 0 | 0 | 0 | 0
LV Network Non-Domestic Non-CT | 0 | 0 | 0 | 0 | 0 | 0 | 0 | 0 | 0
LV HH Metered | 0 | 0 | 0 | 0 | 0 | 0 | 0 | 0 | 0
LV Sub HH Metered | 0 | 0 | 0 | 0 | 0 | 0 | 0 | 0 | 0
HV HH Metered | 0 | 0 | 0 | 0 | 0 | 0 | 0 | 0 | 0
2606. Forecast chargeable aggregate maximum load (kW)
Data sources:
x1 = 2605. Contributions to aggregate maximum load by network level (kW)
Cell summation =SUM(x1)
| GSPs | 132kV | 132kV/EHV | EHV | EHV/HV | 132kV/HV | HV | HV/LV | LV circuits
Forecast chargeable aggregate maximum load (kW) | 0 | 0 | 0 | 0 | 0 | 0 | 0 | 0 | 0
2607. Forecast simultaneous load subject to standing charge factors (kW)
Data sources:
x1 = 2505. Contributions of users on each tariff to system simultaneous maximum load by network level (kW)
x2 = 2602. Standing charges factors adapted to use 132kV/HV
Calculation =x1*x2
| GSPs | 132kV | 132kV/EHV | EHV | EHV/HV | 132kV/HV | HV | HV/LV | LV circuits
Domestic Unrestricted | 0 | 0 | 0 | 0 | 0 | 0 | 0 | 0 | 0
Domestic Two Rate | 0 | 0 | 0 | 0 | 0 | 0 | 0 | 0 | 0
Domestic Off Peak (related MPAN) | 0 | 0 | 0 | 0 | 0 | 0 | 0 | 0 | 0
Small Non Domestic Unrestricted | 0 | 0 | 0 | 0 | 0 | 0 | 0 | 0 | 0
Small Non Domestic Two Rate | 0 | 0 | 0 | 0 | 0 | 0 | 0 | 0 | 0
Small Non Domestic Off Peak (related MPAN) | 0 | 0 | 0 | 0 | 0 | 0 | 0 | 0 | 0
LV Medium Non-Domestic | 0 | 0 | 0 | 0 | 0 | 0 | 0 | 0 | 0
LV Sub Medium Non-Domestic | 0 | 0 | 0 | 0 | 0 | 0 | 0 | 0 | 0
HV Medium Non-Domestic | 0 | 0 | 0 | 0 | 0 | 0 | 0 | 0 | 0
LV Network Domestic | 0 | 0 | 0 | 0 | 0 | 0 | 0 | 0 | 0
LV Network Non-Domestic Non-CT | 0 | 0 | 0 | 0 | 0 | 0 | 0 | 0 | 0
LV HH Metered | 0 | 0 | 0 | 0 | 0 | 0 | 0 | 0 | 0
LV Sub HH Metered | 0 | 0 | 0 | 0 | 0 | 0 | 0 | 0 | 0
HV HH Metered | 0 | 0 | 0 | 0 | 0 | 0 | 0 | 0 | 0
NHH UMS category A | 0 | 0 | 0 | 0 | 0 | 0 | 0 | 0 | 0
NHH UMS category B | 0 | 0 | 0 | 0 | 0 | 0 | 0 | 0 | 0
NHH UMS category C | 0 | 0 | 0 | 0 | 0 | 0 | 0 | 0 | 0
NHH UMS category D | 0 | 0 | 0 | 0 | 0 | 0 | 0 | 0 | 0
LV UMS (Pseudo HH Metered) | 0 | 0 | 0 | 0 | 0 | 0 | 0 | 0 | 0
2608. Forecast simultaneous load replaced by standing charge (kW)
Data sources:
x1 = 2607. Forecast simultaneous load subject to standing charge factors (kW)
Cell summation =SUM(x1)
| GSPs | 132kV | 132kV/EHV | EHV | EHV/HV | 132kV/HV | HV | HV/LV | LV circuits
Forecast simultaneous load replaced by standing charge (kW) | 0 | 0 | 0 | 0 | 0 | 0 | 0 | 0 | 0
2609. Calculated LV diversity allowance
Data sources:
x1 = 2606. Forecast chargeable aggregate maximum load (kW)
x2 = 2608. Forecast simultaneous load replaced by standing charge (kW)
Calculation =x1/x2-1
LV circuits
Calculated LV diversity allowance | 0%
2610. Network level mapping for diversity allowances
| GSPs | 132kV | 132kV/EHV | EHV | EHV/HV | 132kV/HV | HV | HV/LV | LV circuits
GSPs | 100% | 0% | 0% | 0% | 0% | 0% | 0% | 0% | 0%
132kV | 0% | 100% | 0% | 0% | 0% | 0% | 0% | 0% | 0%
132kV/EHV | 0% | 0% | 100% | 0% | 0% | 100% | 0% | 0% | 0%
EHV | 0% | 0% | 0% | 100% | 0% | 0% | 0% | 0% | 0%
EHV/HV | 0% | 0% | 0% | 0% | 100% | 0% | 0% | 0% | 0%
HV | 0% | 0% | 0% | 0% | 0% | 0% | 100% | 0% | 0%
HV/LV | 0% | 0% | 0% | 0% | 0% | 0% | 0% | 100% | 0%
LV circuits | 0% | 0% | 0% | 0% | 0% | 0% | 0% | 0% | 100%
2611. Diversity allowances including 132kV/HV
Data sources:
x1 = 2104. Diversity allowance between level exit and GSP Group (in Diversity calculations)
x2 = 2610. Network level mapping for diversity allowances
Sum-product calculation =SUMPRODUCT(x1, x2)
Diversity allowances including 132kV/HV
GSPs | 0%
132kV | 0%
132kV/EHV | 0%
EHV | 0%
EHV/HV | 0%
132kV/HV | 0%
HV | 0%
HV/LV | 0%
LV circuits | 0%
2612. Diversity allowances (including calculated LV value)
Data sources:
x1 = 2609. Calculated LV diversity allowance
x2 = 2611. Diversity allowances including 132kV/HV
Combine tables = x1 or x2
| GSPs | 132kV | 132kV/EHV | EHV | EHV/HV | 132kV/HV | HV | HV/LV | LV circuits
Diversity allowances (including calculated LV value) | 0% | 0% | 0% | 0% | 0% | 0% | 0% | 0% | 0%
2613. Forecast simultaneous maximum load (kW) adjusted for standing charges
Data sources:
x1 = 2506. Forecast system simultaneous maximum load (kW) from forecast units
x2 = 2608. Forecast simultaneous load replaced by standing charge (kW)
x3 = 2606. Forecast chargeable aggregate maximum load (kW)
x4 = 2612. Diversity allowances (including calculated LV value)
Calculation =x1-x2+x3/(1+x4)
| GSPs | 132kV | 132kV/EHV | EHV | EHV/HV | 132kV/HV | HV | HV/LV | LV circuits
Forecast simultaneous maximum load (kW) adjusted for standing charges | 0 | 0 | 0 | 0 | 0 | 0 | 0 | 0 | 0

## Otex
0
2701. Operating expenditure coded by network level (£/year)
Data sources:
x1 = 1055. Transmission exit charges (£/year)
x2 = Zero for levels other than transmission exit
Combine tables = x1 or x2
| Transmission exit | Operating 132kV | Operating 132kV/EHV | Operating EHV | Operating EHV/HV | Operating 132kV/HV | Operating HV | Operating HV/LV | Operating LV circuits | Operating LV customer | Operating HV customer
Operating expenditure coded by network level (£/year) | 0 | 0 | 0 | 0 | 0 | 0 | 0 | 0 | 0 | 0 | 0
2702. Network model assets (£) scaled by load forecast
Data sources:
x1 = 2108. GSP simultaneous maximum load assumed through each network level (MW)
x2 = 2613. Forecast simultaneous maximum load (kW) adjusted for standing charges
x3 = 1020. Gross asset cost by network level (£)
Calculation =IF(x1,x2*x3/x1/1000,0)
| Assets 132kV | Assets 132kV/EHV | Assets EHV | Assets EHV/HV | Assets 132kV/HV | Assets HV | Assets HV/LV | Assets LV circuits
Network model assets (£) scaled by load forecast | 0 | 0 | 0 | 0 | 0 | 0 | 0 | 0
2703. Annual consumption by tariff for unmetered users (MWh)
Data sources:
x1 = 2407. All units (MWh)
Copy cells = x1
Annual consumption by tariff for unmetered users (MWh)
NHH UMS category A | 0
NHH UMS category B | 0
NHH UMS category C | 0
NHH UMS category D | 0
LV UMS (Pseudo HH Metered) | 0
2704. Total unmetered units
Data sources:
x1 = 2703. Annual consumption by tariff for unmetered users (MWh)
Cell summation =SUM(x1)
Total unmetered units
Total unmetered units | 0
2705. Service model asset data
Data sources:
x1 = 2205. Service model assets by tariff (£)
x2 = 2305. MPANs (in Equivalent volume for each end user)
x3 = 2202. LV unmetered service model assets £/(MWh/year)
x4 = 2704. Total unmetered units
x5 = Service model assets (£) scaled by annual MWh (in Service model asset data)
x6 = Service model assets (£) scaled by user count (in Service model asset data)
x7 = Service model assets (£) scaled by annual MWh (in Service model asset data)
Kind: | Sum-product calculation |  | Calculation | Copy cells |  | Calculation
Formula: | =SUMPRODUCT(x1, x2) |  | =x3*x4 | = x5 |  | =x6+x7
| Service model assets (£) scaled by user count |  |  | Service model assets (£) scaled by annual MWh |  | Service model assets (£)
| Assets LV customer | Assets HV customer | Service model assets (£) scaled by annual MWh | Assets LV customer | Assets HV customer | Assets LV customer | Assets HV customer
Service model asset data | 0 | 0 | 0 | 0 |  | 0 | 0
2706. Data for allocation of operating expenditure
Data sources:
x1 = 2702. Network model assets (£) scaled by load forecast
x2 = 2705. Service model assets (£) (in Service model asset data)
x3 = Model assets (£) scaled by demand forecast (in Data for allocation of operating expenditure)
Kind: | Combine tables | [10 empty] | Cell summation
Formula: | = x1 or x2 | [10 empty] | =SUM(x3)
Model assets (£) scaled by demand forecast
| GSPs | Assets 132kV | Assets 132kV/EHV | Assets EHV | Assets EHV/HV | Assets 132kV/HV | Assets HV | Assets HV/LV | Assets LV circuits | Assets LV customer | Assets HV customer | Denominator for allocation of operating expenditure
Data for allocation of operating expenditure |  | 0 | 0 | 0 | 0 | 0 | 0 | 0 | 0 | 0 | 0 | 0
2707. Amount of expenditure to be allocated according to asset values (£/year)
Data sources:
x1 = 1059. Direct cost (£/year) (in Other expenditure)
x2 = 1059. Network rates (£/year) (in Other expenditure)
x3 = 1059. Indirect cost (£/year) (in Other expenditure)
x4 = 1059. Indirect cost proportion (in Other expenditure)
Calculation =x1+x2+x3*x4
Amount of expenditure to be allocated according to asset values (£/year)
Other expenditure | 0
2708. Total operating expenditure by network level (£/year)
Data sources:
x1 = 2701. Operating expenditure coded by network level (£/year)
x2 = 2707. Amount of expenditure to be allocated according to asset values (£/year)
x3 = 2706. Denominator for allocation of operating expenditure (in Data for allocation of operating expenditure)
x4 = 2706. Model assets (£) scaled by demand forecast (in Data for allocation of operating expenditure)
Calculation =x1+x2/x3*x4
| Transmission exit | Operating 132kV | Operating 132kV/EHV | Operating EHV | Operating EHV/HV | Operating 132kV/HV | Operating HV | Operating HV/LV | Operating LV circuits | Operating LV customer | Operating HV customer
Total operating expenditure by network level (£/year) | 0 | 0 | 0 | 0 | 0 | 0 | 0 | 0 | 0 | 0 | 0
2709. Operating expenditure percentage by network level
Data sources:
x1 = 2706. Model assets (£) scaled by demand forecast (in Data for allocation of operating expenditure)
x2 = 2708. Total operating expenditure by network level (£/year)
Calculation =IF(x1="","",IF(x1>0,x2/x1,0))
| Transmission exit | Operating 132kV | Operating 132kV/EHV | Operating EHV | Operating EHV/HV | Operating 132kV/HV | Operating HV | Operating HV/LV | Operating LV circuits | Operating LV customer | Operating HV customer
Operating expenditure percentage by network level | 0% | 0% | 0% | 0% | 0% | 0% | 0% | 0% | 0% | 0% | 0%
2710. Unit operating expenditure based on simultaneous maximum load (£/kW/year)
Data sources:
x1 = 2613. Forecast simultaneous maximum load (kW) adjusted for standing charges
x2 = 2708. Total operating expenditure by network level (£/year)
Calculation =IF(x1>0,x2/x1,0)
| Transmission exit | Operating 132kV | Operating 132kV/EHV | Operating EHV | Operating EHV/HV | Operating 132kV/HV | Operating HV | Operating HV/LV | Operating LV circuits
Unit operating expenditure based on simultaneous maximum load (£/kW/year) | 0 | 0 | 0 | 0 | 0 | 0 | 0 | 0 | 0
2711. Operating expenditure for customer assets p/MPAN/day
Data sources:
x1 = 1010. Days in the charging year (in Financial and general assumptions)
x2 = 2709. Operating expenditure percentage by network level
x3 = 2205. Service model assets by tariff (£)
x4 = Operating expenditure p/MPAN/day by level (in Operating expenditure for customer assets p/MPAN/day)
Kind: | Calculation |  | Cell summation
Formula: | =100/x1*x2*x3 |  | =SUM(x4)
Operating expenditure p/MPAN/day by level
| Operating LV customer | Operating HV customer | Operating expenditure for customer assets p/MPAN/day total
Domestic Unrestricted | 0 | 0 | 0
Domestic Two Rate | 0 | 0 | 0
Domestic Off Peak (related MPAN) | 0 | 0 | 0
Small Non Domestic Unrestricted | 0 | 0 | 0
Small Non Domestic Two Rate | 0 | 0 | 0
Small Non Domestic Off Peak (related MPAN) | 0 | 0 | 0
LV Medium Non-Domestic | 0 | 0 | 0
LV Sub Medium Non-Domestic | 0 | 0 | 0
HV Medium Non-Domestic | 0 | 0 | 0
LV Network Domestic | 0 | 0 | 0
LV Network Non-Domestic Non-CT | 0 | 0 | 0
LV HH Metered | 0 | 0 | 0
LV Sub HH Metered | 0 | 0 | 0
HV HH Metered | 0 | 0 | 0
NHH UMS category A | 0 | 0 | 0
NHH UMS category B | 0 | 0 | 0
NHH UMS category C | 0 | 0 | 0
NHH UMS category D | 0 | 0 | 0
LV UMS (Pseudo HH Metered) | 0 | 0 | 0
LV Generation NHH or Aggregate HH | 0 | 0 | 0
LV Sub Generation NHH | 0 | 0 | 0
LV Generation Intermittent | 0 | 0 | 0
LV Generation Non-Intermittent | 0 | 0 | 0
LV Sub Generation Intermittent | 0 | 0 | 0
LV Sub Generation Non-Intermittent | 0 | 0 | 0
HV Generation Intermittent | 0 | 0 | 0
HV Generation Non-Intermittent | 0 | 0 | 0
2712. Operating expenditure for unmetered customer assets (p/kWh)
Data sources:
x1 = 2709. Operating expenditure percentage by network level
x2 = 2202. LV unmetered service model assets £/(MWh/year)
Calculation =0.1*x1*x2
Operating LV customer
NHH UMS category A | 0
NHH UMS category B | 0
NHH UMS category C | 0
NHH UMS category D | 0
LV UMS (Pseudo HH Metered) | 0

## Contrib
0
This sheet calculates factors used to take account of the costs deemed to be covered by connection charges.
2801. Network level of supply (for customer contributions) by tariff
| LV network | LV substation | HV network | HV substation
Domestic Unrestricted | 100% | 0% | 0% | 0%
Domestic Two Rate | 100% | 0% | 0% | 0%
Domestic Off Peak (related MPAN) | 100% | 0% | 0% | 0%
Small Non Domestic Unrestricted | 100% | 0% | 0% | 0%
Small Non Domestic Two Rate | 100% | 0% | 0% | 0%
Small Non Domestic Off Peak (related MPAN) | 100% | 0% | 0% | 0%
LV Medium Non-Domestic | 100% | 0% | 0% | 0%
LV Sub Medium Non-Domestic | 0% | 100% | 0% | 0%
HV Medium Non-Domestic | 0% | 0% | 100% | 0%
LV Network Domestic | 100% | 0% | 0% | 0%
LV Network Non-Domestic Non-CT | 100% | 0% | 0% | 0%
LV HH Metered | 100% | 0% | 0% | 0%
LV Sub HH Metered | 0% | 100% | 0% | 0%
HV HH Metered | 0% | 0% | 100% | 0%
NHH UMS category A | 100% | 0% | 0% | 0%
NHH UMS category B | 100% | 0% | 0% | 0%
NHH UMS category C | 100% | 0% | 0% | 0%
NHH UMS category D | 100% | 0% | 0% | 0%
LV UMS (Pseudo HH Metered) | 100% | 0% | 0% | 0%
LV Generation NHH or Aggregate HH | 100% | 0% | 0% | 0%
LV Sub Generation NHH | 0% | 100% | 0% | 0%
LV Generation Intermittent | 100% | 0% | 0% | 0%
LV Generation Non-Intermittent | 100% | 0% | 0% | 0%
LV Sub Generation Intermittent | 0% | 100% | 0% | 0%
LV Sub Generation Non-Intermittent | 0% | 100% | 0% | 0%
HV Generation Intermittent | 0% | 0% | 100% | 0%
HV Generation Non-Intermittent | 0% | 0% | 100% | 0%
2802. Contribution proportion of asset annuities, by customer type and network level of assets
Data sources:
x1 = 1060. Customer contributions under current connection charging policy
x2 = 1010. Annuity proportion for customer-contributed assets (in Financial and general assumptions)
Calculation =x1*(1-x2)
| LV network | LV substation | HV network | HV substation
Assets 132kV | 0% | 0% | 0% | 0%
Assets 132kV/EHV | 0% | 0% | 0% | 0%
Assets EHV | 0% | 0% | 0% | 0%
Assets EHV/HV | 0% | 0% | 0% | 0%
Assets 132kV/HV | 0% | 0% | 0% | 0%
Assets HV | 0% | 0% | 0% | 0%
Assets HV/LV | 0% | 0% | 0% | 0%
Assets LV circuits | 0% | 0% | 0% | 0%
2803. Proportion of assets annuities deemed to be covered by customer contributions
Data sources:
x1 = 2801. Network level of supply (for customer contributions) by tariff
x2 = 2802. Contribution proportion of asset annuities, by customer type and network level of assets
Sum-product calculation =SUMPRODUCT(x1, x2)
| Assets 132kV | Assets 132kV/EHV | Assets EHV | Assets EHV/HV | Assets 132kV/HV | Assets HV | Assets HV/LV | Assets LV circuits
Domestic Unrestricted | 0% | 0% | 0% | 0% | 0% | 0% | 0% | 0%
Domestic Two Rate | 0% | 0% | 0% | 0% | 0% | 0% | 0% | 0%
Domestic Off Peak (related MPAN) | 0% | 0% | 0% | 0% | 0% | 0% | 0% | 0%
Small Non Domestic Unrestricted | 0% | 0% | 0% | 0% | 0% | 0% | 0% | 0%
Small Non Domestic Two Rate | 0% | 0% | 0% | 0% | 0% | 0% | 0% | 0%
Small Non Domestic Off Peak (related MPAN) | 0% | 0% | 0% | 0% | 0% | 0% | 0% | 0%
LV Medium Non-Domestic | 0% | 0% | 0% | 0% | 0% | 0% | 0% | 0%
LV Sub Medium Non-Domestic | 0% | 0% | 0% | 0% | 0% | 0% | 0% | 0%
HV Medium Non-Domestic | 0% | 0% | 0% | 0% | 0% | 0% | 0% | 0%
LV Network Domestic | 0% | 0% | 0% | 0% | 0% | 0% | 0% | 0%
LV Network Non-Domestic Non-CT | 0% | 0% | 0% | 0% | 0% | 0% | 0% | 0%
LV HH Metered | 0% | 0% | 0% | 0% | 0% | 0% | 0% | 0%
LV Sub HH Metered | 0% | 0% | 0% | 0% | 0% | 0% | 0% | 0%
HV HH Metered | 0% | 0% | 0% | 0% | 0% | 0% | 0% | 0%
NHH UMS category A | 0% | 0% | 0% | 0% | 0% | 0% | 0% | 0%
NHH UMS category B | 0% | 0% | 0% | 0% | 0% | 0% | 0% | 0%
NHH UMS category C | 0% | 0% | 0% | 0% | 0% | 0% | 0% | 0%
NHH UMS category D | 0% | 0% | 0% | 0% | 0% | 0% | 0% | 0%
LV UMS (Pseudo HH Metered) | 0% | 0% | 0% | 0% | 0% | 0% | 0% | 0%
LV Generation NHH or Aggregate HH | 0% | 0% | 0% | 0% | 0% | 0% | 0% | 0%
LV Sub Generation NHH | 0% | 0% | 0% | 0% | 0% | 0% | 0% | 0%
LV Generation Intermittent | 0% | 0% | 0% | 0% | 0% | 0% | 0% | 0%
LV Generation Non-Intermittent | 0% | 0% | 0% | 0% | 0% | 0% | 0% | 0%
LV Sub Generation Intermittent | 0% | 0% | 0% | 0% | 0% | 0% | 0% | 0%
LV Sub Generation Non-Intermittent | 0% | 0% | 0% | 0% | 0% | 0% | 0% | 0%
HV Generation Intermittent | 0% | 0% | 0% | 0% | 0% | 0% | 0% | 0%
HV Generation Non-Intermittent | 0% | 0% | 0% | 0% | 0% | 0% | 0% | 0%
2804. Proportion of annual charge covered by contributions (for all charging levels)
Data sources:
x1 = Zero for operating expenditure
x2 = Zero for GSPs level
x3 = 2803. Proportion of assets annuities deemed to be covered by customer contributions
Combine tables = x1 or x2 or x3
| GSPs | Assets 132kV | Assets 132kV/EHV | Assets EHV | Assets EHV/HV | Assets 132kV/HV | Assets HV | Assets HV/LV | Assets LV circuits | Transmission exit | Operating 132kV | Operating 132kV/EHV | Operating EHV | Operating EHV/HV | Operating 132kV/HV | Operating HV | Operating HV/LV | Operating LV circuits
Domestic Unrestricted | 0% | 0% | 0% | 0% | 0% | 0% | 0% | 0% | 0% | 0% | 0% | 0% | 0% | 0% | 0% | 0% | 0% | 0%
Domestic Two Rate | 0% | 0% | 0% | 0% | 0% | 0% | 0% | 0% | 0% | 0% | 0% | 0% | 0% | 0% | 0% | 0% | 0% | 0%
Domestic Off Peak (related MPAN) | 0% | 0% | 0% | 0% | 0% | 0% | 0% | 0% | 0% | 0% | 0% | 0% | 0% | 0% | 0% | 0% | 0% | 0%
Small Non Domestic Unrestricted | 0% | 0% | 0% | 0% | 0% | 0% | 0% | 0% | 0% | 0% | 0% | 0% | 0% | 0% | 0% | 0% | 0% | 0%
Small Non Domestic Two Rate | 0% | 0% | 0% | 0% | 0% | 0% | 0% | 0% | 0% | 0% | 0% | 0% | 0% | 0% | 0% | 0% | 0% | 0%
Small Non Domestic Off Peak (related MPAN) | 0% | 0% | 0% | 0% | 0% | 0% | 0% | 0% | 0% | 0% | 0% | 0% | 0% | 0% | 0% | 0% | 0% | 0%
LV Medium Non-Domestic | 0% | 0% | 0% | 0% | 0% | 0% | 0% | 0% | 0% | 0% | 0% | 0% | 0% | 0% | 0% | 0% | 0% | 0%
LV Sub Medium Non-Domestic | 0% | 0% | 0% | 0% | 0% | 0% | 0% | 0% | 0% | 0% | 0% | 0% | 0% | 0% | 0% | 0% | 0% | 0%
HV Medium Non-Domestic | 0% | 0% | 0% | 0% | 0% | 0% | 0% | 0% | 0% | 0% | 0% | 0% | 0% | 0% | 0% | 0% | 0% | 0%
LV Network Domestic | 0% | 0% | 0% | 0% | 0% | 0% | 0% | 0% | 0% | 0% | 0% | 0% | 0% | 0% | 0% | 0% | 0% | 0%
LV Network Non-Domestic Non-CT | 0% | 0% | 0% | 0% | 0% | 0% | 0% | 0% | 0% | 0% | 0% | 0% | 0% | 0% | 0% | 0% | 0% | 0%
LV HH Metered | 0% | 0% | 0% | 0% | 0% | 0% | 0% | 0% | 0% | 0% | 0% | 0% | 0% | 0% | 0% | 0% | 0% | 0%
LV Sub HH Metered | 0% | 0% | 0% | 0% | 0% | 0% | 0% | 0% | 0% | 0% | 0% | 0% | 0% | 0% | 0% | 0% | 0% | 0%
HV HH Metered | 0% | 0% | 0% | 0% | 0% | 0% | 0% | 0% | 0% | 0% | 0% | 0% | 0% | 0% | 0% | 0% | 0% | 0%
NHH UMS category A | 0% | 0% | 0% | 0% | 0% | 0% | 0% | 0% | 0% | 0% | 0% | 0% | 0% | 0% | 0% | 0% | 0% | 0%
NHH UMS category B | 0% | 0% | 0% | 0% | 0% | 0% | 0% | 0% | 0% | 0% | 0% | 0% | 0% | 0% | 0% | 0% | 0% | 0%
NHH UMS category C | 0% | 0% | 0% | 0% | 0% | 0% | 0% | 0% | 0% | 0% | 0% | 0% | 0% | 0% | 0% | 0% | 0% | 0%
NHH UMS category D | 0% | 0% | 0% | 0% | 0% | 0% | 0% | 0% | 0% | 0% | 0% | 0% | 0% | 0% | 0% | 0% | 0% | 0%
LV UMS (Pseudo HH Metered) | 0% | 0% | 0% | 0% | 0% | 0% | 0% | 0% | 0% | 0% | 0% | 0% | 0% | 0% | 0% | 0% | 0% | 0%
LV Generation NHH or Aggregate HH | 0% | 0% | 0% | 0% | 0% | 0% | 0% | 0% | 0% | 0% | 0% | 0% | 0% | 0% | 0% | 0% | 0% | 0%
LV Sub Generation NHH | 0% | 0% | 0% | 0% | 0% | 0% | 0% | 0% | 0% | 0% | 0% | 0% | 0% | 0% | 0% | 0% | 0% | 0%
LV Generation Intermittent | 0% | 0% | 0% | 0% | 0% | 0% | 0% | 0% | 0% | 0% | 0% | 0% | 0% | 0% | 0% | 0% | 0% | 0%
LV Generation Non-Intermittent | 0% | 0% | 0% | 0% | 0% | 0% | 0% | 0% | 0% | 0% | 0% | 0% | 0% | 0% | 0% | 0% | 0% | 0%
LV Sub Generation Intermittent | 0% | 0% | 0% | 0% | 0% | 0% | 0% | 0% | 0% | 0% | 0% | 0% | 0% | 0% | 0% | 0% | 0% | 0%
LV Sub Generation Non-Intermittent | 0% | 0% | 0% | 0% | 0% | 0% | 0% | 0% | 0% | 0% | 0% | 0% | 0% | 0% | 0% | 0% | 0% | 0%
HV Generation Intermittent | 0% | 0% | 0% | 0% | 0% | 0% | 0% | 0% | 0% | 0% | 0% | 0% | 0% | 0% | 0% | 0% | 0% | 0%
HV Generation Non-Intermittent | 0% | 0% | 0% | 0% | 0% | 0% | 0% | 0% | 0% | 0% | 0% | 0% | 0% | 0% | 0% | 0% | 0% | 0%

## Yard
0
This sheet calculates average p/kWh and p/kW/day charges that would apply if no costs were recovered through capacity or fixed charges.
2901. Unit cost at each level, £/kW/year (relative to system simultaneous maximum load)
Data sources:
x1 = 2109. Network model annuity by simultaneous maximum load for each network level (£/kW/year)
x2 = 2710. Unit operating expenditure based on simultaneous maximum load (£/kW/year)
Combine tables = x1 or x2
| GSPs | Assets 132kV | Assets 132kV/EHV | Assets EHV | Assets EHV/HV | Assets 132kV/HV | Assets HV | Assets HV/LV | Assets LV circuits | Transmission exit | Operating 132kV | Operating 132kV/EHV | Operating EHV | Operating EHV/HV | Operating 132kV/HV | Operating HV | Operating HV/LV | Operating LV circuits
Unit cost at each level, £/kW/year (relative to system simultaneous maximum load) |  | 0 | 0 | 0 | 0 | 0 | 0 | 0 | 0 | 0 | 0 | 0 | 0 | 0 | 0 | 0 | 0 | 0
2902. Pay-as-you-go yardstick unit costs by charging level (p/kWh)
Data sources:
x1 = 2901. Unit cost at each level, £/kW/year (relative to system simultaneous maximum load)
x2 = 2302. Load coefficient
x3 = 2012. Loss adjustment factors between end user meter reading and each network level, scaled by network use
x4 = 2804. Proportion of annual charge covered by contributions (for all charging levels)
x5 = 1010. Days in the charging year (in Financial and general assumptions)
Calculation =x1*x2*x3*(1-x4)/(24*x5)*100
| GSPs | Assets 132kV | Assets 132kV/EHV | Assets EHV | Assets EHV/HV | Assets 132kV/HV | Assets HV | Assets HV/LV | Assets LV circuits | Transmission exit | Operating 132kV | Operating 132kV/EHV | Operating EHV | Operating EHV/HV | Operating 132kV/HV | Operating HV | Operating HV/LV | Operating LV circuits
Domestic Unrestricted | 0 | 0 | 0 | 0 | 0 | 0 | 0 | 0 | 0 | 0 | 0 | 0 | 0 | 0 | 0 | 0 | 0 | 0
Domestic Two Rate | 0 | 0 | 0 | 0 | 0 | 0 | 0 | 0 | 0 | 0 | 0 | 0 | 0 | 0 | 0 | 0 | 0 | 0
Domestic Off Peak (related MPAN) | 0 | 0 | 0 | 0 | 0 | 0 | 0 | 0 | 0 | 0 | 0 | 0 | 0 | 0 | 0 | 0 | 0 | 0
Small Non Domestic Unrestricted | 0 | 0 | 0 | 0 | 0 | 0 | 0 | 0 | 0 | 0 | 0 | 0 | 0 | 0 | 0 | 0 | 0 | 0
Small Non Domestic Two Rate | 0 | 0 | 0 | 0 | 0 | 0 | 0 | 0 | 0 | 0 | 0 | 0 | 0 | 0 | 0 | 0 | 0 | 0
Small Non Domestic Off Peak (related MPAN) | 0 | 0 | 0 | 0 | 0 | 0 | 0 | 0 | 0 | 0 | 0 | 0 | 0 | 0 | 0 | 0 | 0 | 0
LV Medium Non-Domestic | 0 | 0 | 0 | 0 | 0 | 0 | 0 | 0 | 0 | 0 | 0 | 0 | 0 | 0 | 0 | 0 | 0 | 0
LV Sub Medium Non-Domestic | 0 | 0 | 0 | 0 | 0 | 0 | 0 | 0 | 0 | 0 | 0 | 0 | 0 | 0 | 0 | 0 | 0 | 0
HV Medium Non-Domestic | 0 | 0 | 0 | 0 | 0 | 0 | 0 | 0 | 0 | 0 | 0 | 0 | 0 | 0 | 0 | 0 | 0 | 0
LV Network Domestic | 0 | 0 | 0 | 0 | 0 | 0 | 0 | 0 | 0 | 0 | 0 | 0 | 0 | 0 | 0 | 0 | 0 | 0
LV Network Non-Domestic Non-CT | 0 | 0 | 0 | 0 | 0 | 0 | 0 | 0 | 0 | 0 | 0 | 0 | 0 | 0 | 0 | 0 | 0 | 0
LV HH Metered | 0 | 0 | 0 | 0 | 0 | 0 | 0 | 0 | 0 | 0 | 0 | 0 | 0 | 0 | 0 | 0 | 0 | 0
LV Sub HH Metered | 0 | 0 | 0 | 0 | 0 | 0 | 0 | 0 | 0 | 0 | 0 | 0 | 0 | 0 | 0 | 0 | 0 | 0
HV HH Metered | 0 | 0 | 0 | 0 | 0 | 0 | 0 | 0 | 0 | 0 | 0 | 0 | 0 | 0 | 0 | 0 | 0 | 0
NHH UMS category A | 0 | 0 | 0 | 0 | 0 | 0 | 0 | 0 | 0 | 0 | 0 | 0 | 0 | 0 | 0 | 0 | 0 | 0
NHH UMS category B | 0 | 0 | 0 | 0 | 0 | 0 | 0 | 0 | 0 | 0 | 0 | 0 | 0 | 0 | 0 | 0 | 0 | 0
NHH UMS category C | 0 | 0 | 0 | 0 | 0 | 0 | 0 | 0 | 0 | 0 | 0 | 0 | 0 | 0 | 0 | 0 | 0 | 0
NHH UMS category D | 0 | 0 | 0 | 0 | 0 | 0 | 0 | 0 | 0 | 0 | 0 | 0 | 0 | 0 | 0 | 0 | 0 | 0
LV UMS (Pseudo HH Metered) | 0 | 0 | 0 | 0 | 0 | 0 | 0 | 0 | 0 | 0 | 0 | 0 | 0 | 0 | 0 | 0 | 0 | 0
LV Generation NHH or Aggregate HH | 0 | 0 | 0 | 0 | 0 | 0 | 0 | 0 | 0 | 0 | 0 | 0 | 0 | 0 | 0 | 0 | 0 | 0
LV Sub Generation NHH | 0 | 0 | 0 | 0 | 0 | 0 | 0 | 0 | 0 | 0 | 0 | 0 | 0 | 0 | 0 | 0 | 0 | 0
LV Generation Intermittent | 0 | 0 | 0 | 0 | 0 | 0 | 0 | 0 | 0 | 0 | 0 | 0 | 0 | 0 | 0 | 0 | 0 | 0
LV Generation Non-Intermittent | 0 | 0 | 0 | 0 | 0 | 0 | 0 | 0 | 0 | 0 | 0 | 0 | 0 | 0 | 0 | 0 | 0 | 0
LV Sub Generation Intermittent | 0 | 0 | 0 | 0 | 0 | 0 | 0 | 0 | 0 | 0 | 0 | 0 | 0 | 0 | 0 | 0 | 0 | 0
LV Sub Generation Non-Intermittent | 0 | 0 | 0 | 0 | 0 | 0 | 0 | 0 | 0 | 0 | 0 | 0 | 0 | 0 | 0 | 0 | 0 | 0
HV Generation Intermittent | 0 | 0 | 0 | 0 | 0 | 0 | 0 | 0 | 0 | 0 | 0 | 0 | 0 | 0 | 0 | 0 | 0 | 0
HV Generation Non-Intermittent | 0 | 0 | 0 | 0 | 0 | 0 | 0 | 0 | 0 | 0 | 0 | 0 | 0 | 0 | 0 | 0 | 0 | 0
2903. Contributions to pay-as-you-go unit rate 1 (p/kWh)
Data sources:
x1 = 2460. Unit rate 1 pseudo load coefficient by network level (combined)
x2 = 2901. Unit cost at each level, £/kW/year (relative to system simultaneous maximum load)
x3 = 2012. Loss adjustment factors between end user meter reading and each network level, scaled by network use
x4 = 2804. Proportion of annual charge covered by contributions (for all charging levels)
x5 = 1010. Days in the charging year (in Financial and general assumptions)
Calculation =x1*x2*x3*(1-x4)*100/(24*x5)
| GSPs | Assets 132kV | Assets 132kV/EHV | Assets EHV | Assets EHV/HV | Assets 132kV/HV | Assets HV | Assets HV/LV | Assets LV circuits | Transmission exit | Operating 132kV | Operating 132kV/EHV | Operating EHV | Operating EHV/HV | Operating 132kV/HV | Operating HV | Operating HV/LV | Operating LV circuits
Domestic Unrestricted | 0 | 0 | 0 | 0 | 0 | 0 | 0 | 0 | 0 | 0 | 0 | 0 | 0 | 0 | 0 | 0 | 0 | 0
Domestic Two Rate | 0 | 0 | 0 | 0 | 0 | 0 | 0 | 0 | 0 | 0 | 0 | 0 | 0 | 0 | 0 | 0 | 0 | 0
Domestic Off Peak (related MPAN) | 0 | 0 | 0 | 0 | 0 | 0 | 0 | 0 | 0 | 0 | 0 | 0 | 0 | 0 | 0 | 0 | 0 | 0
Small Non Domestic Unrestricted | 0 | 0 | 0 | 0 | 0 | 0 | 0 | 0 | 0 | 0 | 0 | 0 | 0 | 0 | 0 | 0 | 0 | 0
Small Non Domestic Two Rate | 0 | 0 | 0 | 0 | 0 | 0 | 0 | 0 | 0 | 0 | 0 | 0 | 0 | 0 | 0 | 0 | 0 | 0
Small Non Domestic Off Peak (related MPAN) | 0 | 0 | 0 | 0 | 0 | 0 | 0 | 0 | 0 | 0 | 0 | 0 | 0 | 0 | 0 | 0 | 0 | 0
LV Medium Non-Domestic | 0 | 0 | 0 | 0 | 0 | 0 | 0 | 0 | 0 | 0 | 0 | 0 | 0 | 0 | 0 | 0 | 0 | 0
LV Sub Medium Non-Domestic | 0 | 0 | 0 | 0 | 0 | 0 | 0 | 0 | 0 | 0 | 0 | 0 | 0 | 0 | 0 | 0 | 0 | 0
HV Medium Non-Domestic | 0 | 0 | 0 | 0 | 0 | 0 | 0 | 0 | 0 | 0 | 0 | 0 | 0 | 0 | 0 | 0 | 0 | 0
LV Network Domestic | 0 | 0 | 0 | 0 | 0 | 0 | 0 | 0 | 0 | 0 | 0 | 0 | 0 | 0 | 0 | 0 | 0 | 0
LV Network Non-Domestic Non-CT | 0 | 0 | 0 | 0 | 0 | 0 | 0 | 0 | 0 | 0 | 0 | 0 | 0 | 0 | 0 | 0 | 0 | 0
LV HH Metered | 0 | 0 | 0 | 0 | 0 | 0 | 0 | 0 | 0 | 0 | 0 | 0 | 0 | 0 | 0 | 0 | 0 | 0
LV Sub HH Metered | 0 | 0 | 0 | 0 | 0 | 0 | 0 | 0 | 0 | 0 | 0 | 0 | 0 | 0 | 0 | 0 | 0 | 0
HV HH Metered | 0 | 0 | 0 | 0 | 0 | 0 | 0 | 0 | 0 | 0 | 0 | 0 | 0 | 0 | 0 | 0 | 0 | 0
NHH UMS category A | 0 | 0 | 0 | 0 | 0 | 0 | 0 | 0 | 0 | 0 | 0 | 0 | 0 | 0 | 0 | 0 | 0 | 0
NHH UMS category B | 0 | 0 | 0 | 0 | 0 | 0 | 0 | 0 | 0 | 0 | 0 | 0 | 0 | 0 | 0 | 0 | 0 | 0
NHH UMS category C | 0 | 0 | 0 | 0 | 0 | 0 | 0 | 0 | 0 | 0 | 0 | 0 | 0 | 0 | 0 | 0 | 0 | 0
NHH UMS category D | 0 | 0 | 0 | 0 | 0 | 0 | 0 | 0 | 0 | 0 | 0 | 0 | 0 | 0 | 0 | 0 | 0 | 0
LV UMS (Pseudo HH Metered) | 0 | 0 | 0 | 0 | 0 | 0 | 0 | 0 | 0 | 0 | 0 | 0 | 0 | 0 | 0 | 0 | 0 | 0
LV Generation Non-Intermittent | 0 | 0 | 0 | 0 | 0 | 0 | 0 | 0 | 0 | 0 | 0 | 0 | 0 | 0 | 0 | 0 | 0 | 0
LV Sub Generation Non-Intermittent | 0 | 0 | 0 | 0 | 0 | 0 | 0 | 0 | 0 | 0 | 0 | 0 | 0 | 0 | 0 | 0 | 0 | 0
HV Generation Non-Intermittent | 0 | 0 | 0 | 0 | 0 | 0 | 0 | 0 | 0 | 0 | 0 | 0 | 0 | 0 | 0 | 0 | 0 | 0
2904. Contributions to pay-as-you-go unit rate 2 (p/kWh)
Data sources:
x1 = 2461. Unit rate 2 pseudo load coefficient by network level (combined)
x2 = 2901. Unit cost at each level, £/kW/year (relative to system simultaneous maximum load)
x3 = 2012. Loss adjustment factors between end user meter reading and each network level, scaled by network use
x4 = 2804. Proportion of annual charge covered by contributions (for all charging levels)
x5 = 1010. Days in the charging year (in Financial and general assumptions)
Calculation =x1*x2*x3*(1-x4)*100/(24*x5)
| GSPs | Assets 132kV | Assets 132kV/EHV | Assets EHV | Assets EHV/HV | Assets 132kV/HV | Assets HV | Assets HV/LV | Assets LV circuits | Transmission exit | Operating 132kV | Operating 132kV/EHV | Operating EHV | Operating EHV/HV | Operating 132kV/HV | Operating HV | Operating HV/LV | Operating LV circuits
Domestic Two Rate | 0 | 0 | 0 | 0 | 0 | 0 | 0 | 0 | 0 | 0 | 0 | 0 | 0 | 0 | 0 | 0 | 0 | 0
Small Non Domestic Two Rate | 0 | 0 | 0 | 0 | 0 | 0 | 0 | 0 | 0 | 0 | 0 | 0 | 0 | 0 | 0 | 0 | 0 | 0
LV Medium Non-Domestic | 0 | 0 | 0 | 0 | 0 | 0 | 0 | 0 | 0 | 0 | 0 | 0 | 0 | 0 | 0 | 0 | 0 | 0
LV Sub Medium Non-Domestic | 0 | 0 | 0 | 0 | 0 | 0 | 0 | 0 | 0 | 0 | 0 | 0 | 0 | 0 | 0 | 0 | 0 | 0
HV Medium Non-Domestic | 0 | 0 | 0 | 0 | 0 | 0 | 0 | 0 | 0 | 0 | 0 | 0 | 0 | 0 | 0 | 0 | 0 | 0
LV Network Domestic | 0 | 0 | 0 | 0 | 0 | 0 | 0 | 0 | 0 | 0 | 0 | 0 | 0 | 0 | 0 | 0 | 0 | 0
LV Network Non-Domestic Non-CT | 0 | 0 | 0 | 0 | 0 | 0 | 0 | 0 | 0 | 0 | 0 | 0 | 0 | 0 | 0 | 0 | 0 | 0
LV HH Metered | 0 | 0 | 0 | 0 | 0 | 0 | 0 | 0 | 0 | 0 | 0 | 0 | 0 | 0 | 0 | 0 | 0 | 0
LV Sub HH Metered | 0 | 0 | 0 | 0 | 0 | 0 | 0 | 0 | 0 | 0 | 0 | 0 | 0 | 0 | 0 | 0 | 0 | 0
HV HH Metered | 0 | 0 | 0 | 0 | 0 | 0 | 0 | 0 | 0 | 0 | 0 | 0 | 0 | 0 | 0 | 0 | 0 | 0
LV UMS (Pseudo HH Metered) | 0 | 0 | 0 | 0 | 0 | 0 | 0 | 0 | 0 | 0 | 0 | 0 | 0 | 0 | 0 | 0 | 0 | 0
LV Generation Non-Intermittent | 0 | 0 | 0 | 0 | 0 | 0 | 0 | 0 | 0 | 0 | 0 | 0 | 0 | 0 | 0 | 0 | 0 | 0
LV Sub Generation Non-Intermittent | 0 | 0 | 0 | 0 | 0 | 0 | 0 | 0 | 0 | 0 | 0 | 0 | 0 | 0 | 0 | 0 | 0 | 0
HV Generation Non-Intermittent | 0 | 0 | 0 | 0 | 0 | 0 | 0 | 0 | 0 | 0 | 0 | 0 | 0 | 0 | 0 | 0 | 0 | 0
2905. Contributions to pay-as-you-go unit rate 3 (p/kWh)
Data sources:
x1 = 2462. Unit rate 3 pseudo load coefficient by network level (combined)
x2 = 2901. Unit cost at each level, £/kW/year (relative to system simultaneous maximum load)
x3 = 2012. Loss adjustment factors between end user meter reading and each network level, scaled by network use
x4 = 2804. Proportion of annual charge covered by contributions (for all charging levels)
x5 = 1010. Days in the charging year (in Financial and general assumptions)
Calculation =x1*x2*x3*(1-x4)*100/(24*x5)
| GSPs | Assets 132kV | Assets 132kV/EHV | Assets EHV | Assets EHV/HV | Assets 132kV/HV | Assets HV | Assets HV/LV | Assets LV circuits | Transmission exit | Operating 132kV | Operating 132kV/EHV | Operating EHV | Operating EHV/HV | Operating 132kV/HV | Operating HV | Operating HV/LV | Operating LV circuits
LV Network Domestic | 0 | 0 | 0 | 0 | 0 | 0 | 0 | 0 | 0 | 0 | 0 | 0 | 0 | 0 | 0 | 0 | 0 | 0
LV Network Non-Domestic Non-CT | 0 | 0 | 0 | 0 | 0 | 0 | 0 | 0 | 0 | 0 | 0 | 0 | 0 | 0 | 0 | 0 | 0 | 0
LV HH Metered | 0 | 0 | 0 | 0 | 0 | 0 | 0 | 0 | 0 | 0 | 0 | 0 | 0 | 0 | 0 | 0 | 0 | 0
LV Sub HH Metered | 0 | 0 | 0 | 0 | 0 | 0 | 0 | 0 | 0 | 0 | 0 | 0 | 0 | 0 | 0 | 0 | 0 | 0
HV HH Metered | 0 | 0 | 0 | 0 | 0 | 0 | 0 | 0 | 0 | 0 | 0 | 0 | 0 | 0 | 0 | 0 | 0 | 0
LV UMS (Pseudo HH Metered) | 0 | 0 | 0 | 0 | 0 | 0 | 0 | 0 | 0 | 0 | 0 | 0 | 0 | 0 | 0 | 0 | 0 | 0
LV Generation Non-Intermittent | 0 | 0 | 0 | 0 | 0 | 0 | 0 | 0 | 0 | 0 | 0 | 0 | 0 | 0 | 0 | 0 | 0 | 0
LV Sub Generation Non-Intermittent | 0 | 0 | 0 | 0 | 0 | 0 | 0 | 0 | 0 | 0 | 0 | 0 | 0 | 0 | 0 | 0 | 0 | 0
HV Generation Non-Intermittent | 0 | 0 | 0 | 0 | 0 | 0 | 0 | 0 | 0 | 0 | 0 | 0 | 0 | 0 | 0 | 0 | 0 | 0

## Standing
0
This sheet reallocates some costs from unit charges to fixed or capacity charges, for demand users only.
3001. Costs based on aggregate maximum load (£/kW/year)
Data sources:
x1 = 2901. Unit cost at each level, £/kW/year (relative to system simultaneous maximum load)
x2 = 2612. Diversity allowances (including calculated LV value)
Calculation =x1/(1+x2)
| GSPs | Assets 132kV | Assets 132kV/EHV | Assets EHV | Assets EHV/HV | Assets 132kV/HV | Assets HV | Assets HV/LV | Assets LV circuits | Transmission exit | Operating 132kV | Operating 132kV/EHV | Operating EHV | Operating EHV/HV | Operating 132kV/HV | Operating HV | Operating HV/LV | Operating LV circuits
Costs based on aggregate maximum load (£/kW/year) | 0 | 0 | 0 | 0 | 0 | 0 | 0 | 0 | 0 | 0 | 0 | 0 | 0 | 0 | 0 | 0 | 0 | 0
3002. Capacity elements p/kVA/day
This calculation uses aggregate maximum load and no coincidence factor.
Data sources:
x1 = 2602. Standing charges factors adapted to use 132kV/HV
x2 = 2012. Loss adjustment factors between end user meter reading and each network level, scaled by network use
x3 = 3001. Costs based on aggregate maximum load (£/kW/year)
x4 = 1010. Power factor for all flows in the network model (in Financial and general assumptions)
x5 = 1010. Days in the charging year (in Financial and general assumptions)
x6 = 2804. Proportion of annual charge covered by contributions (for all charging levels)
Calculation =100*x1*x2*x3*x4/x5*(1-x6)
| GSPs | Assets 132kV | Assets 132kV/EHV | Assets EHV | Assets EHV/HV | Assets 132kV/HV | Assets HV | Assets HV/LV | Assets LV circuits | Transmission exit | Operating 132kV | Operating 132kV/EHV | Operating EHV | Operating EHV/HV | Operating 132kV/HV | Operating HV | Operating HV/LV | Operating LV circuits
Domestic Unrestricted | 0 | 0 | 0 | 0 | 0 | 0 | 0 | 0 | 0 | 0 | 0 | 0 | 0 | 0 | 0 | 0 | 0 | 0
Domestic Two Rate | 0 | 0 | 0 | 0 | 0 | 0 | 0 | 0 | 0 | 0 | 0 | 0 | 0 | 0 | 0 | 0 | 0 | 0
Domestic Off Peak (related MPAN) | 0 | 0 | 0 | 0 | 0 | 0 | 0 | 0 | 0 | 0 | 0 | 0 | 0 | 0 | 0 | 0 | 0 | 0
Small Non Domestic Unrestricted | 0 | 0 | 0 | 0 | 0 | 0 | 0 | 0 | 0 | 0 | 0 | 0 | 0 | 0 | 0 | 0 | 0 | 0
Small Non Domestic Two Rate | 0 | 0 | 0 | 0 | 0 | 0 | 0 | 0 | 0 | 0 | 0 | 0 | 0 | 0 | 0 | 0 | 0 | 0
Small Non Domestic Off Peak (related MPAN) | 0 | 0 | 0 | 0 | 0 | 0 | 0 | 0 | 0 | 0 | 0 | 0 | 0 | 0 | 0 | 0 | 0 | 0
LV Medium Non-Domestic | 0 | 0 | 0 | 0 | 0 | 0 | 0 | 0 | 0 | 0 | 0 | 0 | 0 | 0 | 0 | 0 | 0 | 0
LV Sub Medium Non-Domestic | 0 | 0 | 0 | 0 | 0 | 0 | 0 | 0 | 0 | 0 | 0 | 0 | 0 | 0 | 0 | 0 | 0 | 0
HV Medium Non-Domestic | 0 | 0 | 0 | 0 | 0 | 0 | 0 | 0 | 0 | 0 | 0 | 0 | 0 | 0 | 0 | 0 | 0 | 0
LV Network Domestic | 0 | 0 | 0 | 0 | 0 | 0 | 0 | 0 | 0 | 0 | 0 | 0 | 0 | 0 | 0 | 0 | 0 | 0
LV Network Non-Domestic Non-CT | 0 | 0 | 0 | 0 | 0 | 0 | 0 | 0 | 0 | 0 | 0 | 0 | 0 | 0 | 0 | 0 | 0 | 0
LV HH Metered | 0 | 0 | 0 | 0 | 0 | 0 | 0 | 0 | 0 | 0 | 0 | 0 | 0 | 0 | 0 | 0 | 0 | 0
LV Sub HH Metered | 0 | 0 | 0 | 0 | 0 | 0 | 0 | 0 | 0 | 0 | 0 | 0 | 0 | 0 | 0 | 0 | 0 | 0
HV HH Metered | 0 | 0 | 0 | 0 | 0 | 0 | 0 | 0 | 0 | 0 | 0 | 0 | 0 | 0 | 0 | 0 | 0 | 0
NHH UMS category A | 0 | 0 | 0 | 0 | 0 | 0 | 0 | 0 | 0 | 0 | 0 | 0 | 0 | 0 | 0 | 0 | 0 | 0
NHH UMS category B | 0 | 0 | 0 | 0 | 0 | 0 | 0 | 0 | 0 | 0 | 0 | 0 | 0 | 0 | 0 | 0 | 0 | 0
NHH UMS category C | 0 | 0 | 0 | 0 | 0 | 0 | 0 | 0 | 0 | 0 | 0 | 0 | 0 | 0 | 0 | 0 | 0 | 0
NHH UMS category D | 0 | 0 | 0 | 0 | 0 | 0 | 0 | 0 | 0 | 0 | 0 | 0 | 0 | 0 | 0 | 0 | 0 | 0
LV UMS (Pseudo HH Metered) | 0 | 0 | 0 | 0 | 0 | 0 | 0 | 0 | 0 | 0 | 0 | 0 | 0 | 0 | 0 | 0 | 0 | 0
3003. Yardstick components p/kWh (taking account of standing charges)
Data sources:
x1 = 2602. Standing charges factors adapted to use 132kV/HV
x2 = 2902. Pay-as-you-go yardstick unit costs by charging level (p/kWh)
Calculation =(1-x1)*x2
| GSPs | Assets 132kV | Assets 132kV/EHV | Assets EHV | Assets EHV/HV | Assets 132kV/HV | Assets HV | Assets HV/LV | Assets LV circuits | Transmission exit | Operating 132kV | Operating 132kV/EHV | Operating EHV | Operating EHV/HV | Operating 132kV/HV | Operating HV | Operating HV/LV | Operating LV circuits
Domestic Unrestricted | 0 | 0 | 0 | 0 | 0 | 0 | 0 | 0 | 0 | 0 | 0 | 0 | 0 | 0 | 0 | 0 | 0 | 0
Domestic Two Rate | 0 | 0 | 0 | 0 | 0 | 0 | 0 | 0 | 0 | 0 | 0 | 0 | 0 | 0 | 0 | 0 | 0 | 0
Domestic Off Peak (related MPAN) | 0 | 0 | 0 | 0 | 0 | 0 | 0 | 0 | 0 | 0 | 0 | 0 | 0 | 0 | 0 | 0 | 0 | 0
Small Non Domestic Unrestricted | 0 | 0 | 0 | 0 | 0 | 0 | 0 | 0 | 0 | 0 | 0 | 0 | 0 | 0 | 0 | 0 | 0 | 0
Small Non Domestic Two Rate | 0 | 0 | 0 | 0 | 0 | 0 | 0 | 0 | 0 | 0 | 0 | 0 | 0 | 0 | 0 | 0 | 0 | 0
Small Non Domestic Off Peak (related MPAN) | 0 | 0 | 0 | 0 | 0 | 0 | 0 | 0 | 0 | 0 | 0 | 0 | 0 | 0 | 0 | 0 | 0 | 0
LV Medium Non-Domestic | 0 | 0 | 0 | 0 | 0 | 0 | 0 | 0 | 0 | 0 | 0 | 0 | 0 | 0 | 0 | 0 | 0 | 0
LV Sub Medium Non-Domestic | 0 | 0 | 0 | 0 | 0 | 0 | 0 | 0 | 0 | 0 | 0 | 0 | 0 | 0 | 0 | 0 | 0 | 0
HV Medium Non-Domestic | 0 | 0 | 0 | 0 | 0 | 0 | 0 | 0 | 0 | 0 | 0 | 0 | 0 | 0 | 0 | 0 | 0 | 0
LV Network Domestic | 0 | 0 | 0 | 0 | 0 | 0 | 0 | 0 | 0 | 0 | 0 | 0 | 0 | 0 | 0 | 0 | 0 | 0
LV Network Non-Domestic Non-CT | 0 | 0 | 0 | 0 | 0 | 0 | 0 | 0 | 0 | 0 | 0 | 0 | 0 | 0 | 0 | 0 | 0 | 0
LV HH Metered | 0 | 0 | 0 | 0 | 0 | 0 | 0 | 0 | 0 | 0 | 0 | 0 | 0 | 0 | 0 | 0 | 0 | 0
LV Sub HH Metered | 0 | 0 | 0 | 0 | 0 | 0 | 0 | 0 | 0 | 0 | 0 | 0 | 0 | 0 | 0 | 0 | 0 | 0
HV HH Metered | 0 | 0 | 0 | 0 | 0 | 0 | 0 | 0 | 0 | 0 | 0 | 0 | 0 | 0 | 0 | 0 | 0 | 0
NHH UMS category A | 0 | 0 | 0 | 0 | 0 | 0 | 0 | 0 | 0 | 0 | 0 | 0 | 0 | 0 | 0 | 0 | 0 | 0
NHH UMS category B | 0 | 0 | 0 | 0 | 0 | 0 | 0 | 0 | 0 | 0 | 0 | 0 | 0 | 0 | 0 | 0 | 0 | 0
NHH UMS category C | 0 | 0 | 0 | 0 | 0 | 0 | 0 | 0 | 0 | 0 | 0 | 0 | 0 | 0 | 0 | 0 | 0 | 0
NHH UMS category D | 0 | 0 | 0 | 0 | 0 | 0 | 0 | 0 | 0 | 0 | 0 | 0 | 0 | 0 | 0 | 0 | 0 | 0
LV UMS (Pseudo HH Metered) | 0 | 0 | 0 | 0 | 0 | 0 | 0 | 0 | 0 | 0 | 0 | 0 | 0 | 0 | 0 | 0 | 0 | 0
3004. Contributions to unit rate 1 p/kWh by network level (taking account of standing charges)
Data sources:
x1 = 2602. Standing charges factors adapted to use 132kV/HV
x2 = 2903. Contributions to pay-as-you-go unit rate 1 (p/kWh)
Calculation =(1-x1)*x2
| GSPs | Assets 132kV | Assets 132kV/EHV | Assets EHV | Assets EHV/HV | Assets 132kV/HV | Assets HV | Assets HV/LV | Assets LV circuits | Transmission exit | Operating 132kV | Operating 132kV/EHV | Operating EHV | Operating EHV/HV | Operating 132kV/HV | Operating HV | Operating HV/LV | Operating LV circuits
Domestic Unrestricted | 0 | 0 | 0 | 0 | 0 | 0 | 0 | 0 | 0 | 0 | 0 | 0 | 0 | 0 | 0 | 0 | 0 | 0
Domestic Two Rate | 0 | 0 | 0 | 0 | 0 | 0 | 0 | 0 | 0 | 0 | 0 | 0 | 0 | 0 | 0 | 0 | 0 | 0
Domestic Off Peak (related MPAN) | 0 | 0 | 0 | 0 | 0 | 0 | 0 | 0 | 0 | 0 | 0 | 0 | 0 | 0 | 0 | 0 | 0 | 0
Small Non Domestic Unrestricted | 0 | 0 | 0 | 0 | 0 | 0 | 0 | 0 | 0 | 0 | 0 | 0 | 0 | 0 | 0 | 0 | 0 | 0
Small Non Domestic Two Rate | 0 | 0 | 0 | 0 | 0 | 0 | 0 | 0 | 0 | 0 | 0 | 0 | 0 | 0 | 0 | 0 | 0 | 0
Small Non Domestic Off Peak (related MPAN) | 0 | 0 | 0 | 0 | 0 | 0 | 0 | 0 | 0 | 0 | 0 | 0 | 0 | 0 | 0 | 0 | 0 | 0
LV Medium Non-Domestic | 0 | 0 | 0 | 0 | 0 | 0 | 0 | 0 | 0 | 0 | 0 | 0 | 0 | 0 | 0 | 0 | 0 | 0
LV Sub Medium Non-Domestic | 0 | 0 | 0 | 0 | 0 | 0 | 0 | 0 | 0 | 0 | 0 | 0 | 0 | 0 | 0 | 0 | 0 | 0
HV Medium Non-Domestic | 0 | 0 | 0 | 0 | 0 | 0 | 0 | 0 | 0 | 0 | 0 | 0 | 0 | 0 | 0 | 0 | 0 | 0
LV Network Domestic | 0 | 0 | 0 | 0 | 0 | 0 | 0 | 0 | 0 | 0 | 0 | 0 | 0 | 0 | 0 | 0 | 0 | 0
LV Network Non-Domestic Non-CT | 0 | 0 | 0 | 0 | 0 | 0 | 0 | 0 | 0 | 0 | 0 | 0 | 0 | 0 | 0 | 0 | 0 | 0
LV HH Metered | 0 | 0 | 0 | 0 | 0 | 0 | 0 | 0 | 0 | 0 | 0 | 0 | 0 | 0 | 0 | 0 | 0 | 0
LV Sub HH Metered | 0 | 0 | 0 | 0 | 0 | 0 | 0 | 0 | 0 | 0 | 0 | 0 | 0 | 0 | 0 | 0 | 0 | 0
HV HH Metered | 0 | 0 | 0 | 0 | 0 | 0 | 0 | 0 | 0 | 0 | 0 | 0 | 0 | 0 | 0 | 0 | 0 | 0
NHH UMS category A | 0 | 0 | 0 | 0 | 0 | 0 | 0 | 0 | 0 | 0 | 0 | 0 | 0 | 0 | 0 | 0 | 0 | 0
NHH UMS category B | 0 | 0 | 0 | 0 | 0 | 0 | 0 | 0 | 0 | 0 | 0 | 0 | 0 | 0 | 0 | 0 | 0 | 0
NHH UMS category C | 0 | 0 | 0 | 0 | 0 | 0 | 0 | 0 | 0 | 0 | 0 | 0 | 0 | 0 | 0 | 0 | 0 | 0
NHH UMS category D | 0 | 0 | 0 | 0 | 0 | 0 | 0 | 0 | 0 | 0 | 0 | 0 | 0 | 0 | 0 | 0 | 0 | 0
LV UMS (Pseudo HH Metered) | 0 | 0 | 0 | 0 | 0 | 0 | 0 | 0 | 0 | 0 | 0 | 0 | 0 | 0 | 0 | 0 | 0 | 0
3005. Contributions to unit rate 2 p/kWh by network level (taking account of standing charges)
Data sources:
x1 = 2602. Standing charges factors adapted to use 132kV/HV
x2 = 2904. Contributions to pay-as-you-go unit rate 2 (p/kWh)
Calculation =(1-x1)*x2
| GSPs | Assets 132kV | Assets 132kV/EHV | Assets EHV | Assets EHV/HV | Assets 132kV/HV | Assets HV | Assets HV/LV | Assets LV circuits | Transmission exit | Operating 132kV | Operating 132kV/EHV | Operating EHV | Operating EHV/HV | Operating 132kV/HV | Operating HV | Operating HV/LV | Operating LV circuits
Domestic Two Rate | 0 | 0 | 0 | 0 | 0 | 0 | 0 | 0 | 0 | 0 | 0 | 0 | 0 | 0 | 0 | 0 | 0 | 0
Small Non Domestic Two Rate | 0 | 0 | 0 | 0 | 0 | 0 | 0 | 0 | 0 | 0 | 0 | 0 | 0 | 0 | 0 | 0 | 0 | 0
LV Medium Non-Domestic | 0 | 0 | 0 | 0 | 0 | 0 | 0 | 0 | 0 | 0 | 0 | 0 | 0 | 0 | 0 | 0 | 0 | 0
LV Sub Medium Non-Domestic | 0 | 0 | 0 | 0 | 0 | 0 | 0 | 0 | 0 | 0 | 0 | 0 | 0 | 0 | 0 | 0 | 0 | 0
HV Medium Non-Domestic | 0 | 0 | 0 | 0 | 0 | 0 | 0 | 0 | 0 | 0 | 0 | 0 | 0 | 0 | 0 | 0 | 0 | 0
LV Network Domestic | 0 | 0 | 0 | 0 | 0 | 0 | 0 | 0 | 0 | 0 | 0 | 0 | 0 | 0 | 0 | 0 | 0 | 0
LV Network Non-Domestic Non-CT | 0 | 0 | 0 | 0 | 0 | 0 | 0 | 0 | 0 | 0 | 0 | 0 | 0 | 0 | 0 | 0 | 0 | 0
LV HH Metered | 0 | 0 | 0 | 0 | 0 | 0 | 0 | 0 | 0 | 0 | 0 | 0 | 0 | 0 | 0 | 0 | 0 | 0
LV Sub HH Metered | 0 | 0 | 0 | 0 | 0 | 0 | 0 | 0 | 0 | 0 | 0 | 0 | 0 | 0 | 0 | 0 | 0 | 0
HV HH Metered | 0 | 0 | 0 | 0 | 0 | 0 | 0 | 0 | 0 | 0 | 0 | 0 | 0 | 0 | 0 | 0 | 0 | 0
LV UMS (Pseudo HH Metered) | 0 | 0 | 0 | 0 | 0 | 0 | 0 | 0 | 0 | 0 | 0 | 0 | 0 | 0 | 0 | 0 | 0 | 0
3006. Contributions to unit rate 3 p/kWh by network level (taking account of standing charges)
Data sources:
x1 = 2602. Standing charges factors adapted to use 132kV/HV
x2 = 2905. Contributions to pay-as-you-go unit rate 3 (p/kWh)
Calculation =(1-x1)*x2
| GSPs | Assets 132kV | Assets 132kV/EHV | Assets EHV | Assets EHV/HV | Assets 132kV/HV | Assets HV | Assets HV/LV | Assets LV circuits | Transmission exit | Operating 132kV | Operating 132kV/EHV | Operating EHV | Operating EHV/HV | Operating 132kV/HV | Operating HV | Operating HV/LV | Operating LV circuits
LV Network Domestic | 0 | 0 | 0 | 0 | 0 | 0 | 0 | 0 | 0 | 0 | 0 | 0 | 0 | 0 | 0 | 0 | 0 | 0
LV Network Non-Domestic Non-CT | 0 | 0 | 0 | 0 | 0 | 0 | 0 | 0 | 0 | 0 | 0 | 0 | 0 | 0 | 0 | 0 | 0 | 0
LV HH Metered | 0 | 0 | 0 | 0 | 0 | 0 | 0 | 0 | 0 | 0 | 0 | 0 | 0 | 0 | 0 | 0 | 0 | 0
LV Sub HH Metered | 0 | 0 | 0 | 0 | 0 | 0 | 0 | 0 | 0 | 0 | 0 | 0 | 0 | 0 | 0 | 0 | 0 | 0
HV HH Metered | 0 | 0 | 0 | 0 | 0 | 0 | 0 | 0 | 0 | 0 | 0 | 0 | 0 | 0 | 0 | 0 | 0 | 0
LV UMS (Pseudo HH Metered) | 0 | 0 | 0 | 0 | 0 | 0 | 0 | 0 | 0 | 0 | 0 | 0 | 0 | 0 | 0 | 0 | 0 | 0
3007. Exceeded capacity charge elements p/kVA/day
Data sources:
x1 = 2602. Standing charges factors adapted to use 132kV/HV
x2 = 2012. Loss adjustment factors between end user meter reading and each network level, scaled by network use
x3 = 3001. Costs based on aggregate maximum load (£/kW/year)
x4 = 1010. Power factor for all flows in the network model (in Financial and general assumptions)
x5 = 1010. Days in the charging year (in Financial and general assumptions)
Calculation =100*x1*x2*x3*x4/x5
| GSPs | Assets 132kV | Assets 132kV/EHV | Assets EHV | Assets EHV/HV | Assets 132kV/HV | Assets HV | Assets HV/LV | Assets LV circuits | Transmission exit | Operating 132kV | Operating 132kV/EHV | Operating EHV | Operating EHV/HV | Operating 132kV/HV | Operating HV | Operating HV/LV | Operating LV circuits
Domestic Unrestricted | 0 | 0 | 0 | 0 | 0 | 0 | 0 | 0 | 0 | 0 | 0 | 0 | 0 | 0 | 0 | 0 | 0 | 0
Domestic Two Rate | 0 | 0 | 0 | 0 | 0 | 0 | 0 | 0 | 0 | 0 | 0 | 0 | 0 | 0 | 0 | 0 | 0 | 0
Domestic Off Peak (related MPAN) | 0 | 0 | 0 | 0 | 0 | 0 | 0 | 0 | 0 | 0 | 0 | 0 | 0 | 0 | 0 | 0 | 0 | 0
Small Non Domestic Unrestricted | 0 | 0 | 0 | 0 | 0 | 0 | 0 | 0 | 0 | 0 | 0 | 0 | 0 | 0 | 0 | 0 | 0 | 0
Small Non Domestic Two Rate | 0 | 0 | 0 | 0 | 0 | 0 | 0 | 0 | 0 | 0 | 0 | 0 | 0 | 0 | 0 | 0 | 0 | 0
Small Non Domestic Off Peak (related MPAN) | 0 | 0 | 0 | 0 | 0 | 0 | 0 | 0 | 0 | 0 | 0 | 0 | 0 | 0 | 0 | 0 | 0 | 0
LV Medium Non-Domestic | 0 | 0 | 0 | 0 | 0 | 0 | 0 | 0 | 0 | 0 | 0 | 0 | 0 | 0 | 0 | 0 | 0 | 0
LV Sub Medium Non-Domestic | 0 | 0 | 0 | 0 | 0 | 0 | 0 | 0 | 0 | 0 | 0 | 0 | 0 | 0 | 0 | 0 | 0 | 0
HV Medium Non-Domestic | 0 | 0 | 0 | 0 | 0 | 0 | 0 | 0 | 0 | 0 | 0 | 0 | 0 | 0 | 0 | 0 | 0 | 0
LV Network Domestic | 0 | 0 | 0 | 0 | 0 | 0 | 0 | 0 | 0 | 0 | 0 | 0 | 0 | 0 | 0 | 0 | 0 | 0
LV Network Non-Domestic Non-CT | 0 | 0 | 0 | 0 | 0 | 0 | 0 | 0 | 0 | 0 | 0 | 0 | 0 | 0 | 0 | 0 | 0 | 0
LV HH Metered | 0 | 0 | 0 | 0 | 0 | 0 | 0 | 0 | 0 | 0 | 0 | 0 | 0 | 0 | 0 | 0 | 0 | 0
LV Sub HH Metered | 0 | 0 | 0 | 0 | 0 | 0 | 0 | 0 | 0 | 0 | 0 | 0 | 0 | 0 | 0 | 0 | 0 | 0
HV HH Metered | 0 | 0 | 0 | 0 | 0 | 0 | 0 | 0 | 0 | 0 | 0 | 0 | 0 | 0 | 0 | 0 | 0 | 0
NHH UMS category A | 0 | 0 | 0 | 0 | 0 | 0 | 0 | 0 | 0 | 0 | 0 | 0 | 0 | 0 | 0 | 0 | 0 | 0
NHH UMS category B | 0 | 0 | 0 | 0 | 0 | 0 | 0 | 0 | 0 | 0 | 0 | 0 | 0 | 0 | 0 | 0 | 0 | 0
NHH UMS category C | 0 | 0 | 0 | 0 | 0 | 0 | 0 | 0 | 0 | 0 | 0 | 0 | 0 | 0 | 0 | 0 | 0 | 0
NHH UMS category D | 0 | 0 | 0 | 0 | 0 | 0 | 0 | 0 | 0 | 0 | 0 | 0 | 0 | 0 | 0 | 0 | 0 | 0
LV UMS (Pseudo HH Metered) | 0 | 0 | 0 | 0 | 0 | 0 | 0 | 0 | 0 | 0 | 0 | 0 | 0 | 0 | 0 | 0 | 0 | 0

## AggCap
0
This sheet allocates standing charges to fixed charges for non half hourly settled demand users.
3101. Mapping of tariffs to tariff groups
| LV domestic and small non-domestic tariffs | LV medium non-domestic tariffs | LV substation aggregated tariffs | HV network aggregated tariffs
Domestic Unrestricted | 1 | 0 | 0 | 0
Domestic Two Rate | 1 | 0 | 0 | 0
Small Non Domestic Unrestricted | 1 | 0 | 0 | 0
Small Non Domestic Two Rate | 1 | 0 | 0 | 0
LV Medium Non-Domestic | 0 | 1 | 0 | 0
LV Sub Medium Non-Domestic | 0 | 0 | 1 | 0
HV Medium Non-Domestic | 0 | 0 | 0 | 1
LV Network Domestic | 1 | 0 | 0 | 0
LV Network Non-Domestic Non-CT | 1 | 0 | 0 | 0
3102. Capacity use for tariffs charged for capacity on an exit point basis
Data sources:
x1 = 2407. All units (MWh)
x2 = 1041. Load factor for each type of demand user (in Load profile data for demand users)
x3 = 1010. Days in the charging year (in Financial and general assumptions)
x4 = 2305. MPANs (in Equivalent volume for each end user)
Kind: | Calculation | Copy cells
Formula: | =x1/x2/(24*x3)*1000 | = x4
| Unit-based contributions to aggregate maximum load (kW) | MPANs
Domestic Unrestricted | 0 | 0
Domestic Two Rate | 0 | 0
Small Non Domestic Unrestricted | 0 | 0
Small Non Domestic Two Rate | 0 | 0
LV Medium Non-Domestic | 0 | 0
LV Sub Medium Non-Domestic | 0 | 0
HV Medium Non-Domestic | 0 | 0
LV Network Domestic | 0 | 0
LV Network Non-Domestic Non-CT | 0 | 0
3103. Aggregate capacity (kW)
Data sources:
x1 = 3101. Mapping of tariffs to tariff groups
x2 = 3102. Unit-based contributions to aggregate maximum load (kW) (in Capacity use for tariffs charged for capacity on an exit point basis)
Sum-product calculation =SUMPRODUCT(x1, x2)
| LV domestic and small non-domestic tariffs | LV medium non-domestic tariffs | LV substation aggregated tariffs | HV network aggregated tariffs
Aggregate capacity (kW) | 0 | 0 | 0 | 0
3104. Aggregate number of users charged for capacity on an exit point basis
Data sources:
x1 = 3101. Mapping of tariffs to tariff groups
x2 = 3102. MPANs (in Equivalent volume for each end user) (in Capacity use for tariffs charged for capacity on an exit point basis)
Sum-product calculation =SUMPRODUCT(x1, x2)
| LV domestic and small non-domestic tariffs | LV medium non-domestic tariffs | LV substation aggregated tariffs | HV network aggregated tariffs
Aggregate number of users charged for capacity on an exit point basis | 0 | 0 | 0 | 0
3105. Average maximum kVA by exit point
Data sources:
x1 = 3104. Aggregate number of users charged for capacity on an exit point basis
x2 = 3103. Aggregate capacity (kW)
x3 = 1010. Power factor for all flows in the network model (in Financial and general assumptions)
Calculation =IF(x1,x2/x1/x3,0)
| LV domestic and small non-domestic tariffs | LV medium non-domestic tariffs | LV substation aggregated tariffs | HV network aggregated tariffs
Average maximum kVA by exit point | 0 | 0 | 0 | 0
3106. Deemed average maximum kVA for each tariff
Data sources:
x1 = 3101. Mapping of tariffs to tariff groups
x2 = 3105. Average maximum kVA by exit point
Sum-product calculation =SUMPRODUCT(x1, x2)
Deemed average maximum kVA for each tariff
Domestic Unrestricted | 0
Domestic Two Rate | 0
Small Non Domestic Unrestricted | 0
Small Non Domestic Two Rate | 0
LV Medium Non-Domestic | 0
LV Sub Medium Non-Domestic | 0
HV Medium Non-Domestic | 0
LV Network Domestic | 0
LV Network Non-Domestic Non-CT | 0
3107. Capacity-driven fixed charge elements from standing charges factors p/MPAN/day
Data sources:
x1 = 3002. Capacity elements p/kVA/day
x2 = 3106. Deemed average maximum kVA for each tariff
Calculation =x1*x2
| GSPs | Assets 132kV | Assets 132kV/EHV | Assets EHV | Assets EHV/HV | Assets 132kV/HV | Assets HV | Assets HV/LV | Assets LV circuits | Transmission exit | Operating 132kV | Operating 132kV/EHV | Operating EHV | Operating EHV/HV | Operating 132kV/HV | Operating HV | Operating HV/LV | Operating LV circuits
Domestic Unrestricted | 0 | 0 | 0 | 0 | 0 | 0 | 0 | 0 | 0 | 0 | 0 | 0 | 0 | 0 | 0 | 0 | 0 | 0
Domestic Two Rate | 0 | 0 | 0 | 0 | 0 | 0 | 0 | 0 | 0 | 0 | 0 | 0 | 0 | 0 | 0 | 0 | 0 | 0
Small Non Domestic Unrestricted | 0 | 0 | 0 | 0 | 0 | 0 | 0 | 0 | 0 | 0 | 0 | 0 | 0 | 0 | 0 | 0 | 0 | 0
Small Non Domestic Two Rate | 0 | 0 | 0 | 0 | 0 | 0 | 0 | 0 | 0 | 0 | 0 | 0 | 0 | 0 | 0 | 0 | 0 | 0
LV Medium Non-Domestic | 0 | 0 | 0 | 0 | 0 | 0 | 0 | 0 | 0 | 0 | 0 | 0 | 0 | 0 | 0 | 0 | 0 | 0
LV Sub Medium Non-Domestic | 0 | 0 | 0 | 0 | 0 | 0 | 0 | 0 | 0 | 0 | 0 | 0 | 0 | 0 | 0 | 0 | 0 | 0
HV Medium Non-Domestic | 0 | 0 | 0 | 0 | 0 | 0 | 0 | 0 | 0 | 0 | 0 | 0 | 0 | 0 | 0 | 0 | 0 | 0
LV Network Domestic | 0 | 0 | 0 | 0 | 0 | 0 | 0 | 0 | 0 | 0 | 0 | 0 | 0 | 0 | 0 | 0 | 0 | 0
LV Network Non-Domestic Non-CT | 0 | 0 | 0 | 0 | 0 | 0 | 0 | 0 | 0 | 0 | 0 | 0 | 0 | 0 | 0 | 0 | 0 | 0

## Reactive
0
3201. Network use factors for generator reactive unit charges
These factors differ from the network use factors for active power charges/credits in the case of generators, who do not qualify
for active power credits at the voltage of connection but are charged reactive unit charges for costs caused at that voltage.
| GSPs | 132kV | 132kV/EHV | EHV | EHV/HV | 132kV/HV | HV | HV/LV | LV circuits
LV Generation Intermittent | 1 | 1 | 1 | 1 | 1 | 1 | 1 | 1 | 1
LV Generation Non-Intermittent | 1 | 1 | 1 | 1 | 1 | 1 | 1 | 1 | 1
LV Sub Generation Intermittent | 1 | 1 | 1 | 1 | 1 | 1 | 1 | 1 | 0
LV Sub Generation Non-Intermittent | 1 | 1 | 1 | 1 | 1 | 1 | 1 | 1 | 0
HV Generation Intermittent | 1 | 1 | 1 | 1 | 1 | 1 | 1 | 0 | 0
HV Generation Non-Intermittent | 1 | 1 | 1 | 1 | 1 | 1 | 1 | 0 | 0
3202. Standard components p/kWh for reactive power (absolute value)
Data sources:
x1 = 3003. Yardstick components p/kWh (taking account of standing charges)
Calculation =ABS(x1)
| GSPs | Assets 132kV | Assets 132kV/EHV | Assets EHV | Assets EHV/HV | Assets 132kV/HV | Assets HV | Assets HV/LV | Assets LV circuits | Transmission exit | Operating 132kV | Operating 132kV/EHV | Operating EHV | Operating EHV/HV | Operating 132kV/HV | Operating HV | Operating HV/LV | Operating LV circuits
LV HH Metered | 0 | 0 | 0 | 0 | 0 | 0 | 0 | 0 | 0 | 0 | 0 | 0 | 0 | 0 | 0 | 0 | 0 | 0
LV Sub HH Metered | 0 | 0 | 0 | 0 | 0 | 0 | 0 | 0 | 0 | 0 | 0 | 0 | 0 | 0 | 0 | 0 | 0 | 0
HV HH Metered | 0 | 0 | 0 | 0 | 0 | 0 | 0 | 0 | 0 | 0 | 0 | 0 | 0 | 0 | 0 | 0 | 0 | 0
3203. Standard reactive p/kVArh
Data sources:
x1 = 3202. Standard components p/kWh for reactive power (absolute value)
x2 = 1092. Average kVAr by kVA, by network level
x3 = 1010. Power factor for all flows in the network model (in Financial and general assumptions)
Calculation =x1*x2*x3
| GSPs | Assets 132kV | Assets 132kV/EHV | Assets EHV | Assets EHV/HV | Assets 132kV/HV | Assets HV | Assets HV/LV | Assets LV circuits | Transmission exit | Operating 132kV | Operating 132kV/EHV | Operating EHV | Operating EHV/HV | Operating 132kV/HV | Operating HV | Operating HV/LV | Operating LV circuits
LV HH Metered | 0 | 0 | 0 | 0 | 0 | 0 | 0 | 0 | 0 | 0 | 0 | 0 | 0 | 0 | 0 | 0 | 0 | 0
LV Sub HH Metered | 0 | 0 | 0 | 0 | 0 | 0 | 0 | 0 | 0 | 0 | 0 | 0 | 0 | 0 | 0 | 0 | 0 | 0
HV HH Metered | 0 | 0 | 0 | 0 | 0 | 0 | 0 | 0 | 0 | 0 | 0 | 0 | 0 | 0 | 0 | 0 | 0 | 0
3204. Absolute value of load coefficient (kW peak / average kW)
Data sources:
x1 = 2302. Load coefficient
Calculation =ABS(x1)
Absolute load coefficient
LV Generation Intermittent | 0
LV Generation Non-Intermittent | 0
LV Sub Generation Intermittent | 0
LV Sub Generation Non-Intermittent | 0
HV Generation Intermittent | 0
HV Generation Non-Intermittent | 0
3205. Pay-as-you-go components p/kWh for reactive power (absolute value)
Data sources:
x1 = 2901. Unit cost at each level, £/kW/year (relative to system simultaneous maximum load)
x2 = 3204. Absolute value of load coefficient (kW peak / average kW)
x3 = 2001. Loss adjustment factor to transmission (in Loss adjustment factors to transmission)
x4 = 2004. Loss adjustment factor to transmission for each network level
x5 = 2804. Proportion of annual charge covered by contributions (for all charging levels)
x6 = 3201. Network use factors for generator reactive unit charges
x7 = 1010. Days in the charging year (in Financial and general assumptions)
Calculation =x1*x2*x3/x4*(1-x5)*x6/(24*x7)*100
| GSPs | Assets 132kV | Assets 132kV/EHV | Assets EHV | Assets EHV/HV | Assets 132kV/HV | Assets HV | Assets HV/LV | Assets LV circuits | Transmission exit | Operating 132kV | Operating 132kV/EHV | Operating EHV | Operating EHV/HV | Operating 132kV/HV | Operating HV | Operating HV/LV | Operating LV circuits
LV Generation Intermittent | 0 | 0 | 0 | 0 | 0 | 0 | 0 | 0 | 0 | 0 | 0 | 0 | 0 | 0 | 0 | 0 | 0 | 0
LV Generation Non-Intermittent | 0 | 0 | 0 | 0 | 0 | 0 | 0 | 0 | 0 | 0 | 0 | 0 | 0 | 0 | 0 | 0 | 0 | 0
LV Sub Generation Intermittent | 0 | 0 | 0 | 0 | 0 | 0 | 0 | 0 | 0 | 0 | 0 | 0 | 0 | 0 | 0 | 0 | 0 | 0
LV Sub Generation Non-Intermittent | 0 | 0 | 0 | 0 | 0 | 0 | 0 | 0 | 0 | 0 | 0 | 0 | 0 | 0 | 0 | 0 | 0 | 0
HV Generation Intermittent | 0 | 0 | 0 | 0 | 0 | 0 | 0 | 0 | 0 | 0 | 0 | 0 | 0 | 0 | 0 | 0 | 0 | 0
HV Generation Non-Intermittent | 0 | 0 | 0 | 0 | 0 | 0 | 0 | 0 | 0 | 0 | 0 | 0 | 0 | 0 | 0 | 0 | 0 | 0
3206. Pay-as-you-go reactive p/kVArh
Data sources:
x1 = 3205. Pay-as-you-go components p/kWh for reactive power (absolute value)
x2 = 1092. Average kVAr by kVA, by network level
x3 = 1010. Power factor for all flows in the network model (in Financial and general assumptions)
Calculation =x1*x2*x3
| GSPs | Assets 132kV | Assets 132kV/EHV | Assets EHV | Assets EHV/HV | Assets 132kV/HV | Assets HV | Assets HV/LV | Assets LV circuits | Transmission exit | Operating 132kV | Operating 132kV/EHV | Operating EHV | Operating EHV/HV | Operating 132kV/HV | Operating HV | Operating HV/LV | Operating LV circuits
LV Generation Intermittent | 0 | 0 | 0 | 0 | 0 | 0 | 0 | 0 | 0 | 0 | 0 | 0 | 0 | 0 | 0 | 0 | 0 | 0
LV Generation Non-Intermittent | 0 | 0 | 0 | 0 | 0 | 0 | 0 | 0 | 0 | 0 | 0 | 0 | 0 | 0 | 0 | 0 | 0 | 0
LV Sub Generation Intermittent | 0 | 0 | 0 | 0 | 0 | 0 | 0 | 0 | 0 | 0 | 0 | 0 | 0 | 0 | 0 | 0 | 0 | 0
LV Sub Generation Non-Intermittent | 0 | 0 | 0 | 0 | 0 | 0 | 0 | 0 | 0 | 0 | 0 | 0 | 0 | 0 | 0 | 0 | 0 | 0
HV Generation Intermittent | 0 | 0 | 0 | 0 | 0 | 0 | 0 | 0 | 0 | 0 | 0 | 0 | 0 | 0 | 0 | 0 | 0 | 0
HV Generation Non-Intermittent | 0 | 0 | 0 | 0 | 0 | 0 | 0 | 0 | 0 | 0 | 0 | 0 | 0 | 0 | 0 | 0 | 0 | 0

## Aggreg
0
This sheet aggregates elements of tariffs excluding revenue matching and final adjustments and rounding.
3301. Unit rate 1 p/kWh (elements)
Data sources:
x1 = 3004. Unit rate 1 total p/kWh (taking account of standing charges) — for Tariffs with Unit rate 1 p/kWh from Standard 1 kWh
x2 = 2903. Pay-as-you-go unit rate 1 (p/kWh) — for Tariffs with Unit rate 1 p/kWh from PAYG 1 kWh
x3 = 2903. Pay-as-you-go unit rate 1 (p/kWh) — for Tariffs with Unit rate 1 p/kWh from PAYG 1 kWh & customer
x4 = 2902. Pay-as-you-go yardstick unit rate (p/kWh) — for Tariffs with Unit rate 1 p/kWh from PAYG yardstick kWh
x5 = 2203. LV unmetered service model asset charge (p/kWh) — for Tariffs with Unit rate 1 p/kWh from PAYG 1 kWh & customer
x6 = 2712. Operating expenditure for unmetered customer assets (p/kWh) — for Tariffs with Unit rate 1 p/kWh from PAYG 1 kWh & customer
Combine tables = x1 or x2 or x3 or x4 or x5 or x6
| GSPs | Assets 132kV | Assets 132kV/EHV | Assets EHV | Assets EHV/HV | Assets 132kV/HV | Assets HV | Assets HV/LV | Assets LV circuits | Assets LV customer | Assets HV customer | Transmission exit | Operating 132kV | Operating 132kV/EHV | Operating EHV | Operating EHV/HV | Operating 132kV/HV | Operating HV | Operating HV/LV | Operating LV circuits | Operating LV customer | Operating HV customer
Domestic Unrestricted | 0 | 0 | 0 | 0 | 0 | 0 | 0 | 0 | 0 |  |  | 0 | 0 | 0 | 0 | 0 | 0 | 0 | 0 | 0
Domestic Two Rate | 0 | 0 | 0 | 0 | 0 | 0 | 0 | 0 | 0 |  |  | 0 | 0 | 0 | 0 | 0 | 0 | 0 | 0 | 0
Domestic Off Peak (related MPAN) | 0 | 0 | 0 | 0 | 0 | 0 | 0 | 0 | 0 |  |  | 0 | 0 | 0 | 0 | 0 | 0 | 0 | 0 | 0
Small Non Domestic Unrestricted | 0 | 0 | 0 | 0 | 0 | 0 | 0 | 0 | 0 |  |  | 0 | 0 | 0 | 0 | 0 | 0 | 0 | 0 | 0
Small Non Domestic Two Rate | 0 | 0 | 0 | 0 | 0 | 0 | 0 | 0 | 0 |  |  | 0 | 0 | 0 | 0 | 0 | 0 | 0 | 0 | 0
Small Non Domestic Off Peak (related MPAN) | 0 | 0 | 0 | 0 | 0 | 0 | 0 | 0 | 0 |  |  | 0 | 0 | 0 | 0 | 0 | 0 | 0 | 0 | 0
LV Medium Non-Domestic | 0 | 0 | 0 | 0 | 0 | 0 | 0 | 0 | 0 |  |  | 0 | 0 | 0 | 0 | 0 | 0 | 0 | 0 | 0
LV Sub Medium Non-Domestic | 0 | 0 | 0 | 0 | 0 | 0 | 0 | 0 | 0 |  |  | 0 | 0 | 0 | 0 | 0 | 0 | 0 | 0 | 0
HV Medium Non-Domestic | 0 | 0 | 0 | 0 | 0 | 0 | 0 | 0 | 0 |  |  | 0 | 0 | 0 | 0 | 0 | 0 | 0 | 0 | 0
LV Network Domestic | 0 | 0 | 0 | 0 | 0 | 0 | 0 | 0 | 0 |  |  | 0 | 0 | 0 | 0 | 0 | 0 | 0 | 0 | 0
LV Network Non-Domestic Non-CT | 0 | 0 | 0 | 0 | 0 | 0 | 0 | 0 | 0 |  |  | 0 | 0 | 0 | 0 | 0 | 0 | 0 | 0 | 0
LV HH Metered | 0 | 0 | 0 | 0 | 0 | 0 | 0 | 0 | 0 |  |  | 0 | 0 | 0 | 0 | 0 | 0 | 0 | 0 | 0
LV Sub HH Metered | 0 | 0 | 0 | 0 | 0 | 0 | 0 | 0 | 0 |  |  | 0 | 0 | 0 | 0 | 0 | 0 | 0 | 0 | 0
HV HH Metered | 0 | 0 | 0 | 0 | 0 | 0 | 0 | 0 | 0 |  |  | 0 | 0 | 0 | 0 | 0 | 0 | 0 | 0 | 0
NHH UMS category A | 0 | 0 | 0 | 0 | 0 | 0 | 0 | 0 | 0 |  |  | 0 | 0 | 0 | 0 | 0 | 0 | 0 | 0 | 0 | 0
NHH UMS category B | 0 | 0 | 0 | 0 | 0 | 0 | 0 | 0 | 0 |  |  | 0 | 0 | 0 | 0 | 0 | 0 | 0 | 0 | 0 | 0
NHH UMS category C | 0 | 0 | 0 | 0 | 0 | 0 | 0 | 0 | 0 |  |  | 0 | 0 | 0 | 0 | 0 | 0 | 0 | 0 | 0 | 0
NHH UMS category D | 0 | 0 | 0 | 0 | 0 | 0 | 0 | 0 | 0 |  |  | 0 | 0 | 0 | 0 | 0 | 0 | 0 | 0 | 0 | 0
LV UMS (Pseudo HH Metered) | 0 | 0 | 0 | 0 | 0 | 0 | 0 | 0 | 0 |  |  | 0 | 0 | 0 | 0 | 0 | 0 | 0 | 0 | 0 | 0
LV Generation NHH or Aggregate HH | 0 | 0 | 0 | 0 | 0 | 0 | 0 | 0 | 0 |  |  | 0 | 0 | 0 | 0 | 0 | 0 | 0 | 0 | 0
LV Sub Generation NHH | 0 | 0 | 0 | 0 | 0 | 0 | 0 | 0 | 0 |  |  | 0 | 0 | 0 | 0 | 0 | 0 | 0 | 0 | 0
LV Generation Intermittent | 0 | 0 | 0 | 0 | 0 | 0 | 0 | 0 | 0 |  |  | 0 | 0 | 0 | 0 | 0 | 0 | 0 | 0 | 0
LV Generation Non-Intermittent | 0 | 0 | 0 | 0 | 0 | 0 | 0 | 0 | 0 |  |  | 0 | 0 | 0 | 0 | 0 | 0 | 0 | 0 | 0
LV Sub Generation Intermittent | 0 | 0 | 0 | 0 | 0 | 0 | 0 | 0 | 0 |  |  | 0 | 0 | 0 | 0 | 0 | 0 | 0 | 0 | 0
LV Sub Generation Non-Intermittent | 0 | 0 | 0 | 0 | 0 | 0 | 0 | 0 | 0 |  |  | 0 | 0 | 0 | 0 | 0 | 0 | 0 | 0 | 0
HV Generation Intermittent | 0 | 0 | 0 | 0 | 0 | 0 | 0 | 0 | 0 |  |  | 0 | 0 | 0 | 0 | 0 | 0 | 0 | 0 | 0
HV Generation Non-Intermittent | 0 | 0 | 0 | 0 | 0 | 0 | 0 | 0 | 0 |  |  | 0 | 0 | 0 | 0 | 0 | 0 | 0 | 0 | 0
3302. Unit rate 2 p/kWh (elements)
Data sources:
x1 = 3005. Unit rate 2 total p/kWh (taking account of standing charges) — for Tariffs with Unit rate 2 p/kWh from Standard 2 kWh
x2 = 2904. Pay-as-you-go unit rate 2 (p/kWh) — for Tariffs with Unit rate 2 p/kWh from PAYG 2 kWh
x3 = 2904. Pay-as-you-go unit rate 2 (p/kWh) — for Tariffs with Unit rate 2 p/kWh from PAYG 2 kWh & customer
x4 = 2203. LV unmetered service model asset charge (p/kWh) — for Tariffs with Unit rate 2 p/kWh from PAYG 2 kWh & customer
x5 = 2712. Operating expenditure for unmetered customer assets (p/kWh) — for Tariffs with Unit rate 2 p/kWh from PAYG 2 kWh & customer
Combine tables = x1 or x2 or x3 or x4 or x5
| GSPs | Assets 132kV | Assets 132kV/EHV | Assets EHV | Assets EHV/HV | Assets 132kV/HV | Assets HV | Assets HV/LV | Assets LV circuits | Assets LV customer | Assets HV customer | Transmission exit | Operating 132kV | Operating 132kV/EHV | Operating EHV | Operating EHV/HV | Operating 132kV/HV | Operating HV | Operating HV/LV | Operating LV circuits | Operating LV customer | Operating HV customer
Domestic Unrestricted
Domestic Two Rate | 0 | 0 | 0 | 0 | 0 | 0 | 0 | 0 | 0 |  |  | 0 | 0 | 0 | 0 | 0 | 0 | 0 | 0 | 0
Domestic Off Peak (related MPAN)
Small Non Domestic Unrestricted
Small Non Domestic Two Rate | 0 | 0 | 0 | 0 | 0 | 0 | 0 | 0 | 0 |  |  | 0 | 0 | 0 | 0 | 0 | 0 | 0 | 0 | 0
Small Non Domestic Off Peak (related MPAN)
LV Medium Non-Domestic | 0 | 0 | 0 | 0 | 0 | 0 | 0 | 0 | 0 |  |  | 0 | 0 | 0 | 0 | 0 | 0 | 0 | 0 | 0
LV Sub Medium Non-Domestic | 0 | 0 | 0 | 0 | 0 | 0 | 0 | 0 | 0 |  |  | 0 | 0 | 0 | 0 | 0 | 0 | 0 | 0 | 0
HV Medium Non-Domestic | 0 | 0 | 0 | 0 | 0 | 0 | 0 | 0 | 0 |  |  | 0 | 0 | 0 | 0 | 0 | 0 | 0 | 0 | 0
LV Network Domestic | 0 | 0 | 0 | 0 | 0 | 0 | 0 | 0 | 0 |  |  | 0 | 0 | 0 | 0 | 0 | 0 | 0 | 0 | 0
LV Network Non-Domestic Non-CT | 0 | 0 | 0 | 0 | 0 | 0 | 0 | 0 | 0 |  |  | 0 | 0 | 0 | 0 | 0 | 0 | 0 | 0 | 0
LV HH Metered | 0 | 0 | 0 | 0 | 0 | 0 | 0 | 0 | 0 |  |  | 0 | 0 | 0 | 0 | 0 | 0 | 0 | 0 | 0
LV Sub HH Metered | 0 | 0 | 0 | 0 | 0 | 0 | 0 | 0 | 0 |  |  | 0 | 0 | 0 | 0 | 0 | 0 | 0 | 0 | 0
HV HH Metered | 0 | 0 | 0 | 0 | 0 | 0 | 0 | 0 | 0 |  |  | 0 | 0 | 0 | 0 | 0 | 0 | 0 | 0 | 0
NHH UMS category A
NHH UMS category B
NHH UMS category C
NHH UMS category D
LV UMS (Pseudo HH Metered) | 0 | 0 | 0 | 0 | 0 | 0 | 0 | 0 | 0 |  |  | 0 | 0 | 0 | 0 | 0 | 0 | 0 | 0 | 0 | 0
LV Generation NHH or Aggregate HH
LV Sub Generation NHH
LV Generation Intermittent
LV Generation Non-Intermittent | 0 | 0 | 0 | 0 | 0 | 0 | 0 | 0 | 0 |  |  | 0 | 0 | 0 | 0 | 0 | 0 | 0 | 0 | 0
LV Sub Generation Intermittent
LV Sub Generation Non-Intermittent | 0 | 0 | 0 | 0 | 0 | 0 | 0 | 0 | 0 |  |  | 0 | 0 | 0 | 0 | 0 | 0 | 0 | 0 | 0
HV Generation Intermittent
HV Generation Non-Intermittent | 0 | 0 | 0 | 0 | 0 | 0 | 0 | 0 | 0 |  |  | 0 | 0 | 0 | 0 | 0 | 0 | 0 | 0 | 0
3303. Unit rate 3 p/kWh (elements)
Data sources:
x1 = 3006. Unit rate 3 total p/kWh (taking account of standing charges) — for Tariffs with Unit rate 3 p/kWh from Standard 3 kWh
x2 = 2905. Pay-as-you-go unit rate 3 (p/kWh) — for Tariffs with Unit rate 3 p/kWh from PAYG 3 kWh
x3 = 2905. Pay-as-you-go unit rate 3 (p/kWh) — for Tariffs with Unit rate 3 p/kWh from PAYG 3 kWh & customer
x4 = 2203. LV unmetered service model asset charge (p/kWh) — for Tariffs with Unit rate 3 p/kWh from PAYG 3 kWh & customer
x5 = 2712. Operating expenditure for unmetered customer assets (p/kWh) — for Tariffs with Unit rate 3 p/kWh from PAYG 3 kWh & customer
Combine tables = x1 or x2 or x3 or x4 or x5
| GSPs | Assets 132kV | Assets 132kV/EHV | Assets EHV | Assets EHV/HV | Assets 132kV/HV | Assets HV | Assets HV/LV | Assets LV circuits | Assets LV customer | Assets HV customer | Transmission exit | Operating 132kV | Operating 132kV/EHV | Operating EHV | Operating EHV/HV | Operating 132kV/HV | Operating HV | Operating HV/LV | Operating LV circuits | Operating LV customer | Operating HV customer
Domestic Unrestricted
Domestic Two Rate
Domestic Off Peak (related MPAN)
Small Non Domestic Unrestricted
Small Non Domestic Two Rate
Small Non Domestic Off Peak (related MPAN)
LV Medium Non-Domestic
LV Sub Medium Non-Domestic
HV Medium Non-Domestic
LV Network Domestic | 0 | 0 | 0 | 0 | 0 | 0 | 0 | 0 | 0 |  |  | 0 | 0 | 0 | 0 | 0 | 0 | 0 | 0 | 0
LV Network Non-Domestic Non-CT | 0 | 0 | 0 | 0 | 0 | 0 | 0 | 0 | 0 |  |  | 0 | 0 | 0 | 0 | 0 | 0 | 0 | 0 | 0
LV HH Metered | 0 | 0 | 0 | 0 | 0 | 0 | 0 | 0 | 0 |  |  | 0 | 0 | 0 | 0 | 0 | 0 | 0 | 0 | 0
LV Sub HH Metered | 0 | 0 | 0 | 0 | 0 | 0 | 0 | 0 | 0 |  |  | 0 | 0 | 0 | 0 | 0 | 0 | 0 | 0 | 0
HV HH Metered | 0 | 0 | 0 | 0 | 0 | 0 | 0 | 0 | 0 |  |  | 0 | 0 | 0 | 0 | 0 | 0 | 0 | 0 | 0
NHH UMS category A
NHH UMS category B
NHH UMS category C
NHH UMS category D
LV UMS (Pseudo HH Metered) | 0 | 0 | 0 | 0 | 0 | 0 | 0 | 0 | 0 |  |  | 0 | 0 | 0 | 0 | 0 | 0 | 0 | 0 | 0 | 0
LV Generation NHH or Aggregate HH
LV Sub Generation NHH
LV Generation Intermittent
LV Generation Non-Intermittent | 0 | 0 | 0 | 0 | 0 | 0 | 0 | 0 | 0 |  |  | 0 | 0 | 0 | 0 | 0 | 0 | 0 | 0 | 0
LV Sub Generation Intermittent
LV Sub Generation Non-Intermittent | 0 | 0 | 0 | 0 | 0 | 0 | 0 | 0 | 0 |  |  | 0 | 0 | 0 | 0 | 0 | 0 | 0 | 0 | 0
HV Generation Intermittent
HV Generation Non-Intermittent | 0 | 0 | 0 | 0 | 0 | 0 | 0 | 0 | 0 |  |  | 0 | 0 | 0 | 0 | 0 | 0 | 0 | 0 | 0
3304. Fixed charge p/MPAN/day (elements)
Data sources:
x1 = 3107. Fixed charge from standing charges factors p/MPAN/day — for Tariffs with Fixed charge p/MPAN/day from Fixed from network & customer
x2 = 2206. Service model p/MPAN/day (in Replacement annuities for service models) — for Tariffs with Fixed charge p/MPAN/day from Customer
x3 = 2206. Service model p/MPAN/day (in Replacement annuities for service models) — for Tariffs with Fixed charge p/MPAN/day from Fixed from network & customer
x4 = 2711. Operating expenditure for customer assets p/MPAN/day total (in Operating expenditure for customer assets p/MPAN/day) — for Tariffs with Fixed charge p/MPAN/day from Customer
x5 = 2711. Operating expenditure for customer assets p/MPAN/day total (in Operating expenditure for customer assets p/MPAN/day) — for Tariffs with Fixed charge p/MPAN/day from Fixed from network & customer
Combine tables = x1 or x2 or x3 or x4 or x5
| GSPs | Assets 132kV | Assets 132kV/EHV | Assets EHV | Assets EHV/HV | Assets 132kV/HV | Assets HV | Assets HV/LV | Assets LV circuits | Assets LV customer | Assets HV customer | Transmission exit | Operating 132kV | Operating 132kV/EHV | Operating EHV | Operating EHV/HV | Operating 132kV/HV | Operating HV | Operating HV/LV | Operating LV circuits | Operating LV customer | Operating HV customer
Domestic Unrestricted | 0 | 0 | 0 | 0 | 0 | 0 | 0 | 0 | 0 | 0 | 0 | 0 | 0 | 0 | 0 | 0 | 0 | 0 | 0 | 0 | 0 | 0
Domestic Two Rate | 0 | 0 | 0 | 0 | 0 | 0 | 0 | 0 | 0 | 0 | 0 | 0 | 0 | 0 | 0 | 0 | 0 | 0 | 0 | 0 | 0 | 0
Domestic Off Peak (related MPAN)
Small Non Domestic Unrestricted | 0 | 0 | 0 | 0 | 0 | 0 | 0 | 0 | 0 | 0 | 0 | 0 | 0 | 0 | 0 | 0 | 0 | 0 | 0 | 0 | 0 | 0
Small Non Domestic Two Rate | 0 | 0 | 0 | 0 | 0 | 0 | 0 | 0 | 0 | 0 | 0 | 0 | 0 | 0 | 0 | 0 | 0 | 0 | 0 | 0 | 0 | 0
Small Non Domestic Off Peak (related MPAN)
LV Medium Non-Domestic | 0 | 0 | 0 | 0 | 0 | 0 | 0 | 0 | 0 | 0 | 0 | 0 | 0 | 0 | 0 | 0 | 0 | 0 | 0 | 0 | 0 | 0
LV Sub Medium Non-Domestic | 0 | 0 | 0 | 0 | 0 | 0 | 0 | 0 | 0 | 0 | 0 | 0 | 0 | 0 | 0 | 0 | 0 | 0 | 0 | 0 | 0 | 0
HV Medium Non-Domestic | 0 | 0 | 0 | 0 | 0 | 0 | 0 | 0 | 0 | 0 | 0 | 0 | 0 | 0 | 0 | 0 | 0 | 0 | 0 | 0 | 0 | 0
LV Network Domestic | 0 | 0 | 0 | 0 | 0 | 0 | 0 | 0 | 0 | 0 | 0 | 0 | 0 | 0 | 0 | 0 | 0 | 0 | 0 | 0 | 0 | 0
LV Network Non-Domestic Non-CT | 0 | 0 | 0 | 0 | 0 | 0 | 0 | 0 | 0 | 0 | 0 | 0 | 0 | 0 | 0 | 0 | 0 | 0 | 0 | 0 | 0 | 0
LV HH Metered | [9 empty] | 0 | 0 | [9 empty] | 0 | 0
LV Sub HH Metered | [9 empty] | 0 | 0 | [9 empty] | 0 | 0
HV HH Metered | [9 empty] | 0 | 0 | [9 empty] | 0 | 0
NHH UMS category A
NHH UMS category B
NHH UMS category C
NHH UMS category D
LV UMS (Pseudo HH Metered)
LV Generation NHH or Aggregate HH | [9 empty] | 0 | 0 | [9 empty] | 0 | 0
LV Sub Generation NHH | [9 empty] | 0 | 0 | [9 empty] | 0 | 0
LV Generation Intermittent | [9 empty] | 0 | 0 | [9 empty] | 0 | 0
LV Generation Non-Intermittent | [9 empty] | 0 | 0 | [9 empty] | 0 | 0
LV Sub Generation Intermittent | [9 empty] | 0 | 0 | [9 empty] | 0 | 0
LV Sub Generation Non-Intermittent | [9 empty] | 0 | 0 | [9 empty] | 0 | 0
HV Generation Intermittent | [9 empty] | 0 | 0 | [9 empty] | 0 | 0
HV Generation Non-Intermittent | [9 empty] | 0 | 0 | [9 empty] | 0 | 0
3305. Capacity charge p/kVA/day (elements)
Data sources:
x1 = 3002. Capacity charge p/kVA/day — for Tariffs with Capacity charge p/kVA/day from Capacity
Copy cells = x1
| GSPs | Assets 132kV | Assets 132kV/EHV | Assets EHV | Assets EHV/HV | Assets 132kV/HV | Assets HV | Assets HV/LV | Assets LV circuits | Assets LV customer | Assets HV customer | Transmission exit | Operating 132kV | Operating 132kV/EHV | Operating EHV | Operating EHV/HV | Operating 132kV/HV | Operating HV | Operating HV/LV | Operating LV circuits | Operating LV customer | Operating HV customer
Domestic Unrestricted
Domestic Two Rate
Domestic Off Peak (related MPAN)
Small Non Domestic Unrestricted
Small Non Domestic Two Rate
Small Non Domestic Off Peak (related MPAN)
LV Medium Non-Domestic
LV Sub Medium Non-Domestic
HV Medium Non-Domestic
LV Network Domestic
LV Network Non-Domestic Non-CT
LV HH Metered | 0 | 0 | 0 | 0 | 0 | 0 | 0 | 0 | 0 |  |  | 0 | 0 | 0 | 0 | 0 | 0 | 0 | 0 | 0
LV Sub HH Metered | 0 | 0 | 0 | 0 | 0 | 0 | 0 | 0 | 0 |  |  | 0 | 0 | 0 | 0 | 0 | 0 | 0 | 0 | 0
HV HH Metered | 0 | 0 | 0 | 0 | 0 | 0 | 0 | 0 | 0 |  |  | 0 | 0 | 0 | 0 | 0 | 0 | 0 | 0 | 0
NHH UMS category A
NHH UMS category B
NHH UMS category C
NHH UMS category D
LV UMS (Pseudo HH Metered)
LV Generation NHH or Aggregate HH
LV Sub Generation NHH
LV Generation Intermittent
LV Generation Non-Intermittent
LV Sub Generation Intermittent
LV Sub Generation Non-Intermittent
HV Generation Intermittent
HV Generation Non-Intermittent
3306. Exceeded capacity charge p/kVA/day (elements)
Data sources:
x1 = 3007. Exceeded capacity charge p/kVA/day — for Tariffs with Exceeded capacity charge p/kVA/day from Capacity
Copy cells = x1
| GSPs | Assets 132kV | Assets 132kV/EHV | Assets EHV | Assets EHV/HV | Assets 132kV/HV | Assets HV | Assets HV/LV | Assets LV circuits | Assets LV customer | Assets HV customer | Transmission exit | Operating 132kV | Operating 132kV/EHV | Operating EHV | Operating EHV/HV | Operating 132kV/HV | Operating HV | Operating HV/LV | Operating LV circuits | Operating LV customer | Operating HV customer
Domestic Unrestricted
Domestic Two Rate
Domestic Off Peak (related MPAN)
Small Non Domestic Unrestricted
Small Non Domestic Two Rate
Small Non Domestic Off Peak (related MPAN)
LV Medium Non-Domestic
LV Sub Medium Non-Domestic
HV Medium Non-Domestic
LV Network Domestic
LV Network Non-Domestic Non-CT
LV HH Metered | 0 | 0 | 0 | 0 | 0 | 0 | 0 | 0 | 0 |  |  | 0 | 0 | 0 | 0 | 0 | 0 | 0 | 0 | 0
LV Sub HH Metered | 0 | 0 | 0 | 0 | 0 | 0 | 0 | 0 | 0 |  |  | 0 | 0 | 0 | 0 | 0 | 0 | 0 | 0 | 0
HV HH Metered | 0 | 0 | 0 | 0 | 0 | 0 | 0 | 0 | 0 |  |  | 0 | 0 | 0 | 0 | 0 | 0 | 0 | 0 | 0
NHH UMS category A
NHH UMS category B
NHH UMS category C
NHH UMS category D
LV UMS (Pseudo HH Metered)
LV Generation NHH or Aggregate HH
LV Sub Generation NHH
LV Generation Intermittent
LV Generation Non-Intermittent
LV Sub Generation Intermittent
LV Sub Generation Non-Intermittent
HV Generation Intermittent
HV Generation Non-Intermittent
3307. Reactive power charge p/kVArh (elements)
Data sources:
x1 = 3206. Pay-as-you-go reactive p/kVArh
x2 = 3203. Standard reactive p/kVArh
Combine tables = x1 or x2
| GSPs | Assets 132kV | Assets 132kV/EHV | Assets EHV | Assets EHV/HV | Assets 132kV/HV | Assets HV | Assets HV/LV | Assets LV circuits | Assets LV customer | Assets HV customer | Transmission exit | Operating 132kV | Operating 132kV/EHV | Operating EHV | Operating EHV/HV | Operating 132kV/HV | Operating HV | Operating HV/LV | Operating LV circuits | Operating LV customer | Operating HV customer
Domestic Unrestricted
Domestic Two Rate
Domestic Off Peak (related MPAN)
Small Non Domestic Unrestricted
Small Non Domestic Two Rate
Small Non Domestic Off Peak (related MPAN)
LV Medium Non-Domestic
LV Sub Medium Non-Domestic
HV Medium Non-Domestic
LV Network Domestic
LV Network Non-Domestic Non-CT
LV HH Metered | 0 | 0 | 0 | 0 | 0 | 0 | 0 | 0 | 0 |  |  | 0 | 0 | 0 | 0 | 0 | 0 | 0 | 0 | 0
LV Sub HH Metered | 0 | 0 | 0 | 0 | 0 | 0 | 0 | 0 | 0 |  |  | 0 | 0 | 0 | 0 | 0 | 0 | 0 | 0 | 0
HV HH Metered | 0 | 0 | 0 | 0 | 0 | 0 | 0 | 0 | 0 |  |  | 0 | 0 | 0 | 0 | 0 | 0 | 0 | 0 | 0
NHH UMS category A
NHH UMS category B
NHH UMS category C
NHH UMS category D
LV UMS (Pseudo HH Metered)
LV Generation NHH or Aggregate HH
LV Sub Generation NHH
LV Generation Intermittent | 0 | 0 | 0 | 0 | 0 | 0 | 0 | 0 | 0 |  |  | 0 | 0 | 0 | 0 | 0 | 0 | 0 | 0 | 0
LV Generation Non-Intermittent | 0 | 0 | 0 | 0 | 0 | 0 | 0 | 0 | 0 |  |  | 0 | 0 | 0 | 0 | 0 | 0 | 0 | 0 | 0
LV Sub Generation Intermittent | 0 | 0 | 0 | 0 | 0 | 0 | 0 | 0 | 0 |  |  | 0 | 0 | 0 | 0 | 0 | 0 | 0 | 0 | 0
LV Sub Generation Non-Intermittent | 0 | 0 | 0 | 0 | 0 | 0 | 0 | 0 | 0 |  |  | 0 | 0 | 0 | 0 | 0 | 0 | 0 | 0 | 0
HV Generation Intermittent | 0 | 0 | 0 | 0 | 0 | 0 | 0 | 0 | 0 |  |  | 0 | 0 | 0 | 0 | 0 | 0 | 0 | 0 | 0
HV Generation Non-Intermittent | 0 | 0 | 0 | 0 | 0 | 0 | 0 | 0 | 0 |  |  | 0 | 0 | 0 | 0 | 0 | 0 | 0 | 0 | 0
3308. Summary of charges before revenue matching
Data sources:
x1 = 3301. Unit rate 1 p/kWh (elements)
x2 = 3302. Unit rate 2 p/kWh (elements)
x3 = 3303. Unit rate 3 p/kWh (elements)
x4 = 3304. Fixed charge p/MPAN/day (elements)
x5 = 3305. Capacity charge p/kVA/day (elements)
x6 = 3306. Exceeded capacity charge p/kVA/day (elements)
x7 = 3307. Reactive power charge p/kVArh (elements)
Kind: | Cell summation | Cell summation | Cell summation | Cell summation | Cell summation | Cell summation | Cell summation
Formula: | =SUM(x1) | =SUM(x2) | =SUM(x3) | =SUM(x4) | =SUM(x5) | =SUM(x6) | =SUM(x7)
| Unit rate 1 p/kWh (total) | Unit rate 2 p/kWh (total) | Unit rate 3 p/kWh (total) | Fixed charge p/MPAN/day (total) | Capacity charge p/kVA/day (total) | Exceeded capacity charge p/kVA/day (total) | Reactive power charge p/kVArh
Domestic Unrestricted | 0 | 0 | 0 | 0 | 0 | 0 | 0
Domestic Two Rate | 0 | 0 | 0 | 0 | 0 | 0 | 0
Domestic Off Peak (related MPAN) | 0 | 0 | 0 | 0 | 0 | 0 | 0
Small Non Domestic Unrestricted | 0 | 0 | 0 | 0 | 0 | 0 | 0
Small Non Domestic Two Rate | 0 | 0 | 0 | 0 | 0 | 0 | 0
Small Non Domestic Off Peak (related MPAN) | 0 | 0 | 0 | 0 | 0 | 0 | 0
LV Medium Non-Domestic | 0 | 0 | 0 | 0 | 0 | 0 | 0
LV Sub Medium Non-Domestic | 0 | 0 | 0 | 0 | 0 | 0 | 0
HV Medium Non-Domestic | 0 | 0 | 0 | 0 | 0 | 0 | 0
LV Network Domestic | 0 | 0 | 0 | 0 | 0 | 0 | 0
LV Network Non-Domestic Non-CT | 0 | 0 | 0 | 0 | 0 | 0 | 0
LV HH Metered | 0 | 0 | 0 | 0 | 0 | 0 | 0
LV Sub HH Metered | 0 | 0 | 0 | 0 | 0 | 0 | 0
HV HH Metered | 0 | 0 | 0 | 0 | 0 | 0 | 0
NHH UMS category A | 0 | 0 | 0 | 0 | 0 | 0 | 0
NHH UMS category B | 0 | 0 | 0 | 0 | 0 | 0 | 0
NHH UMS category C | 0 | 0 | 0 | 0 | 0 | 0 | 0
NHH UMS category D | 0 | 0 | 0 | 0 | 0 | 0 | 0
LV UMS (Pseudo HH Metered) | 0 | 0 | 0 | 0 | 0 | 0 | 0
LV Generation NHH or Aggregate HH | 0 | 0 | 0 | 0 | 0 | 0 | 0
LV Sub Generation NHH | 0 | 0 | 0 | 0 | 0 | 0 | 0
LV Generation Intermittent | 0 | 0 | 0 | 0 | 0 | 0 | 0
LV Generation Non-Intermittent | 0 | 0 | 0 | 0 | 0 | 0 | 0
LV Sub Generation Intermittent | 0 | 0 | 0 | 0 | 0 | 0 | 0
LV Sub Generation Non-Intermittent | 0 | 0 | 0 | 0 | 0 | 0 | 0
HV Generation Intermittent | 0 | 0 | 0 | 0 | 0 | 0 | 0
HV Generation Non-Intermittent | 0 | 0 | 0 | 0 | 0 | 0 | 0

## Revenue
0
3401. Net revenues by tariff before matching (£)
Data sources:
x1 = 1010. Days in the charging year (in Financial and general assumptions)
x2 = 3308. Fixed charge p/MPAN/day (total) (in Summary of charges before revenue matching)
x3 = 2305. MPANs (in Equivalent volume for each end user)
x4 = 3308. Capacity charge p/kVA/day (total) (in Summary of charges before revenue matching)
x5 = 2305. Import capacity (kVA) (in Equivalent volume for each end user)
x6 = 3308. Exceeded capacity charge p/kVA/day (total) (in Summary of charges before revenue matching)
x7 = 2305. Exceeded capacity (kVA) (in Equivalent volume for each end user)
x8 = 3308. Unit rate 1 p/kWh (total) (in Summary of charges before revenue matching)
x9 = 2305. Rate 1 units (MWh) (in Equivalent volume for each end user)
x10 = 3308. Unit rate 2 p/kWh (total) (in Summary of charges before revenue matching)
x11 = 2305. Rate 2 units (MWh) (in Equivalent volume for each end user)
x12 = 3308. Unit rate 3 p/kWh (total) (in Summary of charges before revenue matching)
x13 = 2305. Rate 3 units (MWh) (in Equivalent volume for each end user)
x14 = 3308. Reactive power charge p/kVArh (in Summary of charges before revenue matching)
x15 = 2305. Reactive power units (MVArh) (in Equivalent volume for each end user)
Calculation =0.01*x1*(x2*x3+x4*x5+x6*x7)+10*(x8*x9+x10*x11+x12*x13+x14*x15)
Net revenues
Domestic Unrestricted | 0
Domestic Two Rate | 0
Domestic Off Peak (related MPAN) | 0
Small Non Domestic Unrestricted | 0
Small Non Domestic Two Rate | 0
Small Non Domestic Off Peak (related MPAN) | 0
LV Medium Non-Domestic | 0
LV Sub Medium Non-Domestic | 0
HV Medium Non-Domestic | 0
LV Network Domestic | 0
LV Network Non-Domestic Non-CT | 0
LV HH Metered | 0
LV Sub HH Metered | 0
HV HH Metered | 0
NHH UMS category A | 0
NHH UMS category B | 0
NHH UMS category C | 0
NHH UMS category D | 0
LV UMS (Pseudo HH Metered) | 0
LV Generation NHH or Aggregate HH | 0
LV Sub Generation NHH | 0
LV Generation Intermittent | 0
LV Generation Non-Intermittent | 0
LV Sub Generation Intermittent | 0
LV Sub Generation Non-Intermittent | 0
HV Generation Intermittent | 0
HV Generation Non-Intermittent | 0
3402. Target CDCM revenue
Data sources:
x1 = 1001. Value (in CDCM target revenue)
x2 = Target CDCM revenue (£/year) (in Target CDCM revenue)
x3 = 1001. Calculations (£/year) (in CDCM target revenue)
Kind: | Special calculation | Calculation
Formula: | = derived from x1 | =x2-x3
| Target CDCM revenue (£/year) | Check (should be zero)
Latest forecast of CDCM Revenue | 0 | 0
3403. Revenue surplus or shortfall
Data sources:
x1 = 3401. Net revenues by tariff before matching (£)
x2 = 3402. Target CDCM revenue (£/year) (in Target CDCM revenue)
x3 = Total net revenues before matching (£) (in Revenue surplus or shortfall)
Kind: | Cell summation | Calculation
Formula: | =SUM(x1) | =x2-x3
| Total net revenues before matching (£) | Revenue shortfall (surplus) £
Revenue surplus or shortfall | 0 | 0

## Scaler
0
This sheet modifies tariffs so that the total expected net revenues matches the target.
3501. Factor to scale to £1/kW at transmission exit level
Data sources:
x1 = 2901. Unit cost at each level, £/kW/year (relative to system simultaneous maximum load)
Calculation =IF(x1,1/x1,0)
Transmission exit
Factor to scale to £1/kW at transmission exit level | 0
3502. Applicability factor for £1/kW scaler
Data sources:
x1 = 3501. Factor to scale to £1/kW at transmission exit level
x2 = Zero for other levels
Combine tables = x1 or x2
| GSPs | Assets 132kV | Assets 132kV/EHV | Assets EHV | Assets EHV/HV | Assets 132kV/HV | Assets HV | Assets HV/LV | Assets LV circuits | Assets LV customer | Assets HV customer | Transmission exit | Operating 132kV | Operating 132kV/EHV | Operating EHV | Operating EHV/HV | Operating 132kV/HV | Operating HV | Operating HV/LV | Operating LV circuits | Operating LV customer | Operating HV customer
Applicability factor for £1/kW scaler | 0 | 0 | 0 | 0 | 0 | 0 | 0 | 0 | 0 | 0 | 0 | 0 | 0 | 0 | 0 | 0 | 0 | 0 | 0 | 0 | 0 | 0
3503. Scalable elements of tariff components
Data sources:
x1 = 3301. Unit rate 1 p/kWh (elements)
x2 = 3502. Applicability factor for £1/kW scaler
x3 = 3302. Unit rate 2 p/kWh (elements)
x4 = 3303. Unit rate 3 p/kWh (elements)
x5 = 3304. Fixed charge p/MPAN/day (elements)
x6 = 3305. Capacity charge p/kVA/day (elements)
x7 = 3306. Exceeded capacity charge p/kVA/day (elements)
x8 = 3307. Reactive power charge p/kVArh (elements)
Kind: | Sum-product calculation | Sum-product calculation | Sum-product calculation | Sum-product calculation | Sum-product calculation | Sum-product calculation | Sum-product calculation
Formula: | =SUMPRODUCT(x1, x2) | =SUMPRODUCT(x3, x2) | =SUMPRODUCT(x4, x2) | =SUMPRODUCT(x5, x2) | =SUMPRODUCT(x6, x2) | =SUMPRODUCT(x7, x2) | =SUMPRODUCT(x8, x2)
| Unit rate 1 p/kWh scalable part | Unit rate 2 p/kWh scalable part | Unit rate 3 p/kWh scalable part | Fixed charge p/MPAN/day scalable part | Capacity charge p/kVA/day scalable part | Exceeded capacity charge p/kVA/day scalable part | Reactive power charge p/kVArh scalable part
Domestic Unrestricted | 0 | 0 | 0 | 0 | 0 | 0 | 0
Domestic Two Rate | 0 | 0 | 0 | 0 | 0 | 0 | 0
Domestic Off Peak (related MPAN) | 0 | 0 | 0 | 0 | 0 | 0 | 0
Small Non Domestic Unrestricted | 0 | 0 | 0 | 0 | 0 | 0 | 0
Small Non Domestic Two Rate | 0 | 0 | 0 | 0 | 0 | 0 | 0
Small Non Domestic Off Peak (related MPAN) | 0 | 0 | 0 | 0 | 0 | 0 | 0
LV Medium Non-Domestic | 0 | 0 | 0 | 0 | 0 | 0 | 0
LV Sub Medium Non-Domestic | 0 | 0 | 0 | 0 | 0 | 0 | 0
HV Medium Non-Domestic | 0 | 0 | 0 | 0 | 0 | 0 | 0
LV Network Domestic | 0 | 0 | 0 | 0 | 0 | 0 | 0
LV Network Non-Domestic Non-CT | 0 | 0 | 0 | 0 | 0 | 0 | 0
LV HH Metered | 0 | 0 | 0 | 0 | 0 | 0 | 0
LV Sub HH Metered | 0 | 0 | 0 | 0 | 0 | 0 | 0
HV HH Metered | 0 | 0 | 0 | 0 | 0 | 0 | 0
NHH UMS category A | 0 | 0 | 0 | 0 | 0 | 0 | 0
NHH UMS category B | 0 | 0 | 0 | 0 | 0 | 0 | 0
NHH UMS category C | 0 | 0 | 0 | 0 | 0 | 0 | 0
NHH UMS category D | 0 | 0 | 0 | 0 | 0 | 0 | 0
LV UMS (Pseudo HH Metered) | 0 | 0 | 0 | 0 | 0 | 0 | 0
LV Generation NHH or Aggregate HH | 0 | 0 | 0 | 0 | 0 | 0 | 0
LV Sub Generation NHH | 0 | 0 | 0 | 0 | 0 | 0 | 0
LV Generation Intermittent | 0 | 0 | 0 | 0 | 0 | 0 | 0
LV Generation Non-Intermittent | 0 | 0 | 0 | 0 | 0 | 0 | 0
LV Sub Generation Intermittent | 0 | 0 | 0 | 0 | 0 | 0 | 0
LV Sub Generation Non-Intermittent | 0 | 0 | 0 | 0 | 0 | 0 | 0
HV Generation Intermittent | 0 | 0 | 0 | 0 | 0 | 0 | 0
HV Generation Non-Intermittent | 0 | 0 | 0 | 0 | 0 | 0 | 0
3504. Marginal revenue effect of scaler
Data sources:
x1 = 2302. Load coefficient
x2 = 3503. Unit rate 1 p/kWh scalable part (in Scalable elements of tariff components)
x3 = 2305. Rate 1 units (MWh) (in Equivalent volume for each end user)
x4 = 3503. Unit rate 2 p/kWh scalable part (in Scalable elements of tariff components)
x5 = 2305. Rate 2 units (MWh) (in Equivalent volume for each end user)
x6 = 3503. Unit rate 3 p/kWh scalable part (in Scalable elements of tariff components)
x7 = 2305. Rate 3 units (MWh) (in Equivalent volume for each end user)
x8 = 3503. Fixed charge p/MPAN/day scalable part (in Scalable elements of tariff components)
x9 = 1010. Days in the charging year (in Financial and general assumptions)
x10 = 2305. MPANs (in Equivalent volume for each end user)
x11 = 3503. Capacity charge p/kVA/day scalable part (in Scalable elements of tariff components)
x12 = 2305. Import capacity (kVA) (in Equivalent volume for each end user)
x13 = 3503. Exceeded capacity charge p/kVA/day scalable part (in Scalable elements of tariff components)
x14 = 2305. Exceeded capacity (kVA) (in Equivalent volume for each end user)
x15 = 3503. Reactive power charge p/kVArh scalable part (in Scalable elements of tariff components)
x16 = 2305. Reactive power units (MVArh) (in Equivalent volume for each end user)
Kind: | Calculation | Calculation | Calculation | Calculation | Calculation | Calculation | Calculation
Formula: | =IF(x1<0,0,x2*x3*10) | =IF(x1<0,0,x4*x5*10) | =IF(x1<0,0,x6*x7*10) | =x8*x9*x10/100 | =x11*x9*x12/100 | =x13*x9*x14/100 | =IF(x1<0,0,x15*x16*10)
| Effect through Unit rate 1 p/kWh | Effect through Unit rate 2 p/kWh | Effect through Unit rate 3 p/kWh | Effect through Fixed charge p/MPAN/day | Effect through Capacity charge p/kVA/day | Effect through Exceeded capacity charge p/kVA/day | Effect through Reactive power charge p/kVArh
Domestic Unrestricted | 0 | 0 | 0 | 0 | 0 | 0 | 0
Domestic Two Rate | 0 | 0 | 0 | 0 | 0 | 0 | 0
Domestic Off Peak (related MPAN) | 0 | 0 | 0 | 0 | 0 | 0 | 0
Small Non Domestic Unrestricted | 0 | 0 | 0 | 0 | 0 | 0 | 0
Small Non Domestic Two Rate | 0 | 0 | 0 | 0 | 0 | 0 | 0
Small Non Domestic Off Peak (related MPAN) | 0 | 0 | 0 | 0 | 0 | 0 | 0
LV Medium Non-Domestic | 0 | 0 | 0 | 0 | 0 | 0 | 0
LV Sub Medium Non-Domestic | 0 | 0 | 0 | 0 | 0 | 0 | 0
HV Medium Non-Domestic | 0 | 0 | 0 | 0 | 0 | 0 | 0
LV Network Domestic | 0 | 0 | 0 | 0 | 0 | 0 | 0
LV Network Non-Domestic Non-CT | 0 | 0 | 0 | 0 | 0 | 0 | 0
LV HH Metered | 0 | 0 | 0 | 0 | 0 | 0 | 0
LV Sub HH Metered | 0 | 0 | 0 | 0 | 0 | 0 | 0
HV HH Metered | 0 | 0 | 0 | 0 | 0 | 0 | 0
NHH UMS category A | 0 | 0 | 0 | 0 | 0 | 0 | 0
NHH UMS category B | 0 | 0 | 0 | 0 | 0 | 0 | 0
NHH UMS category C | 0 | 0 | 0 | 0 | 0 | 0 | 0
NHH UMS category D | 0 | 0 | 0 | 0 | 0 | 0 | 0
LV UMS (Pseudo HH Metered) | 0 | 0 | 0 | 0 | 0 | 0 | 0
LV Generation NHH or Aggregate HH | 0 | 0 | 0 | 0 | 0 | 0 | 0
LV Sub Generation NHH | 0 | 0 | 0 | 0 | 0 | 0 | 0
LV Generation Intermittent | 0 | 0 | 0 | 0 | 0 | 0 | 0
LV Generation Non-Intermittent | 0 | 0 | 0 | 0 | 0 | 0 | 0
LV Sub Generation Intermittent | 0 | 0 | 0 | 0 | 0 | 0 | 0
LV Sub Generation Non-Intermittent | 0 | 0 | 0 | 0 | 0 | 0 | 0
HV Generation Intermittent | 0 | 0 | 0 | 0 | 0 | 0 | 0
HV Generation Non-Intermittent | 0 | 0 | 0 | 0 | 0 | 0 | 0
3505. Scaler value at which the minimum is breached
Data sources:
x1 = 3503. Unit rate 1 p/kWh scalable part (in Scalable elements of tariff components)
x2 = 3308. Unit rate 1 p/kWh (total) (in Summary of charges before revenue matching)
x3 = 3503. Unit rate 2 p/kWh scalable part (in Scalable elements of tariff components)
x4 = 3308. Unit rate 2 p/kWh (total) (in Summary of charges before revenue matching)
x5 = 3503. Unit rate 3 p/kWh scalable part (in Scalable elements of tariff components)
x6 = 3308. Unit rate 3 p/kWh (total) (in Summary of charges before revenue matching)
x7 = 3503. Fixed charge p/MPAN/day scalable part (in Scalable elements of tariff components)
x8 = 3308. Fixed charge p/MPAN/day (total) (in Summary of charges before revenue matching)
x9 = 3503. Capacity charge p/kVA/day scalable part (in Scalable elements of tariff components)
x10 = 3308. Capacity charge p/kVA/day (total) (in Summary of charges before revenue matching)
x11 = 3503. Exceeded capacity charge p/kVA/day scalable part (in Scalable elements of tariff components)
x12 = 3308. Exceeded capacity charge p/kVA/day (total) (in Summary of charges before revenue matching)
x13 = 3503. Reactive power charge p/kVArh scalable part (in Scalable elements of tariff components)
x14 = 3308. Reactive power charge p/kVArh (in Summary of charges before revenue matching)
Kind: | Calculation | Calculation | Calculation | Calculation | Calculation | Calculation | Calculation
Formula: | =IF(x1,0-x2/x1,0) | =IF(x3,0-x4/x3,0) | =IF(x5,0-x6/x5,0) | =IF(x7,0-x8/x7,0) | =IF(x9,0-x10/x9,0) | =IF(x11,0-x12/x11,0) | =IF(x13,0-x14/x13,0)
| Scaler threshold for Unit rate 1 p/kWh | Scaler threshold for Unit rate 2 p/kWh | Scaler threshold for Unit rate 3 p/kWh | Scaler threshold for Fixed charge p/MPAN/day | Scaler threshold for Capacity charge p/kVA/day | Scaler threshold for Exceeded capacity charge p/kVA/day | Scaler threshold for Reactive power charge p/kVArh
Domestic Unrestricted | 0 |  |  | 0
Domestic Two Rate | 0 | 0 |  | 0
Domestic Off Peak (related MPAN) | 0
Small Non Domestic Unrestricted | 0 |  |  | 0
Small Non Domestic Two Rate | 0 | 0 |  | 0
Small Non Domestic Off Peak (related MPAN) | 0
LV Medium Non-Domestic | 0 | 0 |  | 0
LV Sub Medium Non-Domestic | 0 | 0 |  | 0
HV Medium Non-Domestic | 0 | 0 |  | 0
LV Network Domestic | 0 | 0 | 0 | 0
LV Network Non-Domestic Non-CT | 0 | 0 | 0 | 0
LV HH Metered | 0 | 0 | 0 | 0 | 0 | 0 | 0
LV Sub HH Metered | 0 | 0 | 0 | 0 | 0 | 0 | 0
HV HH Metered | 0 | 0 | 0 | 0 | 0 | 0 | 0
NHH UMS category A | 0
NHH UMS category B | 0
NHH UMS category C | 0
NHH UMS category D | 0
LV UMS (Pseudo HH Metered) | 0 | 0 | 0
LV Generation NHH or Aggregate HH | 0 |  |  | 0
LV Sub Generation NHH | 0 |  |  | 0
LV Generation Intermittent | 0 |  |  | 0 |  |  | 0
LV Generation Non-Intermittent | 0 | 0 | 0 | 0 |  |  | 0
LV Sub Generation Intermittent | 0 |  |  | 0 |  |  | 0
LV Sub Generation Non-Intermittent | 0 | 0 | 0 | 0 |  |  | 0
HV Generation Intermittent | 0 |  |  | 0 |  |  | 0
HV Generation Non-Intermittent | 0 | 0 | 0 | 0 |  |  | 0
3506. Constraint-free solution
Data sources:
x1 = 3403. Revenue shortfall (surplus) £ (in Revenue surplus or shortfall)
x2 = 3504. Effect through Unit rate 1 p/kWh (in Marginal revenue effect of scaler)
x3 = 3504. Effect through Unit rate 2 p/kWh (in Marginal revenue effect of scaler)
x4 = 3504. Effect through Unit rate 3 p/kWh (in Marginal revenue effect of scaler)
x5 = 3504. Effect through Fixed charge p/MPAN/day (in Marginal revenue effect of scaler)
x6 = 3504. Effect through Capacity charge p/kVA/day (in Marginal revenue effect of scaler)
x7 = 3504. Effect through Exceeded capacity charge p/kVA/day (in Marginal revenue effect of scaler)
x8 = 3504. Effect through Reactive power charge p/kVArh (in Marginal revenue effect of scaler)
Calculation =x1/SUM(x2,x3,x4,x5,x6,x7,x8)
Constraint-free solution
Constraint-free solution | 0
3507. Starting point
Data sources:
x1 = 3506. Constraint-free solution
x2 = 3505. Scaler threshold for Unit rate 1 p/kWh (in Scaler value at which the minimum is breached)
x3 = 3505. Scaler threshold for Unit rate 2 p/kWh (in Scaler value at which the minimum is breached)
x4 = 3505. Scaler threshold for Unit rate 3 p/kWh (in Scaler value at which the minimum is breached)
x5 = 3505. Scaler threshold for Fixed charge p/MPAN/day (in Scaler value at which the minimum is breached)
x6 = 3505. Scaler threshold for Capacity charge p/kVA/day (in Scaler value at which the minimum is breached)
x7 = 3505. Scaler threshold for Exceeded capacity charge p/kVA/day (in Scaler value at which the minimum is breached)
x8 = 3505. Scaler threshold for Reactive power charge p/kVArh (in Scaler value at which the minimum is breached)
Calculation =MIN(x1,x2,x3,x4,x5,x6,x7,x8)
Starting point
Starting point | 0
3508. Solve for General scaler rate
Data sources:
x1 = 3507. Starting point
x2 = 3504. Effect through Unit rate 1 p/kWh (in Marginal revenue effect of scaler)
x3 = 3504. Effect through Unit rate 2 p/kWh (in Marginal revenue effect of scaler)
x4 = 3504. Effect through Unit rate 3 p/kWh (in Marginal revenue effect of scaler)
x5 = 3504. Effect through Fixed charge p/MPAN/day (in Marginal revenue effect of scaler)
x6 = 3504. Effect through Capacity charge p/kVA/day (in Marginal revenue effect of scaler)
x7 = 3504. Effect through Exceeded capacity charge p/kVA/day (in Marginal revenue effect of scaler)
x8 = 3504. Effect through Reactive power charge p/kVArh (in Marginal revenue effect of scaler)
x9 = Location (in Solve for General scaler rate)
x10 = Kink (in Solve for General scaler rate)
x11 = Ranking before tie break (in Solve for General scaler rate)
x12 = Counter (in Solve for General scaler rate)
x13 = Tie breaker (in Solve for General scaler rate)
x14 = Ranking (in Solve for General scaler rate)
x15 = Kink reordering (in Solve for General scaler rate)
x16 = Starting slope contributions (in Solve for General scaler rate)
x17 = New slope (in Solve for General scaler rate)
x18 = Location (ordered) (in Solve for General scaler rate)
x19 = Starting values (in Solve for General scaler rate)
x20 = 3403. Revenue shortfall (surplus) £ (in Revenue surplus or shortfall)
x21 = 3506. Constraint-free solution
x22 = Value (in Solve for General scaler rate)
Kind: | Special calculation | Special calculation | Special calculation | Special calculation | Special calculation | Fixed data | Calculation | Special calculation | Special calculation | Special calculation | Special calculation | Special calculation | Special calculation
Formula: | =x1 | Special calculation | =IF(ISERROR(x9),x10,0) | =MAX(x1,x9)*x10 | =RANK(x9,x9,1) |  | =x11*189+x12 | =RANK(x13,x13,1) | =MATCH(x12,x14,0) | =INDEX(x9,x15,1) or =x9 | Special calculation | Special calculation | Special calculation
| Location | Kink | Starting slope contributions | Starting values | Ranking before tie break | Counter | Tie breaker | Ranking | Kink reordering | Location (ordered) | New slope | Value | Root
Starting point | 0 |  |  |  |  | 0 | 0 |  |  | 0 | 0 | 0 | 0
Kink 1 | 0 | 0 | 0 | 0 | 0 | 1 | 0 | 0 | 0 | 0 | 0 | 0 | 0
Kink 2 | 0 | 0 | 0 | 0 | 0 | 2 | 0 | 0 | 0 | 0 | 0 | 0 | 0
Kink 3 | 0 | 0 | 0 | 0 | 0 | 3 | 0 | 0 | 0 | 0 | 0 | 0 | 0
Kink 4 | 0 | 0 | 0 | 0 | 0 | 4 | 0 | 0 | 0 | 0 | 0 | 0 | 0
Kink 5 | 0 | 0 | 0 | 0 | 0 | 5 | 0 | 0 | 0 | 0 | 0 | 0 | 0
Kink 6 | 0 | 0 | 0 | 0 | 0 | 6 | 0 | 0 | 0 | 0 | 0 | 0 | 0
Kink 7 | 0 | 0 | 0 | 0 | 0 | 7 | 0 | 0 | 0 | 0 | 0 | 0 | 0
Kink 8 | 0 | 0 | 0 | 0 | 0 | 8 | 0 | 0 | 0 | 0 | 0 | 0 | 0
Kink 9 | 0 | 0 | 0 | 0 | 0 | 9 | 0 | 0 | 0 | 0 | 0 | 0 | 0
Kink 10 | 0 | 0 | 0 | 0 | 0 | 10 | 0 | 0 | 0 | 0 | 0 | 0 | 0
Kink 11 | 0 | 0 | 0 | 0 | 0 | 11 | 0 | 0 | 0 | 0 | 0 | 0 | 0
Kink 12 | 0 | 0 | 0 | 0 | 0 | 12 | 0 | 0 | 0 | 0 | 0 | 0 | 0
Kink 13 | 0 | 0 | 0 | 0 | 0 | 13 | 0 | 0 | 0 | 0 | 0 | 0 | 0
Kink 14 | 0 | 0 | 0 | 0 | 0 | 14 | 0 | 0 | 0 | 0 | 0 | 0 | 0
Kink 15 | 0 | 0 | 0 | 0 | 0 | 15 | 0 | 0 | 0 | 0 | 0 | 0 | 0
Kink 16 | 0 | 0 | 0 | 0 | 0 | 16 | 0 | 0 | 0 | 0 | 0 | 0 | 0
Kink 17 | 0 | 0 | 0 | 0 | 0 | 17 | 0 | 0 | 0 | 0 | 0 | 0 | 0
Kink 18 | 0 | 0 | 0 | 0 | 0 | 18 | 0 | 0 | 0 | 0 | 0 | 0 | 0
Kink 19 | 0 | 0 | 0 | 0 | 0 | 19 | 0 | 0 | 0 | 0 | 0 | 0 | 0
Kink 20 | 0 | 0 | 0 | 0 | 0 | 20 | 0 | 0 | 0 | 0 | 0 | 0 | 0
Kink 21 | 0 | 0 | 0 | 0 | 0 | 21 | 0 | 0 | 0 | 0 | 0 | 0 | 0
Kink 22 | 0 | 0 | 0 | 0 | 0 | 22 | 0 | 0 | 0 | 0 | 0 | 0 | 0
Kink 23 | 0 | 0 | 0 | 0 | 0 | 23 | 0 | 0 | 0 | 0 | 0 | 0 | 0
Kink 24 | 0 | 0 | 0 | 0 | 0 | 24 | 0 | 0 | 0 | 0 | 0 | 0 | 0
Kink 25 | 0 | 0 | 0 | 0 | 0 | 25 | 0 | 0 | 0 | 0 | 0 | 0 | 0
Kink 26 | 0 | 0 | 0 | 0 | 0 | 26 | 0 | 0 | 0 | 0 | 0 | 0 | 0
Kink 27 | 0 | 0 | 0 | 0 | 0 | 27 | 0 | 0 | 0 | 0 | 0 | 0 | 0
Kink 28 | 0 | 0 | 0 | 0 | 0 | 28 | 0 | 0 | 0 | 0 | 0 | 0 | 0
Kink 29 | 0 | 0 | 0 | 0 | 0 | 29 | 0 | 0 | 0 | 0 | 0 | 0 | 0
Kink 30 | 0 | 0 | 0 | 0 | 0 | 30 | 0 | 0 | 0 | 0 | 0 | 0 | 0
Kink 31 | 0 | 0 | 0 | 0 | 0 | 31 | 0 | 0 | 0 | 0 | 0 | 0 | 0
Kink 32 | 0 | 0 | 0 | 0 | 0 | 32 | 0 | 0 | 0 | 0 | 0 | 0 | 0
Kink 33 | 0 | 0 | 0 | 0 | 0 | 33 | 0 | 0 | 0 | 0 | 0 | 0 | 0
Kink 34 | 0 | 0 | 0 | 0 | 0 | 34 | 0 | 0 | 0 | 0 | 0 | 0 | 0
Kink 35 | 0 | 0 | 0 | 0 | 0 | 35 | 0 | 0 | 0 | 0 | 0 | 0 | 0
Kink 36 | 0 | 0 | 0 | 0 | 0 | 36 | 0 | 0 | 0 | 0 | 0 | 0 | 0
Kink 37 | 0 | 0 | 0 | 0 | 0 | 37 | 0 | 0 | 0 | 0 | 0 | 0 | 0
Kink 38 | 0 | 0 | 0 | 0 | 0 | 38 | 0 | 0 | 0 | 0 | 0 | 0 | 0
Kink 39 | 0 | 0 | 0 | 0 | 0 | 39 | 0 | 0 | 0 | 0 | 0 | 0 | 0
Kink 40 | 0 | 0 | 0 | 0 | 0 | 40 | 0 | 0 | 0 | 0 | 0 | 0 | 0
Kink 41 | 0 | 0 | 0 | 0 | 0 | 41 | 0 | 0 | 0 | 0 | 0 | 0 | 0
Kink 42 | 0 | 0 | 0 | 0 | 0 | 42 | 0 | 0 | 0 | 0 | 0 | 0 | 0
Kink 43 | 0 | 0 | 0 | 0 | 0 | 43 | 0 | 0 | 0 | 0 | 0 | 0 | 0
Kink 44 | 0 | 0 | 0 | 0 | 0 | 44 | 0 | 0 | 0 | 0 | 0 | 0 | 0
Kink 45 | 0 | 0 | 0 | 0 | 0 | 45 | 0 | 0 | 0 | 0 | 0 | 0 | 0
Kink 46 | 0 | 0 | 0 | 0 | 0 | 46 | 0 | 0 | 0 | 0 | 0 | 0 | 0
Kink 47 | 0 | 0 | 0 | 0 | 0 | 47 | 0 | 0 | 0 | 0 | 0 | 0 | 0
Kink 48 | 0 | 0 | 0 | 0 | 0 | 48 | 0 | 0 | 0 | 0 | 0 | 0 | 0
Kink 49 | 0 | 0 | 0 | 0 | 0 | 49 | 0 | 0 | 0 | 0 | 0 | 0 | 0
Kink 50 | 0 | 0 | 0 | 0 | 0 | 50 | 0 | 0 | 0 | 0 | 0 | 0 | 0
Kink 51 | 0 | 0 | 0 | 0 | 0 | 51 | 0 | 0 | 0 | 0 | 0 | 0 | 0
Kink 52 | 0 | 0 | 0 | 0 | 0 | 52 | 0 | 0 | 0 | 0 | 0 | 0 | 0
Kink 53 | 0 | 0 | 0 | 0 | 0 | 53 | 0 | 0 | 0 | 0 | 0 | 0 | 0
Kink 54 | 0 | 0 | 0 | 0 | 0 | 54 | 0 | 0 | 0 | 0 | 0 | 0 | 0
Kink 55 | 0 | 0 | 0 | 0 | 0 | 55 | 0 | 0 | 0 | 0 | 0 | 0 | 0
Kink 56 | 0 | 0 | 0 | 0 | 0 | 56 | 0 | 0 | 0 | 0 | 0 | 0 | 0
Kink 57 | 0 | 0 | 0 | 0 | 0 | 57 | 0 | 0 | 0 | 0 | 0 | 0 | 0
Kink 58 | 0 | 0 | 0 | 0 | 0 | 58 | 0 | 0 | 0 | 0 | 0 | 0 | 0
Kink 59 | 0 | 0 | 0 | 0 | 0 | 59 | 0 | 0 | 0 | 0 | 0 | 0 | 0
Kink 60 | 0 | 0 | 0 | 0 | 0 | 60 | 0 | 0 | 0 | 0 | 0 | 0 | 0
Kink 61 | 0 | 0 | 0 | 0 | 0 | 61 | 0 | 0 | 0 | 0 | 0 | 0 | 0
Kink 62 | 0 | 0 | 0 | 0 | 0 | 62 | 0 | 0 | 0 | 0 | 0 | 0 | 0
Kink 63 | 0 | 0 | 0 | 0 | 0 | 63 | 0 | 0 | 0 | 0 | 0 | 0 | 0
Kink 64 | 0 | 0 | 0 | 0 | 0 | 64 | 0 | 0 | 0 | 0 | 0 | 0 | 0
Kink 65 | 0 | 0 | 0 | 0 | 0 | 65 | 0 | 0 | 0 | 0 | 0 | 0 | 0
Kink 66 | 0 | 0 | 0 | 0 | 0 | 66 | 0 | 0 | 0 | 0 | 0 | 0 | 0
Kink 67 | 0 | 0 | 0 | 0 | 0 | 67 | 0 | 0 | 0 | 0 | 0 | 0 | 0
Kink 68 | 0 | 0 | 0 | 0 | 0 | 68 | 0 | 0 | 0 | 0 | 0 | 0 | 0
Kink 69 | 0 | 0 | 0 | 0 | 0 | 69 | 0 | 0 | 0 | 0 | 0 | 0 | 0
Kink 70 | 0 | 0 | 0 | 0 | 0 | 70 | 0 | 0 | 0 | 0 | 0 | 0 | 0
Kink 71 | 0 | 0 | 0 | 0 | 0 | 71 | 0 | 0 | 0 | 0 | 0 | 0 | 0
Kink 72 | 0 | 0 | 0 | 0 | 0 | 72 | 0 | 0 | 0 | 0 | 0 | 0 | 0
Kink 73 | 0 | 0 | 0 | 0 | 0 | 73 | 0 | 0 | 0 | 0 | 0 | 0 | 0
Kink 74 | 0 | 0 | 0 | 0 | 0 | 74 | 0 | 0 | 0 | 0 | 0 | 0 | 0
Kink 75 | 0 | 0 | 0 | 0 | 0 | 75 | 0 | 0 | 0 | 0 | 0 | 0 | 0
Kink 76 | 0 | 0 | 0 | 0 | 0 | 76 | 0 | 0 | 0 | 0 | 0 | 0 | 0
Kink 77 | 0 | 0 | 0 | 0 | 0 | 77 | 0 | 0 | 0 | 0 | 0 | 0 | 0
Kink 78 | 0 | 0 | 0 | 0 | 0 | 78 | 0 | 0 | 0 | 0 | 0 | 0 | 0
Kink 79 | 0 | 0 | 0 | 0 | 0 | 79 | 0 | 0 | 0 | 0 | 0 | 0 | 0
Kink 80 | 0 | 0 | 0 | 0 | 0 | 80 | 0 | 0 | 0 | 0 | 0 | 0 | 0
Kink 81 | 0 | 0 | 0 | 0 | 0 | 81 | 0 | 0 | 0 | 0 | 0 | 0 | 0
Kink 82 | 0 | 0 | 0 | 0 | 0 | 82 | 0 | 0 | 0 | 0 | 0 | 0 | 0
Kink 83 | 0 | 0 | 0 | 0 | 0 | 83 | 0 | 0 | 0 | 0 | 0 | 0 | 0
Kink 84 | 0 | 0 | 0 | 0 | 0 | 84 | 0 | 0 | 0 | 0 | 0 | 0 | 0
Kink 85 | 0 | 0 | 0 | 0 | 0 | 85 | 0 | 0 | 0 | 0 | 0 | 0 | 0
Kink 86 | 0 | 0 | 0 | 0 | 0 | 86 | 0 | 0 | 0 | 0 | 0 | 0 | 0
Kink 87 | 0 | 0 | 0 | 0 | 0 | 87 | 0 | 0 | 0 | 0 | 0 | 0 | 0
Kink 88 | 0 | 0 | 0 | 0 | 0 | 88 | 0 | 0 | 0 | 0 | 0 | 0 | 0
Kink 89 | 0 | 0 | 0 | 0 | 0 | 89 | 0 | 0 | 0 | 0 | 0 | 0 | 0
Kink 90 | 0 | 0 | 0 | 0 | 0 | 90 | 0 | 0 | 0 | 0 | 0 | 0 | 0
Kink 91 | 0 | 0 | 0 | 0 | 0 | 91 | 0 | 0 | 0 | 0 | 0 | 0 | 0
Kink 92 | 0 | 0 | 0 | 0 | 0 | 92 | 0 | 0 | 0 | 0 | 0 | 0 | 0
Kink 93 | 0 | 0 | 0 | 0 | 0 | 93 | 0 | 0 | 0 | 0 | 0 | 0 | 0
Kink 94 | 0 | 0 | 0 | 0 | 0 | 94 | 0 | 0 | 0 | 0 | 0 | 0 | 0
Kink 95 | 0 | 0 | 0 | 0 | 0 | 95 | 0 | 0 | 0 | 0 | 0 | 0 | 0
Kink 96 | 0 | 0 | 0 | 0 | 0 | 96 | 0 | 0 | 0 | 0 | 0 | 0 | 0
Kink 97 | 0 | 0 | 0 | 0 | 0 | 97 | 0 | 0 | 0 | 0 | 0 | 0 | 0
Kink 98 | 0 | 0 | 0 | 0 | 0 | 98 | 0 | 0 | 0 | 0 | 0 | 0 | 0
Kink 99 | 0 | 0 | 0 | 0 | 0 | 99 | 0 | 0 | 0 | 0 | 0 | 0 | 0
Kink 100 | 0 | 0 | 0 | 0 | 0 | 100 | 0 | 0 | 0 | 0 | 0 | 0 | 0
Kink 101 | 0 | 0 | 0 | 0 | 0 | 101 | 0 | 0 | 0 | 0 | 0 | 0 | 0
Kink 102 | 0 | 0 | 0 | 0 | 0 | 102 | 0 | 0 | 0 | 0 | 0 | 0 | 0
Kink 103 | 0 | 0 | 0 | 0 | 0 | 103 | 0 | 0 | 0 | 0 | 0 | 0 | 0
Kink 104 | 0 | 0 | 0 | 0 | 0 | 104 | 0 | 0 | 0 | 0 | 0 | 0 | 0
Kink 105 | 0 | 0 | 0 | 0 | 0 | 105 | 0 | 0 | 0 | 0 | 0 | 0 | 0
Kink 106 | 0 | 0 | 0 | 0 | 0 | 106 | 0 | 0 | 0 | 0 | 0 | 0 | 0
Kink 107 | 0 | 0 | 0 | 0 | 0 | 107 | 0 | 0 | 0 | 0 | 0 | 0 | 0
Kink 108 | 0 | 0 | 0 | 0 | 0 | 108 | 0 | 0 | 0 | 0 | 0 | 0 | 0
Kink 109 | 0 | 0 | 0 | 0 | 0 | 109 | 0 | 0 | 0 | 0 | 0 | 0 | 0
Kink 110 | 0 | 0 | 0 | 0 | 0 | 110 | 0 | 0 | 0 | 0 | 0 | 0 | 0
Kink 111 | 0 | 0 | 0 | 0 | 0 | 111 | 0 | 0 | 0 | 0 | 0 | 0 | 0
Kink 112 | 0 | 0 | 0 | 0 | 0 | 112 | 0 | 0 | 0 | 0 | 0 | 0 | 0
Kink 113 | 0 | 0 | 0 | 0 | 0 | 113 | 0 | 0 | 0 | 0 | 0 | 0 | 0
Kink 114 | 0 | 0 | 0 | 0 | 0 | 114 | 0 | 0 | 0 | 0 | 0 | 0 | 0
Kink 115 | 0 | 0 | 0 | 0 | 0 | 115 | 0 | 0 | 0 | 0 | 0 | 0 | 0
Kink 116 | 0 | 0 | 0 | 0 | 0 | 116 | 0 | 0 | 0 | 0 | 0 | 0 | 0
Kink 117 | 0 | 0 | 0 | 0 | 0 | 117 | 0 | 0 | 0 | 0 | 0 | 0 | 0
Kink 118 | 0 | 0 | 0 | 0 | 0 | 118 | 0 | 0 | 0 | 0 | 0 | 0 | 0
Kink 119 | 0 | 0 | 0 | 0 | 0 | 119 | 0 | 0 | 0 | 0 | 0 | 0 | 0
Kink 120 | 0 | 0 | 0 | 0 | 0 | 120 | 0 | 0 | 0 | 0 | 0 | 0 | 0
Kink 121 | 0 | 0 | 0 | 0 | 0 | 121 | 0 | 0 | 0 | 0 | 0 | 0 | 0
Kink 122 | 0 | 0 | 0 | 0 | 0 | 122 | 0 | 0 | 0 | 0 | 0 | 0 | 0
Kink 123 | 0 | 0 | 0 | 0 | 0 | 123 | 0 | 0 | 0 | 0 | 0 | 0 | 0
Kink 124 | 0 | 0 | 0 | 0 | 0 | 124 | 0 | 0 | 0 | 0 | 0 | 0 | 0
Kink 125 | 0 | 0 | 0 | 0 | 0 | 125 | 0 | 0 | 0 | 0 | 0 | 0 | 0
Kink 126 | 0 | 0 | 0 | 0 | 0 | 126 | 0 | 0 | 0 | 0 | 0 | 0 | 0
Kink 127 | 0 | 0 | 0 | 0 | 0 | 127 | 0 | 0 | 0 | 0 | 0 | 0 | 0
Kink 128 | 0 | 0 | 0 | 0 | 0 | 128 | 0 | 0 | 0 | 0 | 0 | 0 | 0
Kink 129 | 0 | 0 | 0 | 0 | 0 | 129 | 0 | 0 | 0 | 0 | 0 | 0 | 0
Kink 130 | 0 | 0 | 0 | 0 | 0 | 130 | 0 | 0 | 0 | 0 | 0 | 0 | 0
Kink 131 | 0 | 0 | 0 | 0 | 0 | 131 | 0 | 0 | 0 | 0 | 0 | 0 | 0
Kink 132 | 0 | 0 | 0 | 0 | 0 | 132 | 0 | 0 | 0 | 0 | 0 | 0 | 0
Kink 133 | 0 | 0 | 0 | 0 | 0 | 133 | 0 | 0 | 0 | 0 | 0 | 0 | 0
Kink 134 | 0 | 0 | 0 | 0 | 0 | 134 | 0 | 0 | 0 | 0 | 0 | 0 | 0
Kink 135 | 0 | 0 | 0 | 0 | 0 | 135 | 0 | 0 | 0 | 0 | 0 | 0 | 0
Kink 136 | 0 | 0 | 0 | 0 | 0 | 136 | 0 | 0 | 0 | 0 | 0 | 0 | 0
Kink 137 | 0 | 0 | 0 | 0 | 0 | 137 | 0 | 0 | 0 | 0 | 0 | 0 | 0
Kink 138 | 0 | 0 | 0 | 0 | 0 | 138 | 0 | 0 | 0 | 0 | 0 | 0 | 0
Kink 139 | 0 | 0 | 0 | 0 | 0 | 139 | 0 | 0 | 0 | 0 | 0 | 0 | 0
Kink 140 | 0 | 0 | 0 | 0 | 0 | 140 | 0 | 0 | 0 | 0 | 0 | 0 | 0
Kink 141 | 0 | 0 | 0 | 0 | 0 | 141 | 0 | 0 | 0 | 0 | 0 | 0 | 0
Kink 142 | 0 | 0 | 0 | 0 | 0 | 142 | 0 | 0 | 0 | 0 | 0 | 0 | 0
Kink 143 | 0 | 0 | 0 | 0 | 0 | 143 | 0 | 0 | 0 | 0 | 0 | 0 | 0
Kink 144 | 0 | 0 | 0 | 0 | 0 | 144 | 0 | 0 | 0 | 0 | 0 | 0 | 0
Kink 145 | 0 | 0 | 0 | 0 | 0 | 145 | 0 | 0 | 0 | 0 | 0 | 0 | 0
Kink 146 | 0 | 0 | 0 | 0 | 0 | 146 | 0 | 0 | 0 | 0 | 0 | 0 | 0
Kink 147 | 0 | 0 | 0 | 0 | 0 | 147 | 0 | 0 | 0 | 0 | 0 | 0 | 0
Kink 148 | 0 | 0 | 0 | 0 | 0 | 148 | 0 | 0 | 0 | 0 | 0 | 0 | 0
Kink 149 | 0 | 0 | 0 | 0 | 0 | 149 | 0 | 0 | 0 | 0 | 0 | 0 | 0
Kink 150 | 0 | 0 | 0 | 0 | 0 | 150 | 0 | 0 | 0 | 0 | 0 | 0 | 0
Kink 151 | 0 | 0 | 0 | 0 | 0 | 151 | 0 | 0 | 0 | 0 | 0 | 0 | 0
Kink 152 | 0 | 0 | 0 | 0 | 0 | 152 | 0 | 0 | 0 | 0 | 0 | 0 | 0
Kink 153 | 0 | 0 | 0 | 0 | 0 | 153 | 0 | 0 | 0 | 0 | 0 | 0 | 0
Kink 154 | 0 | 0 | 0 | 0 | 0 | 154 | 0 | 0 | 0 | 0 | 0 | 0 | 0
Kink 155 | 0 | 0 | 0 | 0 | 0 | 155 | 0 | 0 | 0 | 0 | 0 | 0 | 0
Kink 156 | 0 | 0 | 0 | 0 | 0 | 156 | 0 | 0 | 0 | 0 | 0 | 0 | 0
Kink 157 | 0 | 0 | 0 | 0 | 0 | 157 | 0 | 0 | 0 | 0 | 0 | 0 | 0
Kink 158 | 0 | 0 | 0 | 0 | 0 | 158 | 0 | 0 | 0 | 0 | 0 | 0 | 0
Kink 159 | 0 | 0 | 0 | 0 | 0 | 159 | 0 | 0 | 0 | 0 | 0 | 0 | 0
Kink 160 | 0 | 0 | 0 | 0 | 0 | 160 | 0 | 0 | 0 | 0 | 0 | 0 | 0
Kink 161 | 0 | 0 | 0 | 0 | 0 | 161 | 0 | 0 | 0 | 0 | 0 | 0 | 0
Kink 162 | 0 | 0 | 0 | 0 | 0 | 162 | 0 | 0 | 0 | 0 | 0 | 0 | 0
Kink 163 | 0 | 0 | 0 | 0 | 0 | 163 | 0 | 0 | 0 | 0 | 0 | 0 | 0
Kink 164 | 0 | 0 | 0 | 0 | 0 | 164 | 0 | 0 | 0 | 0 | 0 | 0 | 0
Kink 165 | 0 | 0 | 0 | 0 | 0 | 165 | 0 | 0 | 0 | 0 | 0 | 0 | 0
Kink 166 | 0 | 0 | 0 | 0 | 0 | 166 | 0 | 0 | 0 | 0 | 0 | 0 | 0
Kink 167 | 0 | 0 | 0 | 0 | 0 | 167 | 0 | 0 | 0 | 0 | 0 | 0 | 0
Kink 168 | 0 | 0 | 0 | 0 | 0 | 168 | 0 | 0 | 0 | 0 | 0 | 0 | 0
Kink 169 | 0 | 0 | 0 | 0 | 0 | 169 | 0 | 0 | 0 | 0 | 0 | 0 | 0
Kink 170 | 0 | 0 | 0 | 0 | 0 | 170 | 0 | 0 | 0 | 0 | 0 | 0 | 0
Kink 171 | 0 | 0 | 0 | 0 | 0 | 171 | 0 | 0 | 0 | 0 | 0 | 0 | 0
Kink 172 | 0 | 0 | 0 | 0 | 0 | 172 | 0 | 0 | 0 | 0 | 0 | 0 | 0
Kink 173 | 0 | 0 | 0 | 0 | 0 | 173 | 0 | 0 | 0 | 0 | 0 | 0 | 0
Kink 174 | 0 | 0 | 0 | 0 | 0 | 174 | 0 | 0 | 0 | 0 | 0 | 0 | 0
Kink 175 | 0 | 0 | 0 | 0 | 0 | 175 | 0 | 0 | 0 | 0 | 0 | 0 | 0
Kink 176 | 0 | 0 | 0 | 0 | 0 | 176 | 0 | 0 | 0 | 0 | 0 | 0 | 0
Kink 177 | 0 | 0 | 0 | 0 | 0 | 177 | 0 | 0 | 0 | 0 | 0 | 0 | 0
Kink 178 | 0 | 0 | 0 | 0 | 0 | 178 | 0 | 0 | 0 | 0 | 0 | 0 | 0
Kink 179 | 0 | 0 | 0 | 0 | 0 | 179 | 0 | 0 | 0 | 0 | 0 | 0 | 0
Kink 180 | 0 | 0 | 0 | 0 | 0 | 180 | 0 | 0 | 0 | 0 | 0 | 0 | 0
Kink 181 | 0 | 0 | 0 | 0 | 0 | 181 | 0 | 0 | 0 | 0 | 0 | 0 | 0
Kink 182 | 0 | 0 | 0 | 0 | 0 | 182 | 0 | 0 | 0 | 0 | 0 | 0 | 0
Kink 183 | 0 | 0 | 0 | 0 | 0 | 183 | 0 | 0 | 0 | 0 | 0 | 0 | 0
Kink 184 | 0 | 0 | 0 | 0 | 0 | 184 | 0 | 0 | 0 | 0 | 0 | 0 | 0
Kink 185 | 0 | 0 | 0 | 0 | 0 | 185 | 0 | 0 | 0 | 0 | 0 | 0 | 0
Kink 186 | 0 | 0 | 0 | 0 | 0 | 186 | 0 | 0 | 0 | 0 | 0 | 0 | 0
Kink 187 | 0 | 0 | 0 | 0 | 0 | 187 | 0 | 0 | 0 | 0 | 0 | 0 | 0
Kink 188 | 0 | 0 | 0 | 0 | 0 | 188 | 0 | 0 | 0 | 0 | 0 | 0 | 0
Kink 189 | 0 | 0 | 0 | 0 | 0 | 189 | 0 | 0 | 0 | 0 | 0 | 0 | 0
3509. General scaler rate
Data sources:
x1 = 3508. Root (in Solve for General scaler rate)
Calculation =MIN(x1)
General scaler rate
General scaler rate | 0
3510. Scaler
Data sources:
x1 = 2302. Load coefficient
x2 = 3503. Unit rate 1 p/kWh scalable part (in Scalable elements of tariff components)
x3 = 3509. General scaler rate
x4 = 3308. Unit rate 1 p/kWh (total) (in Summary of charges before revenue matching)
x5 = 3503. Unit rate 2 p/kWh scalable part (in Scalable elements of tariff components)
x6 = 3308. Unit rate 2 p/kWh (total) (in Summary of charges before revenue matching)
x7 = 3503. Unit rate 3 p/kWh scalable part (in Scalable elements of tariff components)
x8 = 3308. Unit rate 3 p/kWh (total) (in Summary of charges before revenue matching)
x9 = 3503. Fixed charge p/MPAN/day scalable part (in Scalable elements of tariff components)
x10 = 3308. Fixed charge p/MPAN/day (total) (in Summary of charges before revenue matching)
x11 = 3503. Capacity charge p/kVA/day scalable part (in Scalable elements of tariff components)
x12 = 3308. Capacity charge p/kVA/day (total) (in Summary of charges before revenue matching)
x13 = 3503. Exceeded capacity charge p/kVA/day scalable part (in Scalable elements of tariff components)
x14 = 3308. Exceeded capacity charge p/kVA/day (total) (in Summary of charges before revenue matching)
x15 = 3503. Reactive power charge p/kVArh scalable part (in Scalable elements of tariff components)
x16 = 3308. Reactive power charge p/kVArh (in Summary of charges before revenue matching)
x17 = 1010. Days in the charging year (in Financial and general assumptions)
x18 = Fixed charge p/MPAN/day scaler (in Scaler)
x19 = 2305. MPANs (in Equivalent volume for each end user)
x20 = Capacity charge p/kVA/day scaler (in Scaler)
x21 = 2305. Import capacity (kVA) (in Equivalent volume for each end user)
x22 = Exceeded capacity charge p/kVA/day scaler (in Scaler)
x23 = 2305. Exceeded capacity (kVA) (in Equivalent volume for each end user)
x24 = Unit rate 1 p/kWh scaler (in Scaler)
x25 = 2305. Rate 1 units (MWh) (in Equivalent volume for each end user)
x26 = Unit rate 2 p/kWh scaler (in Scaler)
x27 = 2305. Rate 2 units (MWh) (in Equivalent volume for each end user)
x28 = Unit rate 3 p/kWh scaler (in Scaler)
x29 = 2305. Rate 3 units (MWh) (in Equivalent volume for each end user)
x30 = Reactive power charge p/kVArh scaler (in Scaler)
x31 = 2305. Reactive power units (MVArh) (in Equivalent volume for each end user)
Kind: | Calculation | Calculation | Calculation | Calculation | Calculation | Calculation | Calculation | Calculation
Formula: | =IF(x1<0,0,IF(x2*x3+x4>0,x2*x3,0-x4)) | =IF(x1<0,0,IF(x5*x3+x6>0,x5*x3,0-x6)) | =IF(x1<0,0,IF(x7*x3+x8>0,x7*x3,0-x8)) | =IF(x1<0,0,IF(x9*x3+x10>0,x9*x3,0-x10)) | =IF(x1<0,0,IF(x11*x3+x12>0,x11*x3,0-x12)) | =IF(x1<0,0,IF(x13*x3+x14>0,x13*x3,0-x14)) | =IF(x1<0,0,IF(x15*x3+x16>0,x15*x3,0-x16)) | =0.01*x17*(x18*x19+x20*x21+x22*x23)+10*(x24*x25+x26*x27+x28*x29+x30*x31)
| Unit rate 1 p/kWh scaler | Unit rate 2 p/kWh scaler | Unit rate 3 p/kWh scaler | Fixed charge p/MPAN/day scaler | Capacity charge p/kVA/day scaler | Exceeded capacity charge p/kVA/day scaler | Reactive power charge p/kVArh scaler | Net revenues by tariff from scaler
Domestic Unrestricted | 0 | 0 | 0 | 0 | 0 | 0 | 0 | 0
Domestic Two Rate | 0 | 0 | 0 | 0 | 0 | 0 | 0 | 0
Domestic Off Peak (related MPAN) | 0 | 0 | 0 | 0 | 0 | 0 | 0 | 0
Small Non Domestic Unrestricted | 0 | 0 | 0 | 0 | 0 | 0 | 0 | 0
Small Non Domestic Two Rate | 0 | 0 | 0 | 0 | 0 | 0 | 0 | 0
Small Non Domestic Off Peak (related MPAN) | 0 | 0 | 0 | 0 | 0 | 0 | 0 | 0
LV Medium Non-Domestic | 0 | 0 | 0 | 0 | 0 | 0 | 0 | 0
LV Sub Medium Non-Domestic | 0 | 0 | 0 | 0 | 0 | 0 | 0 | 0
HV Medium Non-Domestic | 0 | 0 | 0 | 0 | 0 | 0 | 0 | 0
LV Network Domestic | 0 | 0 | 0 | 0 | 0 | 0 | 0 | 0
LV Network Non-Domestic Non-CT | 0 | 0 | 0 | 0 | 0 | 0 | 0 | 0
LV HH Metered | 0 | 0 | 0 | 0 | 0 | 0 | 0 | 0
LV Sub HH Metered | 0 | 0 | 0 | 0 | 0 | 0 | 0 | 0
HV HH Metered | 0 | 0 | 0 | 0 | 0 | 0 | 0 | 0
NHH UMS category A | 0 | 0 | 0 | 0 | 0 | 0 | 0 | 0
NHH UMS category B | 0 | 0 | 0 | 0 | 0 | 0 | 0 | 0
NHH UMS category C | 0 | 0 | 0 | 0 | 0 | 0 | 0 | 0
NHH UMS category D | 0 | 0 | 0 | 0 | 0 | 0 | 0 | 0
LV UMS (Pseudo HH Metered) | 0 | 0 | 0 | 0 | 0 | 0 | 0 | 0
LV Generation NHH or Aggregate HH | 0 | 0 | 0 | 0 | 0 | 0 | 0 | 0
LV Sub Generation NHH | 0 | 0 | 0 | 0 | 0 | 0 | 0 | 0
LV Generation Intermittent | 0 | 0 | 0 | 0 | 0 | 0 | 0 | 0
LV Generation Non-Intermittent | 0 | 0 | 0 | 0 | 0 | 0 | 0 | 0
LV Sub Generation Intermittent | 0 | 0 | 0 | 0 | 0 | 0 | 0 | 0
LV Sub Generation Non-Intermittent | 0 | 0 | 0 | 0 | 0 | 0 | 0 | 0
HV Generation Intermittent | 0 | 0 | 0 | 0 | 0 | 0 | 0 | 0
HV Generation Non-Intermittent | 0 | 0 | 0 | 0 | 0 | 0 | 0 | 0

## Adjust
0
3601. Tariffs before rounding
Data sources:
x1 = 3308. Unit rate 1 p/kWh (total) (in Summary of charges before revenue matching)
x2 = 3510. Unit rate 1 p/kWh scaler (in Scaler)
x3 = 3308. Unit rate 2 p/kWh (total) (in Summary of charges before revenue matching)
x4 = 3510. Unit rate 2 p/kWh scaler (in Scaler)
x5 = 3308. Unit rate 3 p/kWh (total) (in Summary of charges before revenue matching)
x6 = 3510. Unit rate 3 p/kWh scaler (in Scaler)
x7 = 3308. Fixed charge p/MPAN/day (total) (in Summary of charges before revenue matching)
x8 = 3510. Fixed charge p/MPAN/day scaler (in Scaler)
x9 = 3308. Capacity charge p/kVA/day (total) (in Summary of charges before revenue matching)
x10 = 3510. Capacity charge p/kVA/day scaler (in Scaler)
x11 = 3308. Exceeded capacity charge p/kVA/day (total) (in Summary of charges before revenue matching)
x12 = 3510. Exceeded capacity charge p/kVA/day scaler (in Scaler)
x13 = 3308. Reactive power charge p/kVArh (in Summary of charges before revenue matching)
x14 = 3510. Reactive power charge p/kVArh scaler (in Scaler)
Kind: | Calculation | Calculation | Calculation | Calculation | Calculation | Calculation | Calculation
Formula: | =x1+x2 | =x3+x4 | =x5+x6 | =x7+x8 | =x9+x10 | =x11+x12 | =x13+x14
| Unit rate 1 p/kWh | Unit rate 2 p/kWh | Unit rate 3 p/kWh | Fixed charge p/MPAN/day | Capacity charge p/kVA/day | Exceeded capacity charge p/kVA/day | Reactive power charge p/kVArh
Domestic Unrestricted | 0 |  |  | 0
Domestic Two Rate | 0 | 0 |  | 0
Domestic Off Peak (related MPAN) | 0
Small Non Domestic Unrestricted | 0 |  |  | 0
Small Non Domestic Two Rate | 0 | 0 |  | 0
Small Non Domestic Off Peak (related MPAN) | 0
LV Medium Non-Domestic | 0 | 0 |  | 0
LV Sub Medium Non-Domestic | 0 | 0 |  | 0
HV Medium Non-Domestic | 0 | 0 |  | 0
LV Network Domestic | 0 | 0 | 0 | 0
LV Network Non-Domestic Non-CT | 0 | 0 | 0 | 0
LV HH Metered | 0 | 0 | 0 | 0 | 0 | 0 | 0
LV Sub HH Metered | 0 | 0 | 0 | 0 | 0 | 0 | 0
HV HH Metered | 0 | 0 | 0 | 0 | 0 | 0 | 0
NHH UMS category A | 0
NHH UMS category B | 0
NHH UMS category C | 0
NHH UMS category D | 0
LV UMS (Pseudo HH Metered) | 0 | 0 | 0
LV Generation NHH or Aggregate HH | 0 |  |  | 0
LV Sub Generation NHH | 0 |  |  | 0
LV Generation Intermittent | 0 |  |  | 0 |  |  | 0
LV Generation Non-Intermittent | 0 | 0 | 0 | 0 |  |  | 0
LV Sub Generation Intermittent | 0 |  |  | 0 |  |  | 0
LV Sub Generation Non-Intermittent | 0 | 0 | 0 | 0 |  |  | 0
HV Generation Intermittent | 0 |  |  | 0 |  |  | 0
HV Generation Non-Intermittent | 0 | 0 | 0 | 0 |  |  | 0
3602. Decimal places
| Unit rate 1 p/kWh | Unit rate 2 p/kWh | Unit rate 3 p/kWh | Fixed charge p/MPAN/day | Capacity charge p/kVA/day | Exceeded capacity charge p/kVA/day | Reactive power charge p/kVArh
Decimal places | 3 | 3 | 3 | 2 | 2 | 2 | 3
3603. Tariff rounding
Data sources:
x1 = 3601. Unit rate 1 p/kWh before rounding (in Tariffs before rounding)
x2 = 3602. Unit rate 1 p/kWh decimal places (in Decimal places)
x3 = 3601. Unit rate 2 p/kWh before rounding (in Tariffs before rounding)
x4 = 3602. Unit rate 2 p/kWh decimal places (in Decimal places)
x5 = 3601. Unit rate 3 p/kWh before rounding (in Tariffs before rounding)
x6 = 3602. Unit rate 3 p/kWh decimal places (in Decimal places)
x7 = 3601. Fixed charge p/MPAN/day before rounding (in Tariffs before rounding)
x8 = 3602. Fixed charge p/MPAN/day decimal places (in Decimal places)
x9 = 3601. Capacity charge p/kVA/day before rounding (in Tariffs before rounding)
x10 = 3602. Capacity charge p/kVA/day decimal places (in Decimal places)
x11 = 3601. Exceeded capacity charge p/kVA/day before rounding (in Tariffs before rounding)
x12 = 3602. Exceeded capacity charge p/kVA/day decimal places (in Decimal places)
x13 = 3601. Reactive power charge p/kVArh before rounding (in Tariffs before rounding)
x14 = 3602. Reactive power charge p/kVArh decimal places (in Decimal places)
Kind: | Calculation | Calculation | Calculation | Calculation | Calculation | Calculation | Calculation
Formula: | =ROUND(x1,x2)-x1 | =ROUND(x3,x4)-x3 | =ROUND(x5,x6)-x5 | =ROUND(x7,x8)-x7 | =ROUND(x9,x10)-x9 | =ROUND(x11,x12)-x11 | =ROUND(x13,x14)-x13
| Unit rate 1 p/kWh | Unit rate 2 p/kWh | Unit rate 3 p/kWh | Fixed charge p/MPAN/day | Capacity charge p/kVA/day | Exceeded capacity charge p/kVA/day | Reactive power charge p/kVArh
Domestic Unrestricted | 0 |  |  | 0
Domestic Two Rate | 0 | 0 |  | 0
Domestic Off Peak (related MPAN) | 0
Small Non Domestic Unrestricted | 0 |  |  | 0
Small Non Domestic Two Rate | 0 | 0 |  | 0
Small Non Domestic Off Peak (related MPAN) | 0
LV Medium Non-Domestic | 0 | 0 |  | 0
LV Sub Medium Non-Domestic | 0 | 0 |  | 0
HV Medium Non-Domestic | 0 | 0 |  | 0
LV Network Domestic | 0 | 0 | 0 | 0
LV Network Non-Domestic Non-CT | 0 | 0 | 0 | 0
LV HH Metered | 0 | 0 | 0 | 0 | 0 | 0 | 0
LV Sub HH Metered | 0 | 0 | 0 | 0 | 0 | 0 | 0
HV HH Metered | 0 | 0 | 0 | 0 | 0 | 0 | 0
NHH UMS category A | 0
NHH UMS category B | 0
NHH UMS category C | 0
NHH UMS category D | 0
LV UMS (Pseudo HH Metered) | 0 | 0 | 0
LV Generation NHH or Aggregate HH | 0 |  |  | 0
LV Sub Generation NHH | 0 |  |  | 0
LV Generation Intermittent | 0 |  |  | 0 |  |  | 0
LV Generation Non-Intermittent | 0 | 0 | 0 | 0 |  |  | 0
LV Sub Generation Intermittent | 0 |  |  | 0 |  |  | 0
LV Sub Generation Non-Intermittent | 0 | 0 | 0 | 0 |  |  | 0
HV Generation Intermittent | 0 |  |  | 0 |  |  | 0
HV Generation Non-Intermittent | 0 | 0 | 0 | 0 |  |  | 0
3604. All the way tariffs
Data sources:
x1 = 3601. Unit rate 1 p/kWh before rounding (in Tariffs before rounding)
x2 = 3603. Unit rate 1 p/kWh rounding (in Tariff rounding)
x3 = 3601. Unit rate 2 p/kWh before rounding (in Tariffs before rounding)
x4 = 3603. Unit rate 2 p/kWh rounding (in Tariff rounding)
x5 = 3601. Unit rate 3 p/kWh before rounding (in Tariffs before rounding)
x6 = 3603. Unit rate 3 p/kWh rounding (in Tariff rounding)
x7 = 3601. Fixed charge p/MPAN/day before rounding (in Tariffs before rounding)
x8 = 3603. Fixed charge p/MPAN/day rounding (in Tariff rounding)
x9 = 3601. Capacity charge p/kVA/day before rounding (in Tariffs before rounding)
x10 = 3603. Capacity charge p/kVA/day rounding (in Tariff rounding)
x11 = 3601. Exceeded capacity charge p/kVA/day before rounding (in Tariffs before rounding)
x12 = 3603. Exceeded capacity charge p/kVA/day rounding (in Tariff rounding)
x13 = 3601. Reactive power charge p/kVArh before rounding (in Tariffs before rounding)
x14 = 3603. Reactive power charge p/kVArh rounding (in Tariff rounding)
Kind: | Calculation | Calculation | Calculation | Calculation | Calculation | Calculation | Calculation
Formula: | =x1+x2 | =x3+x4 | =x5+x6 | =x7+x8 | =x9+x10 | =x11+x12 | =x13+x14
| Unit rate 1 p/kWh | Unit rate 2 p/kWh | Unit rate 3 p/kWh | Fixed charge p/MPAN/day | Capacity charge p/kVA/day | Exceeded capacity charge p/kVA/day | Reactive power charge p/kVArh
Domestic Unrestricted | 0 |  |  | 0
Domestic Two Rate | 0 | 0 |  | 0
Domestic Off Peak (related MPAN) | 0
Small Non Domestic Unrestricted | 0 |  |  | 0
Small Non Domestic Two Rate | 0 | 0 |  | 0
Small Non Domestic Off Peak (related MPAN) | 0
LV Medium Non-Domestic | 0 | 0 |  | 0
LV Sub Medium Non-Domestic | 0 | 0 |  | 0
HV Medium Non-Domestic | 0 | 0 |  | 0
LV Network Domestic | 0 | 0 | 0 | 0
LV Network Non-Domestic Non-CT | 0 | 0 | 0 | 0
LV HH Metered | 0 | 0 | 0 | 0 | 0 | 0 | 0
LV Sub HH Metered | 0 | 0 | 0 | 0 | 0 | 0 | 0
HV HH Metered | 0 | 0 | 0 | 0 | 0 | 0 | 0
NHH UMS category A | 0
NHH UMS category B | 0
NHH UMS category C | 0
NHH UMS category D | 0
LV UMS (Pseudo HH Metered) | 0 | 0 | 0
LV Generation NHH or Aggregate HH | 0 |  |  | 0
LV Sub Generation NHH | 0 |  |  | 0
LV Generation Intermittent | 0 |  |  | 0 |  |  | 0
LV Generation Non-Intermittent | 0 | 0 | 0 | 0 |  |  | 0
LV Sub Generation Intermittent | 0 |  |  | 0 |  |  | 0
LV Sub Generation Non-Intermittent | 0 | 0 | 0 | 0 |  |  | 0
HV Generation Intermittent | 0 |  |  | 0 |  |  | 0
HV Generation Non-Intermittent | 0 | 0 | 0 | 0 |  |  | 0
3605. Net revenues by tariff from rounding
Data sources:
x1 = 1010. Days in the charging year (in Financial and general assumptions)
x2 = 3603. Fixed charge p/MPAN/day rounding (in Tariff rounding)
x3 = 2305. MPANs (in Equivalent volume for each end user)
x4 = 3603. Capacity charge p/kVA/day rounding (in Tariff rounding)
x5 = 2305. Import capacity (kVA) (in Equivalent volume for each end user)
x6 = 3603. Exceeded capacity charge p/kVA/day rounding (in Tariff rounding)
x7 = 2305. Exceeded capacity (kVA) (in Equivalent volume for each end user)
x8 = 3603. Unit rate 1 p/kWh rounding (in Tariff rounding)
x9 = 2305. Rate 1 units (MWh) (in Equivalent volume for each end user)
x10 = 3603. Unit rate 2 p/kWh rounding (in Tariff rounding)
x11 = 2305. Rate 2 units (MWh) (in Equivalent volume for each end user)
x12 = 3603. Unit rate 3 p/kWh rounding (in Tariff rounding)
x13 = 2305. Rate 3 units (MWh) (in Equivalent volume for each end user)
x14 = 3603. Reactive power charge p/kVArh rounding (in Tariff rounding)
x15 = 2305. Reactive power units (MVArh) (in Equivalent volume for each end user)
Calculation =0.01*x1*(x2*x3+x4*x5+x6*x7)+10*(x8*x9+x10*x11+x12*x13+x14*x15)
Net revenues by tariff from rounding
Domestic Unrestricted | 0
Domestic Two Rate | 0
Domestic Off Peak (related MPAN) | 0
Small Non Domestic Unrestricted | 0
Small Non Domestic Two Rate | 0
Small Non Domestic Off Peak (related MPAN) | 0
LV Medium Non-Domestic | 0
LV Sub Medium Non-Domestic | 0
HV Medium Non-Domestic | 0
LV Network Domestic | 0
LV Network Non-Domestic Non-CT | 0
LV HH Metered | 0
LV Sub HH Metered | 0
HV HH Metered | 0
NHH UMS category A | 0
NHH UMS category B | 0
NHH UMS category C | 0
NHH UMS category D | 0
LV UMS (Pseudo HH Metered) | 0
LV Generation NHH or Aggregate HH | 0
LV Sub Generation NHH | 0
LV Generation Intermittent | 0
LV Generation Non-Intermittent | 0
LV Sub Generation Intermittent | 0
LV Sub Generation Non-Intermittent | 0
HV Generation Intermittent | 0
HV Generation Non-Intermittent | 0
3606. Revenue forecast summary
Data sources:
x1 = 3403. Total net revenues before matching (£) (in Revenue surplus or shortfall)
x2 = 3510. Net revenues by tariff from scaler (in Scaler)
x3 = 3605. Net revenues by tariff from rounding
x4 = Total net revenues before matching (£) (in Revenue forecast summary)
x5 = Total net revenues from scaler (£) (in Revenue forecast summary)
x6 = Total net revenues from rounding (£) (in Revenue forecast summary)
x7 = Total net revenues (£) (in Revenue forecast summary)
x8 = 3402. Target CDCM revenue (£/year) (in Target CDCM revenue)
Kind: | Copy cells | Cell summation | Cell summation | Calculation | Calculation
Formula: | =x1 | =SUM(x2) | =SUM(x3) | =x4+x5+x6 | =x7-x8
| Total net revenues before matching (£) | Total net revenues from scaler (£) | Total net revenues from rounding (£) | Total net revenues (£) | Deviation from target revenue (£)
Revenue forecast summary | 0 | 0 | 0 | 0 | 0
3607. Tariffs
Data sources:
x1 = 3604. Unit rate 1 p/kWh (in All the way tariffs)
x2 = 2304. Discount for each tariff (except for fixed charges) (in LDNO discounts and volumes adjusted for discount)
x3 = 3604. Unit rate 2 p/kWh (in All the way tariffs)
x4 = 3604. Unit rate 3 p/kWh (in All the way tariffs)
x5 = 3604. Fixed charge p/MPAN/day (in All the way tariffs)
x6 = 2304. Discount for each tariff for fixed charges only (in LDNO discounts and volumes adjusted for discount)
x7 = 3604. Capacity charge p/kVA/day (in All the way tariffs)
x8 = 3604. Exceeded capacity charge p/kVA/day (in All the way tariffs)
x9 = 3604. Reactive power charge p/kVArh (in All the way tariffs)
Kind: | Calculation | Calculation | Calculation | Calculation | Calculation | Calculation | Calculation
Formula: | =ROUND(x1*(1-x2),3) | =ROUND(x3*(1-x2),3) | =ROUND(x4*(1-x2),3) | =ROUND(x5*(1-x6),2) | =ROUND(x7*(1-x2),2) | =ROUND(x8*(1-x2),2) | =ROUND(x9*(1-x2),3)
| Unit rate 1 p/kWh | Unit rate 2 p/kWh | Unit rate 3 p/kWh | Fixed charge p/MPAN/day | Capacity charge p/kVA/day | Exceeded capacity charge p/kVA/day | Reactive power charge p/kVArh
> Domestic Unrestricted
Domestic Unrestricted | 0 | 0 | 0 | 0 | 0 | 0 | 0
LDNO LV: Domestic Unrestricted | 0 | 0 | 0 | 0 | 0 | 0 | 0
LDNO HV: Domestic Unrestricted | 0 | 0 | 0 | 0 | 0 | 0 | 0
> Domestic Two Rate
Domestic Two Rate | 0 | 0 | 0 | 0 | 0 | 0 | 0
LDNO LV: Domestic Two Rate | 0 | 0 | 0 | 0 | 0 | 0 | 0
LDNO HV: Domestic Two Rate | 0 | 0 | 0 | 0 | 0 | 0 | 0
> Domestic Off Peak (related MPAN)
Domestic Off Peak (related MPAN) | 0 | 0 | 0 | 0 | 0 | 0 | 0
LDNO LV: Domestic Off Peak (related MPAN) | 0 | 0 | 0 | 0 | 0 | 0 | 0
LDNO HV: Domestic Off Peak (related MPAN) | 0 | 0 | 0 | 0 | 0 | 0 | 0
> Small Non Domestic Unrestricted
Small Non Domestic Unrestricted | 0 | 0 | 0 | 0 | 0 | 0 | 0
LDNO LV: Small Non Domestic Unrestricted | 0 | 0 | 0 | 0 | 0 | 0 | 0
LDNO HV: Small Non Domestic Unrestricted | 0 | 0 | 0 | 0 | 0 | 0 | 0
> Small Non Domestic Two Rate
Small Non Domestic Two Rate | 0 | 0 | 0 | 0 | 0 | 0 | 0
LDNO LV: Small Non Domestic Two Rate | 0 | 0 | 0 | 0 | 0 | 0 | 0
LDNO HV: Small Non Domestic Two Rate | 0 | 0 | 0 | 0 | 0 | 0 | 0
> Small Non Domestic Off Peak (related MPAN)
Small Non Domestic Off Peak (related MPAN) | 0 | 0 | 0 | 0 | 0 | 0 | 0
LDNO LV: Small Non Domestic Off Peak (related MPAN) | 0 | 0 | 0 | 0 | 0 | 0 | 0
LDNO HV: Small Non Domestic Off Peak (related MPAN) | 0 | 0 | 0 | 0 | 0 | 0 | 0
> LV Medium Non-Domestic
LV Medium Non-Domestic | 0 | 0 | 0 | 0 | 0 | 0 | 0
LDNO LV: LV Medium Non-Domestic | 0 | 0 | 0 | 0 | 0 | 0 | 0
LDNO HV: LV Medium Non-Domestic | 0 | 0 | 0 | 0 | 0 | 0 | 0
> LV Sub Medium Non-Domestic
LV Sub Medium Non-Domestic | 0 | 0 | 0 | 0 | 0 | 0 | 0
> HV Medium Non-Domestic
HV Medium Non-Domestic | 0 | 0 | 0 | 0 | 0 | 0 | 0
> LV Network Domestic
LV Network Domestic | 0 | 0 | 0 | 0 | 0 | 0 | 0
LDNO LV: LV Network Domestic | 0 | 0 | 0 | 0 | 0 | 0 | 0
LDNO HV: LV Network Domestic | 0 | 0 | 0 | 0 | 0 | 0 | 0
> LV Network Non-Domestic Non-CT
LV Network Non-Domestic Non-CT | 0 | 0 | 0 | 0 | 0 | 0 | 0
LDNO LV: LV Network Non-Domestic Non-CT | 0 | 0 | 0 | 0 | 0 | 0 | 0
LDNO HV: LV Network Non-Domestic Non-CT | 0 | 0 | 0 | 0 | 0 | 0 | 0
> LV HH Metered
LV HH Metered | 0 | 0 | 0 | 0 | 0 | 0 | 0
LDNO LV: LV HH Metered | 0 | 0 | 0 | 0 | 0 | 0 | 0
LDNO HV: LV HH Metered | 0 | 0 | 0 | 0 | 0 | 0 | 0
> LV Sub HH Metered
LV Sub HH Metered | 0 | 0 | 0 | 0 | 0 | 0 | 0
LDNO HV: LV Sub HH Metered | 0 | 0 | 0 | 0 | 0 | 0 | 0
> HV HH Metered
HV HH Metered | 0 | 0 | 0 | 0 | 0 | 0 | 0
LDNO HV: HV HH Metered | 0 | 0 | 0 | 0 | 0 | 0 | 0
> NHH UMS category A
NHH UMS category A | 0 | 0 | 0 | 0 | 0 | 0 | 0
LDNO LV: NHH UMS category A | 0 | 0 | 0 | 0 | 0 | 0 | 0
LDNO HV: NHH UMS category A | 0 | 0 | 0 | 0 | 0 | 0 | 0
> NHH UMS category B
NHH UMS category B | 0 | 0 | 0 | 0 | 0 | 0 | 0
LDNO LV: NHH UMS category B | 0 | 0 | 0 | 0 | 0 | 0 | 0
LDNO HV: NHH UMS category B | 0 | 0 | 0 | 0 | 0 | 0 | 0
> NHH UMS category C
NHH UMS category C | 0 | 0 | 0 | 0 | 0 | 0 | 0
LDNO LV: NHH UMS category C | 0 | 0 | 0 | 0 | 0 | 0 | 0
LDNO HV: NHH UMS category C | 0 | 0 | 0 | 0 | 0 | 0 | 0
> NHH UMS category D
NHH UMS category D | 0 | 0 | 0 | 0 | 0 | 0 | 0
LDNO LV: NHH UMS category D | 0 | 0 | 0 | 0 | 0 | 0 | 0
LDNO HV: NHH UMS category D | 0 | 0 | 0 | 0 | 0 | 0 | 0
> LV UMS (Pseudo HH Metered)
LV UMS (Pseudo HH Metered) | 0 | 0 | 0 | 0 | 0 | 0 | 0
LDNO LV: LV UMS (Pseudo HH Metered) | 0 | 0 | 0 | 0 | 0 | 0 | 0
LDNO HV: LV UMS (Pseudo HH Metered) | 0 | 0 | 0 | 0 | 0 | 0 | 0
> LV Generation NHH or Aggregate HH
LV Generation NHH or Aggregate HH | 0 | 0 | 0 | 0 | 0 | 0 | 0
LDNO LV: LV Generation NHH or Aggregate HH | 0 | 0 | 0 | 0 | 0 | 0 | 0
LDNO HV: LV Generation NHH or Aggregate HH | 0 | 0 | 0 | 0 | 0 | 0 | 0
> LV Sub Generation NHH
LV Sub Generation NHH | 0 | 0 | 0 | 0 | 0 | 0 | 0
LDNO HV: LV Sub Generation NHH | 0 | 0 | 0 | 0 | 0 | 0 | 0
> LV Generation Intermittent
LV Generation Intermittent | 0 | 0 | 0 | 0 | 0 | 0 | 0
LDNO LV: LV Generation Intermittent | 0 | 0 | 0 | 0 | 0 | 0 | 0
LDNO HV: LV Generation Intermittent | 0 | 0 | 0 | 0 | 0 | 0 | 0
> LV Generation Non-Intermittent
LV Generation Non-Intermittent | 0 | 0 | 0 | 0 | 0 | 0 | 0
LDNO LV: LV Generation Non-Intermittent | 0 | 0 | 0 | 0 | 0 | 0 | 0
LDNO HV: LV Generation Non-Intermittent | 0 | 0 | 0 | 0 | 0 | 0 | 0
> LV Sub Generation Intermittent
LV Sub Generation Intermittent | 0 | 0 | 0 | 0 | 0 | 0 | 0
LDNO HV: LV Sub Generation Intermittent | 0 | 0 | 0 | 0 | 0 | 0 | 0
> LV Sub Generation Non-Intermittent
LV Sub Generation Non-Intermittent | 0 | 0 | 0 | 0 | 0 | 0 | 0
LDNO HV: LV Sub Generation Non-Intermittent | 0 | 0 | 0 | 0 | 0 | 0 | 0
> HV Generation Intermittent
HV Generation Intermittent | 0 | 0 | 0 | 0 | 0 | 0 | 0
LDNO HV: HV Generation Intermittent | 0 | 0 | 0 | 0 | 0 | 0 | 0
> HV Generation Non-Intermittent
HV Generation Non-Intermittent | 0 | 0 | 0 | 0 | 0 | 0 | 0
LDNO HV: HV Generation Non-Intermittent | 0 | 0 | 0 | 0 | 0 | 0 | 0

## Tariffs
0
3701. Tariffs
Data sources:
x1 = 3607. Unit rate 1 p/kWh (in Tariffs)
x2 = 3607. Unit rate 2 p/kWh (in Tariffs)
x3 = 3607. Unit rate 3 p/kWh (in Tariffs)
x4 = 3607. Fixed charge p/MPAN/day (in Tariffs)
x5 = 3607. Capacity charge p/kVA/day (in Tariffs)
x6 = 3607. Exceeded capacity charge p/kVA/day (in Tariffs)
x7 = 3607. Reactive power charge p/kVArh (in Tariffs)
Kind: | Input data | Fixed data | Copy cells | Copy cells | Copy cells | Copy cells | Copy cells | Copy cells | Copy cells | Input data
Formula: |  |  | = x1 | = x2 | = x3 | = x4 | = x5 | = x6 | = x7
| Open LLFCs | PCs | Unit rate 1 p/kWh | Unit rate 2 p/kWh | Unit rate 3 p/kWh | Fixed charge p/MPAN/day | Capacity charge p/kVA/day | Exceeded capacity charge p/kVA/day | Reactive power charge p/kVArh | Closed LLFCs
Domestic Unrestricted | 0 | 1 | 0 | 0 | 0 | 0 | 0 | 0 | 0 | 0
Domestic Two Rate | 0 | 2 | 0 | 0 | 0 | 0 | 0 | 0 | 0 | 0
Domestic Off Peak (related MPAN) | 0 | 2 | 0 | 0 | 0 | 0 | 0 | 0 | 0 | 0
Small Non Domestic Unrestricted | 0 | 3 | 0 | 0 | 0 | 0 | 0 | 0 | 0 | 0
Small Non Domestic Two Rate | 0 | 4 | 0 | 0 | 0 | 0 | 0 | 0 | 0 | 0
Small Non Domestic Off Peak (related MPAN) | 0 | 4 | 0 | 0 | 0 | 0 | 0 | 0 | 0 | 0
LV Medium Non-Domestic | 0 | 5-8 | 0 | 0 | 0 | 0 | 0 | 0 | 0 | 0
LV Sub Medium Non-Domestic | 0 | 5-8 | 0 | 0 | 0 | 0 | 0 | 0 | 0 | 0
HV Medium Non-Domestic | 0 | 5-8 | 0 | 0 | 0 | 0 | 0 | 0 | 0 | 0
LV Network Domestic | 0 |  | 0 | 0 | 0 | 0 | 0 | 0 | 0 | 0
LV Network Non-Domestic Non-CT | 0 |  | 0 | 0 | 0 | 0 | 0 | 0 | 0 | 0
LV HH Metered | 0 |  | 0 | 0 | 0 | 0 | 0 | 0 | 0 | 0
LV Sub HH Metered | 0 |  | 0 | 0 | 0 | 0 | 0 | 0 | 0 | 0
HV HH Metered | 0 |  | 0 | 0 | 0 | 0 | 0 | 0 | 0 | 0
NHH UMS category A | 0 | 8 | 0 | 0 | 0 | 0 | 0 | 0 | 0 | 0
NHH UMS category B | 0 | 1 | 0 | 0 | 0 | 0 | 0 | 0 | 0 | 0
NHH UMS category C | 0 | 1 | 0 | 0 | 0 | 0 | 0 | 0 | 0 | 0
NHH UMS category D | 0 | 1 | 0 | 0 | 0 | 0 | 0 | 0 | 0 | 0
LV UMS (Pseudo HH Metered) | 0 |  | 0 | 0 | 0 | 0 | 0 | 0 | 0 | 0
LV Generation NHH or Aggregate HH | 0 | 8&0 | 0 | 0 | 0 | 0 | 0 | 0 | 0 | 0
LV Sub Generation NHH | 0 | 8 | 0 | 0 | 0 | 0 | 0 | 0 | 0 | 0
LV Generation Intermittent | 0 |  | 0 | 0 | 0 | 0 | 0 | 0 | 0 | 0
LV Generation Non-Intermittent | 0 |  | 0 | 0 | 0 | 0 | 0 | 0 | 0 | 0
LV Sub Generation Intermittent | 0 |  | 0 | 0 | 0 | 0 | 0 | 0 | 0 | 0
LV Sub Generation Non-Intermittent | 0 |  | 0 | 0 | 0 | 0 | 0 | 0 | 0 | 0
HV Generation Intermittent | 0 |  | 0 | 0 | 0 | 0 | 0 | 0 | 0 | 0
HV Generation Non-Intermittent | 0 |  | 0 | 0 | 0 | 0 | 0 | 0 | 0 | 0
LDNO LV: Domestic Unrestricted | 0 | 1 | 0 | 0 | 0 | 0 | 0 | 0 | 0 | 0
LDNO LV: Domestic Two Rate | 0 | 2 | 0 | 0 | 0 | 0 | 0 | 0 | 0 | 0
LDNO LV: Domestic Off Peak (related MPAN) | 0 | 2 | 0 | 0 | 0 | 0 | 0 | 0 | 0 | 0
LDNO LV: Small Non Domestic Unrestricted | 0 | 3 | 0 | 0 | 0 | 0 | 0 | 0 | 0 | 0
LDNO LV: Small Non Domestic Two Rate | 0 | 4 | 0 | 0 | 0 | 0 | 0 | 0 | 0 | 0
LDNO LV: Small Non Domestic Off Peak (related MPAN) | 0 | 4 | 0 | 0 | 0 | 0 | 0 | 0 | 0 | 0
LDNO LV: LV Medium Non-Domestic | 0 | 5-8 | 0 | 0 | 0 | 0 | 0 | 0 | 0 | 0
LDNO LV: LV Network Domestic | 0 |  | 0 | 0 | 0 | 0 | 0 | 0 | 0 | 0
LDNO LV: LV Network Non-Domestic Non-CT | 0 |  | 0 | 0 | 0 | 0 | 0 | 0 | 0 | 0
LDNO LV: LV HH Metered | 0 |  | 0 | 0 | 0 | 0 | 0 | 0 | 0 | 0
LDNO LV: NHH UMS category A | 0 | 8 | 0 | 0 | 0 | 0 | 0 | 0 | 0 | 0
LDNO LV: NHH UMS category B | 0 | 1 | 0 | 0 | 0 | 0 | 0 | 0 | 0 | 0
LDNO LV: NHH UMS category C | 0 | 1 | 0 | 0 | 0 | 0 | 0 | 0 | 0 | 0
LDNO LV: NHH UMS category D | 0 | 1 | 0 | 0 | 0 | 0 | 0 | 0 | 0 | 0
LDNO LV: LV UMS (Pseudo HH Metered) | 0 |  | 0 | 0 | 0 | 0 | 0 | 0 | 0 | 0
LDNO LV: LV Generation NHH or Aggregate HH | 0 | 8&0 | 0 | 0 | 0 | 0 | 0 | 0 | 0 | 0
LDNO LV: LV Generation Intermittent | 0 |  | 0 | 0 | 0 | 0 | 0 | 0 | 0 | 0
LDNO LV: LV Generation Non-Intermittent | 0 |  | 0 | 0 | 0 | 0 | 0 | 0 | 0 | 0
LDNO HV: Domestic Unrestricted | 0 | 1 | 0 | 0 | 0 | 0 | 0 | 0 | 0 | 0
LDNO HV: Domestic Two Rate | 0 | 2 | 0 | 0 | 0 | 0 | 0 | 0 | 0 | 0
LDNO HV: Domestic Off Peak (related MPAN) | 0 | 2 | 0 | 0 | 0 | 0 | 0 | 0 | 0 | 0
LDNO HV: Small Non Domestic Unrestricted | 0 | 3 | 0 | 0 | 0 | 0 | 0 | 0 | 0 | 0
LDNO HV: Small Non Domestic Two Rate | 0 | 4 | 0 | 0 | 0 | 0 | 0 | 0 | 0 | 0
LDNO HV: Small Non Domestic Off Peak (related MPAN) | 0 | 4 | 0 | 0 | 0 | 0 | 0 | 0 | 0 | 0
LDNO HV: LV Medium Non-Domestic | 0 | 5-8 | 0 | 0 | 0 | 0 | 0 | 0 | 0 | 0
LDNO HV: LV Network Domestic | 0 |  | 0 | 0 | 0 | 0 | 0 | 0 | 0 | 0
LDNO HV: LV Network Non-Domestic Non-CT | 0 |  | 0 | 0 | 0 | 0 | 0 | 0 | 0 | 0
LDNO HV: LV HH Metered | 0 |  | 0 | 0 | 0 | 0 | 0 | 0 | 0 | 0
LDNO HV: LV Sub HH Metered | 0 |  | 0 | 0 | 0 | 0 | 0 | 0 | 0 | 0
LDNO HV: HV HH Metered | 0 |  | 0 | 0 | 0 | 0 | 0 | 0 | 0 | 0
LDNO HV: NHH UMS category A | 0 | 8 | 0 | 0 | 0 | 0 | 0 | 0 | 0 | 0
LDNO HV: NHH UMS category B | 0 | 1 | 0 | 0 | 0 | 0 | 0 | 0 | 0 | 0
LDNO HV: NHH UMS category C | 0 | 1 | 0 | 0 | 0 | 0 | 0 | 0 | 0 | 0
LDNO HV: NHH UMS category D | 0 | 1 | 0 | 0 | 0 | 0 | 0 | 0 | 0 | 0
LDNO HV: LV UMS (Pseudo HH Metered) | 0 |  | 0 | 0 | 0 | 0 | 0 | 0 | 0 | 0
LDNO HV: LV Generation NHH or Aggregate HH | 0 | 8&0 | 0 | 0 | 0 | 0 | 0 | 0 | 0 | 0
LDNO HV: LV Sub Generation NHH | 0 | 8 | 0 | 0 | 0 | 0 | 0 | 0 | 0 | 0
LDNO HV: LV Generation Intermittent | 0 |  | 0 | 0 | 0 | 0 | 0 | 0 | 0 | 0
LDNO HV: LV Generation Non-Intermittent | 0 |  | 0 | 0 | 0 | 0 | 0 | 0 | 0 | 0
LDNO HV: LV Sub Generation Intermittent | 0 |  | 0 | 0 | 0 | 0 | 0 | 0 | 0 | 0
LDNO HV: LV Sub Generation Non-Intermittent | 0 |  | 0 | 0 | 0 | 0 | 0 | 0 | 0 | 0
LDNO HV: HV Generation Intermittent | 0 |  | 0 | 0 | 0 | 0 | 0 | 0 | 0 | 0
LDNO HV: HV Generation Non-Intermittent | 0 |  | 0 | 0 | 0 | 0 | 0 | 0 | 0 | 0

## Summary
0
This sheet is for information only. It can be deleted without affecting any calculations elsewhere in the model.
3801. Headline parameters
Data sources:
x1 = 1010. Annuity proportion for customer-contributed assets (in Financial and general assumptions)
x2 = 3606. Total net revenues from scaler (£) (in Revenue forecast summary)
x3 = 3606. Deviation from target revenue (£) (in Revenue forecast summary)
x4 = 3402. Target CDCM revenue (£/year) (in Target CDCM revenue)
Kind: | Copy cells | Copy cells | Copy cells | Calculation
Formula: | = x1 | = x2 | = x3 | =x3/x4
| Annuity proportion for customer-contributed assets | Total net revenues from scaler (£) | Deviation from target revenue (£) | Over/under recovery
Headline parameters | 0 | 0 | 0 | 0%
3802. Revenue summary
Data sources:
x1 = 1053. Rate 1 units (MWh) by tariff (in Volume forecasts for the charging year)
x2 = 1053. Rate 2 units (MWh) by tariff (in Volume forecasts for the charging year)
x3 = 1053. Rate 3 units (MWh) by tariff (in Volume forecasts for the charging year)
x4 = 1053. MPANs by tariff (in Volume forecasts for the charging year)
x5 = 1010. Days in the charging year (in Financial and general assumptions)
x6 = 3607. Fixed charge p/MPAN/day (in Tariffs)
x7 = 3607. Capacity charge p/kVA/day (in Tariffs)
x8 = 1053. Import capacity (kVA) by tariff (in Volume forecasts for the charging year)
x9 = 3607. Exceeded capacity charge p/kVA/day (in Tariffs)
x10 = 1053. Exceeded capacity (kVA) by tariff (in Volume forecasts for the charging year)
x11 = 3607. Unit rate 1 p/kWh (in Tariffs)
x12 = 3607. Unit rate 2 p/kWh (in Tariffs)
x13 = 3607. Unit rate 3 p/kWh (in Tariffs)
x14 = 3607. Reactive power charge p/kVArh (in Tariffs)
x15 = 1053. Reactive power units (MVArh) by tariff (in Volume forecasts for the charging year)
x16 = All units (MWh) (in Revenue summary)
x17 = Net revenues (£) (in Revenue summary)
x18 = MPANs (in Revenue summary)
x19 = Revenues from unit rates (£) (in Revenue summary)
x20 = Net revenues from unit rate 1 (£) (in Revenue summary)
x21 = Net revenues from unit rate 2 (£) (in Revenue summary)
x22 = Net revenues from unit rate 3 (£) (in Revenue summary)
x23 = Revenues from fixed charges (£) (in Revenue summary)
x24 = Revenues from capacity charges (£) (in Revenue summary)
x25 = Revenues from exceeded capacity charges (£) (in Revenue summary)
x26 = Revenues from reactive power charges (£) (in Revenue summary)
Kind: | Calculation | Copy cells | Calculation | Calculation | Calculation | Calculation | Calculation | Calculation | Calculation | Calculation | Calculation | Calculation | Calculation | Calculation | Calculation | Calculation | Calculation | Calculation | Calculation | Calculation | Calculation
Formula: | =x1+x2+x3 | = x4 | =0.01*x5*(x6*x4+x7*x8+x9*x10)+10*(x11*x1+x12*x2+x13*x3+x14*x15) | =10*(x11*x1+x12*x2+x13*x3) | =x6*x5*x4/100 | =x7*x5*x8/100 | =x9*x5*x10/100 | =x14*x15*10 | =IF(x16<>0,0.1*x17/x16,"") | =IF(x18<>0,x17/x18,"") | =IF(x16<>0,0.1*x19/x16,0) | =x11*x1*10 | =x12*x2*10 | =x13*x3*10 | =IF(x19<>0,x20/x19,"") | =IF(x19<>0,x21/x19,"") | =IF(x19<>0,x22/x19,"") | =IF(x17<>0,x23/x17,"") | =IF(x17<>0,x24/x17,"") | =IF(x17<>0,x25/x17,"") | =IF(x17<>0,x26/x17,"")
| All units (MWh) | MPANs | Net revenues (£) | Revenues from unit rates (£) | Revenues from fixed charges (£) | Revenues from capacity charges (£) | Revenues from exceeded capacity charges (£) | Revenues from reactive power charges (£) | Average p/kWh | Average £/MPAN | Average unit rate p/kWh | Net revenues from unit rate 1 (£) | Net revenues from unit rate 2 (£) | Net revenues from unit rate 3 (£) | Rate 1 revenue proportion | Rate 2 revenue proportion | Rate 3 revenue proportion | Fixed charge proportion | Capacity charge proportion | Exceeded capacity charge proportion | Reactive power charge proportion
> Domestic Unrestricted
Domestic Unrestricted | 0 | 0 | 0 | 0 | 0 | 0 | 0 | 0 | 0 | 0 | 0 | 0 | 0 | 0 | 0% | 0% | 0% | 0% | 0% | 0% | 0%
LDNO LV: Domestic Unrestricted | 0 | 0 | 0 | 0 | 0 | 0 | 0 | 0 | 0 | 0 | 0 | 0 | 0 | 0 | 0% | 0% | 0% | 0% | 0% | 0% | 0%
LDNO HV: Domestic Unrestricted | 0 | 0 | 0 | 0 | 0 | 0 | 0 | 0 | 0 | 0 | 0 | 0 | 0 | 0 | 0% | 0% | 0% | 0% | 0% | 0% | 0%
> Domestic Two Rate
Domestic Two Rate | 0 | 0 | 0 | 0 | 0 | 0 | 0 | 0 | 0 | 0 | 0 | 0 | 0 | 0 | 0% | 0% | 0% | 0% | 0% | 0% | 0%
LDNO LV: Domestic Two Rate | 0 | 0 | 0 | 0 | 0 | 0 | 0 | 0 | 0 | 0 | 0 | 0 | 0 | 0 | 0% | 0% | 0% | 0% | 0% | 0% | 0%
LDNO HV: Domestic Two Rate | 0 | 0 | 0 | 0 | 0 | 0 | 0 | 0 | 0 | 0 | 0 | 0 | 0 | 0 | 0% | 0% | 0% | 0% | 0% | 0% | 0%
> Domestic Off Peak (related MPAN)
Domestic Off Peak (related MPAN) | 0 | 0 | 0 | 0 | 0 | 0 | 0 | 0 | 0 | 0 | 0 | 0 | 0 | 0 | 0% | 0% | 0% | 0% | 0% | 0% | 0%
LDNO LV: Domestic Off Peak (related MPAN) | 0 | 0 | 0 | 0 | 0 | 0 | 0 | 0 | 0 | 0 | 0 | 0 | 0 | 0 | 0% | 0% | 0% | 0% | 0% | 0% | 0%
LDNO HV: Domestic Off Peak (related MPAN) | 0 | 0 | 0 | 0 | 0 | 0 | 0 | 0 | 0 | 0 | 0 | 0 | 0 | 0 | 0% | 0% | 0% | 0% | 0% | 0% | 0%
> Small Non Domestic Unrestricted
Small Non Domestic Unrestricted | 0 | 0 | 0 | 0 | 0 | 0 | 0 | 0 | 0 | 0 | 0 | 0 | 0 | 0 | 0% | 0% | 0% | 0% | 0% | 0% | 0%
LDNO LV: Small Non Domestic Unrestricted | 0 | 0 | 0 | 0 | 0 | 0 | 0 | 0 | 0 | 0 | 0 | 0 | 0 | 0 | 0% | 0% | 0% | 0% | 0% | 0% | 0%
LDNO HV: Small Non Domestic Unrestricted | 0 | 0 | 0 | 0 | 0 | 0 | 0 | 0 | 0 | 0 | 0 | 0 | 0 | 0 | 0% | 0% | 0% | 0% | 0% | 0% | 0%
> Small Non Domestic Two Rate
Small Non Domestic Two Rate | 0 | 0 | 0 | 0 | 0 | 0 | 0 | 0 | 0 | 0 | 0 | 0 | 0 | 0 | 0% | 0% | 0% | 0% | 0% | 0% | 0%
LDNO LV: Small Non Domestic Two Rate | 0 | 0 | 0 | 0 | 0 | 0 | 0 | 0 | 0 | 0 | 0 | 0 | 0 | 0 | 0% | 0% | 0% | 0% | 0% | 0% | 0%
LDNO HV: Small Non Domestic Two Rate | 0 | 0 | 0 | 0 | 0 | 0 | 0 | 0 | 0 | 0 | 0 | 0 | 0 | 0 | 0% | 0% | 0% | 0% | 0% | 0% | 0%
> Small Non Domestic Off Peak (related MPAN)
Small Non Domestic Off Peak (related MPAN) | 0 | 0 | 0 | 0 | 0 | 0 | 0 | 0 | 0 | 0 | 0 | 0 | 0 | 0 | 0% | 0% | 0% | 0% | 0% | 0% | 0%
LDNO LV: Small Non Domestic Off Peak (related MPAN) | 0 | 0 | 0 | 0 | 0 | 0 | 0 | 0 | 0 | 0 | 0 | 0 | 0 | 0 | 0% | 0% | 0% | 0% | 0% | 0% | 0%
LDNO HV: Small Non Domestic Off Peak (related MPAN) | 0 | 0 | 0 | 0 | 0 | 0 | 0 | 0 | 0 | 0 | 0 | 0 | 0 | 0 | 0% | 0% | 0% | 0% | 0% | 0% | 0%
> LV Medium Non-Domestic
LV Medium Non-Domestic | 0 | 0 | 0 | 0 | 0 | 0 | 0 | 0 | 0 | 0 | 0 | 0 | 0 | 0 | 0% | 0% | 0% | 0% | 0% | 0% | 0%
LDNO LV: LV Medium Non-Domestic | 0 | 0 | 0 | 0 | 0 | 0 | 0 | 0 | 0 | 0 | 0 | 0 | 0 | 0 | 0% | 0% | 0% | 0% | 0% | 0% | 0%
LDNO HV: LV Medium Non-Domestic | 0 | 0 | 0 | 0 | 0 | 0 | 0 | 0 | 0 | 0 | 0 | 0 | 0 | 0 | 0% | 0% | 0% | 0% | 0% | 0% | 0%
> LV Sub Medium Non-Domestic
LV Sub Medium Non-Domestic | 0 | 0 | 0 | 0 | 0 | 0 | 0 | 0 | 0 | 0 | 0 | 0 | 0 | 0 | 0% | 0% | 0% | 0% | 0% | 0% | 0%
> HV Medium Non-Domestic
HV Medium Non-Domestic | 0 | 0 | 0 | 0 | 0 | 0 | 0 | 0 | 0 | 0 | 0 | 0 | 0 | 0 | 0% | 0% | 0% | 0% | 0% | 0% | 0%
> LV Network Domestic
LV Network Domestic | 0 | 0 | 0 | 0 | 0 | 0 | 0 | 0 | 0 | 0 | 0 | 0 | 0 | 0 | 0% | 0% | 0% | 0% | 0% | 0% | 0%
LDNO LV: LV Network Domestic | 0 | 0 | 0 | 0 | 0 | 0 | 0 | 0 | 0 | 0 | 0 | 0 | 0 | 0 | 0% | 0% | 0% | 0% | 0% | 0% | 0%
LDNO HV: LV Network Domestic | 0 | 0 | 0 | 0 | 0 | 0 | 0 | 0 | 0 | 0 | 0 | 0 | 0 | 0 | 0% | 0% | 0% | 0% | 0% | 0% | 0%
> LV Network Non-Domestic Non-CT
LV Network Non-Domestic Non-CT | 0 | 0 | 0 | 0 | 0 | 0 | 0 | 0 | 0 | 0 | 0 | 0 | 0 | 0 | 0% | 0% | 0% | 0% | 0% | 0% | 0%
LDNO LV: LV Network Non-Domestic Non-CT | 0 | 0 | 0 | 0 | 0 | 0 | 0 | 0 | 0 | 0 | 0 | 0 | 0 | 0 | 0% | 0% | 0% | 0% | 0% | 0% | 0%
LDNO HV: LV Network Non-Domestic Non-CT | 0 | 0 | 0 | 0 | 0 | 0 | 0 | 0 | 0 | 0 | 0 | 0 | 0 | 0 | 0% | 0% | 0% | 0% | 0% | 0% | 0%
> LV HH Metered
LV HH Metered | 0 | 0 | 0 | 0 | 0 | 0 | 0 | 0 | 0 | 0 | 0 | 0 | 0 | 0 | 0% | 0% | 0% | 0% | 0% | 0% | 0%
LDNO LV: LV HH Metered | 0 | 0 | 0 | 0 | 0 | 0 | 0 | 0 | 0 | 0 | 0 | 0 | 0 | 0 | 0% | 0% | 0% | 0% | 0% | 0% | 0%
LDNO HV: LV HH Metered | 0 | 0 | 0 | 0 | 0 | 0 | 0 | 0 | 0 | 0 | 0 | 0 | 0 | 0 | 0% | 0% | 0% | 0% | 0% | 0% | 0%
> LV Sub HH Metered
LV Sub HH Metered | 0 | 0 | 0 | 0 | 0 | 0 | 0 | 0 | 0 | 0 | 0 | 0 | 0 | 0 | 0% | 0% | 0% | 0% | 0% | 0% | 0%
LDNO HV: LV Sub HH Metered | 0 | 0 | 0 | 0 | 0 | 0 | 0 | 0 | 0 | 0 | 0 | 0 | 0 | 0 | 0% | 0% | 0% | 0% | 0% | 0% | 0%
> HV HH Metered
HV HH Metered | 0 | 0 | 0 | 0 | 0 | 0 | 0 | 0 | 0 | 0 | 0 | 0 | 0 | 0 | 0% | 0% | 0% | 0% | 0% | 0% | 0%
LDNO HV: HV HH Metered | 0 | 0 | 0 | 0 | 0 | 0 | 0 | 0 | 0 | 0 | 0 | 0 | 0 | 0 | 0% | 0% | 0% | 0% | 0% | 0% | 0%
> NHH UMS category A
NHH UMS category A | 0 | 0 | 0 | 0 | 0 | 0 | 0 | 0 | 0 | 0 | 0 | 0 | 0 | 0 | 0% | 0% | 0% | 0% | 0% | 0% | 0%
LDNO LV: NHH UMS category A | 0 | 0 | 0 | 0 | 0 | 0 | 0 | 0 | 0 | 0 | 0 | 0 | 0 | 0 | 0% | 0% | 0% | 0% | 0% | 0% | 0%
LDNO HV: NHH UMS category A | 0 | 0 | 0 | 0 | 0 | 0 | 0 | 0 | 0 | 0 | 0 | 0 | 0 | 0 | 0% | 0% | 0% | 0% | 0% | 0% | 0%
> NHH UMS category B
NHH UMS category B | 0 | 0 | 0 | 0 | 0 | 0 | 0 | 0 | 0 | 0 | 0 | 0 | 0 | 0 | 0% | 0% | 0% | 0% | 0% | 0% | 0%
LDNO LV: NHH UMS category B | 0 | 0 | 0 | 0 | 0 | 0 | 0 | 0 | 0 | 0 | 0 | 0 | 0 | 0 | 0% | 0% | 0% | 0% | 0% | 0% | 0%
LDNO HV: NHH UMS category B | 0 | 0 | 0 | 0 | 0 | 0 | 0 | 0 | 0 | 0 | 0 | 0 | 0 | 0 | 0% | 0% | 0% | 0% | 0% | 0% | 0%
> NHH UMS category C
NHH UMS category C | 0 | 0 | 0 | 0 | 0 | 0 | 0 | 0 | 0 | 0 | 0 | 0 | 0 | 0 | 0% | 0% | 0% | 0% | 0% | 0% | 0%
LDNO LV: NHH UMS category C | 0 | 0 | 0 | 0 | 0 | 0 | 0 | 0 | 0 | 0 | 0 | 0 | 0 | 0 | 0% | 0% | 0% | 0% | 0% | 0% | 0%
LDNO HV: NHH UMS category C | 0 | 0 | 0 | 0 | 0 | 0 | 0 | 0 | 0 | 0 | 0 | 0 | 0 | 0 | 0% | 0% | 0% | 0% | 0% | 0% | 0%
> NHH UMS category D
NHH UMS category D | 0 | 0 | 0 | 0 | 0 | 0 | 0 | 0 | 0 | 0 | 0 | 0 | 0 | 0 | 0% | 0% | 0% | 0% | 0% | 0% | 0%
LDNO LV: NHH UMS category D | 0 | 0 | 0 | 0 | 0 | 0 | 0 | 0 | 0 | 0 | 0 | 0 | 0 | 0 | 0% | 0% | 0% | 0% | 0% | 0% | 0%
LDNO HV: NHH UMS category D | 0 | 0 | 0 | 0 | 0 | 0 | 0 | 0 | 0 | 0 | 0 | 0 | 0 | 0 | 0% | 0% | 0% | 0% | 0% | 0% | 0%
> LV UMS (Pseudo HH Metered)
LV UMS (Pseudo HH Metered) | 0 | 0 | 0 | 0 | 0 | 0 | 0 | 0 | 0 | 0 | 0 | 0 | 0 | 0 | 0% | 0% | 0% | 0% | 0% | 0% | 0%
LDNO LV: LV UMS (Pseudo HH Metered) | 0 | 0 | 0 | 0 | 0 | 0 | 0 | 0 | 0 | 0 | 0 | 0 | 0 | 0 | 0% | 0% | 0% | 0% | 0% | 0% | 0%
LDNO HV: LV UMS (Pseudo HH Metered) | 0 | 0 | 0 | 0 | 0 | 0 | 0 | 0 | 0 | 0 | 0 | 0 | 0 | 0 | 0% | 0% | 0% | 0% | 0% | 0% | 0%
> LV Generation NHH or Aggregate HH
LV Generation NHH or Aggregate HH | 0 | 0 | 0 | 0 | 0 | 0 | 0 | 0 | 0 | 0 | 0 | 0 | 0 | 0 | 0% | 0% | 0% | 0% | 0% | 0% | 0%
LDNO LV: LV Generation NHH or Aggregate HH | 0 | 0 | 0 | 0 | 0 | 0 | 0 | 0 | 0 | 0 | 0 | 0 | 0 | 0 | 0% | 0% | 0% | 0% | 0% | 0% | 0%
LDNO HV: LV Generation NHH or Aggregate HH | 0 | 0 | 0 | 0 | 0 | 0 | 0 | 0 | 0 | 0 | 0 | 0 | 0 | 0 | 0% | 0% | 0% | 0% | 0% | 0% | 0%
> LV Sub Generation NHH
LV Sub Generation NHH | 0 | 0 | 0 | 0 | 0 | 0 | 0 | 0 | 0 | 0 | 0 | 0 | 0 | 0 | 0% | 0% | 0% | 0% | 0% | 0% | 0%
LDNO HV: LV Sub Generation NHH | 0 | 0 | 0 | 0 | 0 | 0 | 0 | 0 | 0 | 0 | 0 | 0 | 0 | 0 | 0% | 0% | 0% | 0% | 0% | 0% | 0%
> LV Generation Intermittent
LV Generation Intermittent | 0 | 0 | 0 | 0 | 0 | 0 | 0 | 0 | 0 | 0 | 0 | 0 | 0 | 0 | 0% | 0% | 0% | 0% | 0% | 0% | 0%
LDNO LV: LV Generation Intermittent | 0 | 0 | 0 | 0 | 0 | 0 | 0 | 0 | 0 | 0 | 0 | 0 | 0 | 0 | 0% | 0% | 0% | 0% | 0% | 0% | 0%
LDNO HV: LV Generation Intermittent | 0 | 0 | 0 | 0 | 0 | 0 | 0 | 0 | 0 | 0 | 0 | 0 | 0 | 0 | 0% | 0% | 0% | 0% | 0% | 0% | 0%
> LV Generation Non-Intermittent
LV Generation Non-Intermittent | 0 | 0 | 0 | 0 | 0 | 0 | 0 | 0 | 0 | 0 | 0 | 0 | 0 | 0 | 0% | 0% | 0% | 0% | 0% | 0% | 0%
LDNO LV: LV Generation Non-Intermittent | 0 | 0 | 0 | 0 | 0 | 0 | 0 | 0 | 0 | 0 | 0 | 0 | 0 | 0 | 0% | 0% | 0% | 0% | 0% | 0% | 0%
LDNO HV: LV Generation Non-Intermittent | 0 | 0 | 0 | 0 | 0 | 0 | 0 | 0 | 0 | 0 | 0 | 0 | 0 | 0 | 0% | 0% | 0% | 0% | 0% | 0% | 0%
> LV Sub Generation Intermittent
LV Sub Generation Intermittent | 0 | 0 | 0 | 0 | 0 | 0 | 0 | 0 | 0 | 0 | 0 | 0 | 0 | 0 | 0% | 0% | 0% | 0% | 0% | 0% | 0%
LDNO HV: LV Sub Generation Intermittent | 0 | 0 | 0 | 0 | 0 | 0 | 0 | 0 | 0 | 0 | 0 | 0 | 0 | 0 | 0% | 0% | 0% | 0% | 0% | 0% | 0%
> LV Sub Generation Non-Intermittent
LV Sub Generation Non-Intermittent | 0 | 0 | 0 | 0 | 0 | 0 | 0 | 0 | 0 | 0 | 0 | 0 | 0 | 0 | 0% | 0% | 0% | 0% | 0% | 0% | 0%
LDNO HV: LV Sub Generation Non-Intermittent | 0 | 0 | 0 | 0 | 0 | 0 | 0 | 0 | 0 | 0 | 0 | 0 | 0 | 0 | 0% | 0% | 0% | 0% | 0% | 0% | 0%
> HV Generation Intermittent
HV Generation Intermittent | 0 | 0 | 0 | 0 | 0 | 0 | 0 | 0 | 0 | 0 | 0 | 0 | 0 | 0 | 0% | 0% | 0% | 0% | 0% | 0% | 0%
LDNO HV: HV Generation Intermittent | 0 | 0 | 0 | 0 | 0 | 0 | 0 | 0 | 0 | 0 | 0 | 0 | 0 | 0 | 0% | 0% | 0% | 0% | 0% | 0% | 0%
> HV Generation Non-Intermittent
HV Generation Non-Intermittent | 0 | 0 | 0 | 0 | 0 | 0 | 0 | 0 | 0 | 0 | 0 | 0 | 0 | 0 | 0% | 0% | 0% | 0% | 0% | 0% | 0%
LDNO HV: HV Generation Non-Intermittent | 0 | 0 | 0 | 0 | 0 | 0 | 0 | 0 | 0 | 0 | 0 | 0 | 0 | 0 | 0% | 0% | 0% | 0% | 0% | 0% | 0%
3803. Revenue summary by tariff component
Data sources:
x1 = 3802. All units (MWh) (in Revenue summary)
x2 = 3802. MPANs (in Revenue summary)
x3 = 3802. Net revenues (£) (in Revenue summary)
x4 = 3802. Revenues from unit rates (£) (in Revenue summary)
x5 = 3802. Revenues from fixed charges (£) (in Revenue summary)
x6 = 3802. Revenues from capacity charges (£) (in Revenue summary)
x7 = 3802. Revenues from exceeded capacity charges (£) (in Revenue summary)
x8 = 3802. Revenues from reactive power charges (£) (in Revenue summary)
Kind: | Cell summation | Cell summation | Cell summation | Cell summation | Cell summation | Cell summation | Cell summation | Cell summation
Formula: | =SUM(x1) | =SUM(x2) | =SUM(x3) | =SUM(x4) | =SUM(x5) | =SUM(x6) | =SUM(x7) | =SUM(x8)
| Total units (MWh) | Total MPANs | Total net revenues (£) | Total net revenues from unit rates (£) | Total revenues from fixed charges (£) | Total revenues from capacity charges (£) | Total revenues from exceeded capacity charges (£) | Total revenues from reactive power charges (£)
Revenue summary by tariff component | 0 | 0 | 0 | 0 | 0 | 0 | 0 | 0

## M-ATW
0
This sheet provides matrices breaking down each tariff component into its elements.
This sheet is for information only. It can be deleted without affecting any calculations elsewhere in the model.
Domestic Unrestricted
Domestic Two Rate
Domestic Off Peak (related MPAN)
Small Non Domestic Unrestricted
Small Non Domestic Two Rate
Small Non Domestic Off Peak (related MPAN)
LV Medium Non-Domestic
LV Sub Medium Non-Domestic
HV Medium Non-Domestic
LV Network Domestic
LV Network Non-Domestic Non-CT
LV HH Metered
LV Sub HH Metered
HV HH Metered
NHH UMS category A
NHH UMS category B
NHH UMS category C
NHH UMS category D
LV UMS (Pseudo HH Metered)
LV Generation NHH or Aggregate HH
LV Sub Generation NHH
LV Generation Intermittent
LV Generation Non-Intermittent
LV Sub Generation Intermittent
LV Sub Generation Non-Intermittent
HV Generation Intermittent
HV Generation Non-Intermittent
Domestic Unrestricted
| Rate 1 units (MWh) | MPANs | MWh/year | MWh/MPAN/year
Domestic Unrestricted | 0 | 0 | 0 | 0
| Unit rate 1 p/kWh | Fixed charge p/MPAN/day | Revenue (£/year) | Average p/kWh | Average £/MPAN/year
Assets 132kV | 0 | 0 | 0 | 0 | 0
Assets 132kV/EHV | 0 | 0 | 0 | 0 | 0
Assets EHV | 0 | 0 | 0 | 0 | 0
Assets EHV/HV | 0 | 0 | 0 | 0 | 0
Assets 132kV/HV | 0 | 0 | 0 | 0 | 0
Assets HV | 0 | 0 | 0 | 0 | 0
Assets HV/LV | 0 | 0 | 0 | 0 | 0
Assets LV circuits | 0 | 0 | 0 | 0 | 0
Assets LV customer |  | 0 | 0 | 0 | 0
Assets HV customer |  | 0 | 0 | 0 | 0
Transmission exit | 0 | 0 | 0 | 0 | 0
Operating 132kV | 0 | 0 | 0 | 0 | 0
Operating 132kV/EHV | 0 | 0 | 0 | 0 | 0
Operating EHV | 0 | 0 | 0 | 0 | 0
Operating EHV/HV | 0 | 0 | 0 | 0 | 0
Operating 132kV/HV | 0 | 0 | 0 | 0 | 0
Operating HV | 0 | 0 | 0 | 0 | 0
Operating HV/LV | 0 | 0 | 0 | 0 | 0
Operating LV circuits | 0 | 0 | 0 | 0 | 0
Operating LV customer |  | 0 | 0 | 0 | 0
Operating HV customer |  | 0 | 0 | 0 | 0
Scaler | 0 | 0 | 0 | 0 | 0
Rounding | 0 | 0 | 0 | 0 | 0
Total | 0 | 0 | 0 | 0 | 0
Domestic Two Rate
| Rate 1 units (MWh) | Rate 2 units (MWh) | MPANs | MWh/year | MWh/MPAN/year
Domestic Two Rate | 0 | 0 | 0 | 0 | 0
| Unit rate 1 p/kWh | Unit rate 2 p/kWh | Fixed charge p/MPAN/day | Average unit rate (p/kWh) | Revenue (£/year) | Average p/kWh | Average £/MPAN/year
Assets 132kV | 0 | 0 | 0 | 0 | 0 | 0 | 0
Assets 132kV/EHV | 0 | 0 | 0 | 0 | 0 | 0 | 0
Assets EHV | 0 | 0 | 0 | 0 | 0 | 0 | 0
Assets EHV/HV | 0 | 0 | 0 | 0 | 0 | 0 | 0
Assets 132kV/HV | 0 | 0 | 0 | 0 | 0 | 0 | 0
Assets HV | 0 | 0 | 0 | 0 | 0 | 0 | 0
Assets HV/LV | 0 | 0 | 0 | 0 | 0 | 0 | 0
Assets LV circuits | 0 | 0 | 0 | 0 | 0 | 0 | 0
Assets LV customer |  |  | 0 | 0 | 0 | 0 | 0
Assets HV customer |  |  | 0 | 0 | 0 | 0 | 0
Transmission exit | 0 | 0 | 0 | 0 | 0 | 0 | 0
Operating 132kV | 0 | 0 | 0 | 0 | 0 | 0 | 0
Operating 132kV/EHV | 0 | 0 | 0 | 0 | 0 | 0 | 0
Operating EHV | 0 | 0 | 0 | 0 | 0 | 0 | 0
Operating EHV/HV | 0 | 0 | 0 | 0 | 0 | 0 | 0
Operating 132kV/HV | 0 | 0 | 0 | 0 | 0 | 0 | 0
Operating HV | 0 | 0 | 0 | 0 | 0 | 0 | 0
Operating HV/LV | 0 | 0 | 0 | 0 | 0 | 0 | 0
Operating LV circuits | 0 | 0 | 0 | 0 | 0 | 0 | 0
Operating LV customer |  |  | 0 | 0 | 0 | 0 | 0
Operating HV customer |  |  | 0 | 0 | 0 | 0 | 0
Scaler | 0 | 0 | 0 | 0 | 0 | 0 | 0
Rounding | 0 | 0 | 0 | 0 | 0 | 0 | 0
Total | 0 | 0 | 0 | 0 | 0 | 0 | 0
Domestic Off Peak (related MPAN)
| Rate 1 units (MWh) | MWh/year
Domestic Off Peak (related MPAN) | 0 | 0
| Unit rate 1 p/kWh | Revenue (£/year) | Average p/kWh
Assets 132kV | 0 | 0 | 0
Assets 132kV/EHV | 0 | 0 | 0
Assets EHV | 0 | 0 | 0
Assets EHV/HV | 0 | 0 | 0
Assets 132kV/HV | 0 | 0 | 0
Assets HV | 0 | 0 | 0
Assets HV/LV | 0 | 0 | 0
Assets LV circuits | 0 | 0 | 0
Transmission exit | 0 | 0 | 0
Operating 132kV | 0 | 0 | 0
Operating 132kV/EHV | 0 | 0 | 0
Operating EHV | 0 | 0 | 0
Operating EHV/HV | 0 | 0 | 0
Operating 132kV/HV | 0 | 0 | 0
Operating HV | 0 | 0 | 0
Operating HV/LV | 0 | 0 | 0
Operating LV circuits | 0 | 0 | 0
Scaler | 0 | 0 | 0
Rounding | 0 | 0 | 0
Total | 0 | 0 | 0
Small Non Domestic Unrestricted
| Rate 1 units (MWh) | MPANs | MWh/year | MWh/MPAN/year
Small Non Domestic Unrestricted | 0 | 0 | 0 | 0
| Unit rate 1 p/kWh | Fixed charge p/MPAN/day | Revenue (£/year) | Average p/kWh | Average £/MPAN/year
Assets 132kV | 0 | 0 | 0 | 0 | 0
Assets 132kV/EHV | 0 | 0 | 0 | 0 | 0
Assets EHV | 0 | 0 | 0 | 0 | 0
Assets EHV/HV | 0 | 0 | 0 | 0 | 0
Assets 132kV/HV | 0 | 0 | 0 | 0 | 0
Assets HV | 0 | 0 | 0 | 0 | 0
Assets HV/LV | 0 | 0 | 0 | 0 | 0
Assets LV circuits | 0 | 0 | 0 | 0 | 0
Assets LV customer |  | 0 | 0 | 0 | 0
Assets HV customer |  | 0 | 0 | 0 | 0
Transmission exit | 0 | 0 | 0 | 0 | 0
Operating 132kV | 0 | 0 | 0 | 0 | 0
Operating 132kV/EHV | 0 | 0 | 0 | 0 | 0
Operating EHV | 0 | 0 | 0 | 0 | 0
Operating EHV/HV | 0 | 0 | 0 | 0 | 0
Operating 132kV/HV | 0 | 0 | 0 | 0 | 0
Operating HV | 0 | 0 | 0 | 0 | 0
Operating HV/LV | 0 | 0 | 0 | 0 | 0
Operating LV circuits | 0 | 0 | 0 | 0 | 0
Operating LV customer |  | 0 | 0 | 0 | 0
Operating HV customer |  | 0 | 0 | 0 | 0
Scaler | 0 | 0 | 0 | 0 | 0
Rounding | 0 | 0 | 0 | 0 | 0
Total | 0 | 0 | 0 | 0 | 0
Small Non Domestic Two Rate
| Rate 1 units (MWh) | Rate 2 units (MWh) | MPANs | MWh/year | MWh/MPAN/year
Small Non Domestic Two Rate | 0 | 0 | 0 | 0 | 0
| Unit rate 1 p/kWh | Unit rate 2 p/kWh | Fixed charge p/MPAN/day | Average unit rate (p/kWh) | Revenue (£/year) | Average p/kWh | Average £/MPAN/year
Assets 132kV | 0 | 0 | 0 | 0 | 0 | 0 | 0
Assets 132kV/EHV | 0 | 0 | 0 | 0 | 0 | 0 | 0
Assets EHV | 0 | 0 | 0 | 0 | 0 | 0 | 0
Assets EHV/HV | 0 | 0 | 0 | 0 | 0 | 0 | 0
Assets 132kV/HV | 0 | 0 | 0 | 0 | 0 | 0 | 0
Assets HV | 0 | 0 | 0 | 0 | 0 | 0 | 0
Assets HV/LV | 0 | 0 | 0 | 0 | 0 | 0 | 0
Assets LV circuits | 0 | 0 | 0 | 0 | 0 | 0 | 0
Assets LV customer |  |  | 0 | 0 | 0 | 0 | 0
Assets HV customer |  |  | 0 | 0 | 0 | 0 | 0
Transmission exit | 0 | 0 | 0 | 0 | 0 | 0 | 0
Operating 132kV | 0 | 0 | 0 | 0 | 0 | 0 | 0
Operating 132kV/EHV | 0 | 0 | 0 | 0 | 0 | 0 | 0
Operating EHV | 0 | 0 | 0 | 0 | 0 | 0 | 0
Operating EHV/HV | 0 | 0 | 0 | 0 | 0 | 0 | 0
Operating 132kV/HV | 0 | 0 | 0 | 0 | 0 | 0 | 0
Operating HV | 0 | 0 | 0 | 0 | 0 | 0 | 0
Operating HV/LV | 0 | 0 | 0 | 0 | 0 | 0 | 0
Operating LV circuits | 0 | 0 | 0 | 0 | 0 | 0 | 0
Operating LV customer |  |  | 0 | 0 | 0 | 0 | 0
Operating HV customer |  |  | 0 | 0 | 0 | 0 | 0
Scaler | 0 | 0 | 0 | 0 | 0 | 0 | 0
Rounding | 0 | 0 | 0 | 0 | 0 | 0 | 0
Total | 0 | 0 | 0 | 0 | 0 | 0 | 0
Small Non Domestic Off Peak (related MPAN)
| Rate 1 units (MWh) | MWh/year
Small Non Domestic Off Peak (related MPAN) | 0 | 0
| Unit rate 1 p/kWh | Revenue (£/year) | Average p/kWh
Assets 132kV | 0 | 0 | 0
Assets 132kV/EHV | 0 | 0 | 0
Assets EHV | 0 | 0 | 0
Assets EHV/HV | 0 | 0 | 0
Assets 132kV/HV | 0 | 0 | 0
Assets HV | 0 | 0 | 0
Assets HV/LV | 0 | 0 | 0
Assets LV circuits | 0 | 0 | 0
Transmission exit | 0 | 0 | 0
Operating 132kV | 0 | 0 | 0
Operating 132kV/EHV | 0 | 0 | 0
Operating EHV | 0 | 0 | 0
Operating EHV/HV | 0 | 0 | 0
Operating 132kV/HV | 0 | 0 | 0
Operating HV | 0 | 0 | 0
Operating HV/LV | 0 | 0 | 0
Operating LV circuits | 0 | 0 | 0
Scaler | 0 | 0 | 0
Rounding | 0 | 0 | 0
Total | 0 | 0 | 0
LV Medium Non-Domestic
| Rate 1 units (MWh) | Rate 2 units (MWh) | MPANs | MWh/year | MWh/MPAN/year
LV Medium Non-Domestic | 0 | 0 | 0 | 0 | 0
| Unit rate 1 p/kWh | Unit rate 2 p/kWh | Fixed charge p/MPAN/day | Average unit rate (p/kWh) | Revenue (£/year) | Average p/kWh | Average £/MPAN/year
Assets 132kV | 0 | 0 | 0 | 0 | 0 | 0 | 0
Assets 132kV/EHV | 0 | 0 | 0 | 0 | 0 | 0 | 0
Assets EHV | 0 | 0 | 0 | 0 | 0 | 0 | 0
Assets EHV/HV | 0 | 0 | 0 | 0 | 0 | 0 | 0
Assets 132kV/HV | 0 | 0 | 0 | 0 | 0 | 0 | 0
Assets HV | 0 | 0 | 0 | 0 | 0 | 0 | 0
Assets HV/LV | 0 | 0 | 0 | 0 | 0 | 0 | 0
Assets LV circuits | 0 | 0 | 0 | 0 | 0 | 0 | 0
Assets LV customer |  |  | 0 | 0 | 0 | 0 | 0
Assets HV customer |  |  | 0 | 0 | 0 | 0 | 0
Transmission exit | 0 | 0 | 0 | 0 | 0 | 0 | 0
Operating 132kV | 0 | 0 | 0 | 0 | 0 | 0 | 0
Operating 132kV/EHV | 0 | 0 | 0 | 0 | 0 | 0 | 0
Operating EHV | 0 | 0 | 0 | 0 | 0 | 0 | 0
Operating EHV/HV | 0 | 0 | 0 | 0 | 0 | 0 | 0
Operating 132kV/HV | 0 | 0 | 0 | 0 | 0 | 0 | 0
Operating HV | 0 | 0 | 0 | 0 | 0 | 0 | 0
Operating HV/LV | 0 | 0 | 0 | 0 | 0 | 0 | 0
Operating LV circuits | 0 | 0 | 0 | 0 | 0 | 0 | 0
Operating LV customer |  |  | 0 | 0 | 0 | 0 | 0
Operating HV customer |  |  | 0 | 0 | 0 | 0 | 0
Scaler | 0 | 0 | 0 | 0 | 0 | 0 | 0
Rounding | 0 | 0 | 0 | 0 | 0 | 0 | 0
Total | 0 | 0 | 0 | 0 | 0 | 0 | 0
LV Sub Medium Non-Domestic
| Rate 1 units (MWh) | Rate 2 units (MWh) | MPANs | MWh/year | MWh/MPAN/year
LV Sub Medium Non-Domestic | 0 | 0 | 0 | 0 | 0
| Unit rate 1 p/kWh | Unit rate 2 p/kWh | Fixed charge p/MPAN/day | Average unit rate (p/kWh) | Revenue (£/year) | Average p/kWh | Average £/MPAN/year
Assets 132kV | 0 | 0 | 0 | 0 | 0 | 0 | 0
Assets 132kV/EHV | 0 | 0 | 0 | 0 | 0 | 0 | 0
Assets EHV | 0 | 0 | 0 | 0 | 0 | 0 | 0
Assets EHV/HV | 0 | 0 | 0 | 0 | 0 | 0 | 0
Assets 132kV/HV | 0 | 0 | 0 | 0 | 0 | 0 | 0
Assets HV | 0 | 0 | 0 | 0 | 0 | 0 | 0
Assets HV/LV | 0 | 0 | 0 | 0 | 0 | 0 | 0
Assets LV circuits | 0 | 0 | 0 | 0 | 0 | 0 | 0
Assets LV customer |  |  | 0 | 0 | 0 | 0 | 0
Assets HV customer |  |  | 0 | 0 | 0 | 0 | 0
Transmission exit | 0 | 0 | 0 | 0 | 0 | 0 | 0
Operating 132kV | 0 | 0 | 0 | 0 | 0 | 0 | 0
Operating 132kV/EHV | 0 | 0 | 0 | 0 | 0 | 0 | 0
Operating EHV | 0 | 0 | 0 | 0 | 0 | 0 | 0
Operating EHV/HV | 0 | 0 | 0 | 0 | 0 | 0 | 0
Operating 132kV/HV | 0 | 0 | 0 | 0 | 0 | 0 | 0
Operating HV | 0 | 0 | 0 | 0 | 0 | 0 | 0
Operating HV/LV | 0 | 0 | 0 | 0 | 0 | 0 | 0
Operating LV circuits | 0 | 0 | 0 | 0 | 0 | 0 | 0
Operating LV customer |  |  | 0 | 0 | 0 | 0 | 0
Operating HV customer |  |  | 0 | 0 | 0 | 0 | 0
Scaler | 0 | 0 | 0 | 0 | 0 | 0 | 0
Rounding | 0 | 0 | 0 | 0 | 0 | 0 | 0
Total | 0 | 0 | 0 | 0 | 0 | 0 | 0
HV Medium Non-Domestic
| Rate 1 units (MWh) | Rate 2 units (MWh) | MPANs | MWh/year | MWh/MPAN/year
HV Medium Non-Domestic | 0 | 0 | 0 | 0 | 0
| Unit rate 1 p/kWh | Unit rate 2 p/kWh | Fixed charge p/MPAN/day | Average unit rate (p/kWh) | Revenue (£/year) | Average p/kWh | Average £/MPAN/year
Assets 132kV | 0 | 0 | 0 | 0 | 0 | 0 | 0
Assets 132kV/EHV | 0 | 0 | 0 | 0 | 0 | 0 | 0
Assets EHV | 0 | 0 | 0 | 0 | 0 | 0 | 0
Assets EHV/HV | 0 | 0 | 0 | 0 | 0 | 0 | 0
Assets 132kV/HV | 0 | 0 | 0 | 0 | 0 | 0 | 0
Assets HV | 0 | 0 | 0 | 0 | 0 | 0 | 0
Assets HV/LV | 0 | 0 | 0 | 0 | 0 | 0 | 0
Assets LV circuits | 0 | 0 | 0 | 0 | 0 | 0 | 0
Assets LV customer |  |  | 0 | 0 | 0 | 0 | 0
Assets HV customer |  |  | 0 | 0 | 0 | 0 | 0
Transmission exit | 0 | 0 | 0 | 0 | 0 | 0 | 0
Operating 132kV | 0 | 0 | 0 | 0 | 0 | 0 | 0
Operating 132kV/EHV | 0 | 0 | 0 | 0 | 0 | 0 | 0
Operating EHV | 0 | 0 | 0 | 0 | 0 | 0 | 0
Operating EHV/HV | 0 | 0 | 0 | 0 | 0 | 0 | 0
Operating 132kV/HV | 0 | 0 | 0 | 0 | 0 | 0 | 0
Operating HV | 0 | 0 | 0 | 0 | 0 | 0 | 0
Operating HV/LV | 0 | 0 | 0 | 0 | 0 | 0 | 0
Operating LV circuits | 0 | 0 | 0 | 0 | 0 | 0 | 0
Operating LV customer |  |  | 0 | 0 | 0 | 0 | 0
Operating HV customer |  |  | 0 | 0 | 0 | 0 | 0
Scaler | 0 | 0 | 0 | 0 | 0 | 0 | 0
Rounding | 0 | 0 | 0 | 0 | 0 | 0 | 0
Total | 0 | 0 | 0 | 0 | 0 | 0 | 0
LV Network Domestic
| Rate 1 units (MWh) | Rate 2 units (MWh) | Rate 3 units (MWh) | MPANs | MWh/year | MWh/MPAN/year
LV Network Domestic | 0 | 0 | 0 | 0 | 0 | 0
| Unit rate 1 p/kWh | Unit rate 2 p/kWh | Unit rate 3 p/kWh | Fixed charge p/MPAN/day | Average unit rate (p/kWh) | Revenue (£/year) | Average p/kWh | Average £/MPAN/year
Assets 132kV | 0 | 0 | 0 | 0 | 0 | 0 | 0 | 0
Assets 132kV/EHV | 0 | 0 | 0 | 0 | 0 | 0 | 0 | 0
Assets EHV | 0 | 0 | 0 | 0 | 0 | 0 | 0 | 0
Assets EHV/HV | 0 | 0 | 0 | 0 | 0 | 0 | 0 | 0
Assets 132kV/HV | 0 | 0 | 0 | 0 | 0 | 0 | 0 | 0
Assets HV | 0 | 0 | 0 | 0 | 0 | 0 | 0 | 0
Assets HV/LV | 0 | 0 | 0 | 0 | 0 | 0 | 0 | 0
Assets LV circuits | 0 | 0 | 0 | 0 | 0 | 0 | 0 | 0
Assets LV customer |  |  |  | 0 | 0 | 0 | 0 | 0
Assets HV customer |  |  |  | 0 | 0 | 0 | 0 | 0
Transmission exit | 0 | 0 | 0 | 0 | 0 | 0 | 0 | 0
Operating 132kV | 0 | 0 | 0 | 0 | 0 | 0 | 0 | 0
Operating 132kV/EHV | 0 | 0 | 0 | 0 | 0 | 0 | 0 | 0
Operating EHV | 0 | 0 | 0 | 0 | 0 | 0 | 0 | 0
Operating EHV/HV | 0 | 0 | 0 | 0 | 0 | 0 | 0 | 0
Operating 132kV/HV | 0 | 0 | 0 | 0 | 0 | 0 | 0 | 0
Operating HV | 0 | 0 | 0 | 0 | 0 | 0 | 0 | 0
Operating HV/LV | 0 | 0 | 0 | 0 | 0 | 0 | 0 | 0
Operating LV circuits | 0 | 0 | 0 | 0 | 0 | 0 | 0 | 0
Operating LV customer |  |  |  | 0 | 0 | 0 | 0 | 0
Operating HV customer |  |  |  | 0 | 0 | 0 | 0 | 0
Scaler | 0 | 0 | 0 | 0 | 0 | 0 | 0 | 0
Rounding | 0 | 0 | 0 | 0 | 0 | 0 | 0 | 0
Total | 0 | 0 | 0 | 0 | 0 | 0 | 0 | 0
LV Network Non-Domestic Non-CT
| Rate 1 units (MWh) | Rate 2 units (MWh) | Rate 3 units (MWh) | MPANs | MWh/year | MWh/MPAN/year
LV Network Non-Domestic Non-CT | 0 | 0 | 0 | 0 | 0 | 0
| Unit rate 1 p/kWh | Unit rate 2 p/kWh | Unit rate 3 p/kWh | Fixed charge p/MPAN/day | Average unit rate (p/kWh) | Revenue (£/year) | Average p/kWh | Average £/MPAN/year
Assets 132kV | 0 | 0 | 0 | 0 | 0 | 0 | 0 | 0
Assets 132kV/EHV | 0 | 0 | 0 | 0 | 0 | 0 | 0 | 0
Assets EHV | 0 | 0 | 0 | 0 | 0 | 0 | 0 | 0
Assets EHV/HV | 0 | 0 | 0 | 0 | 0 | 0 | 0 | 0
Assets 132kV/HV | 0 | 0 | 0 | 0 | 0 | 0 | 0 | 0
Assets HV | 0 | 0 | 0 | 0 | 0 | 0 | 0 | 0
Assets HV/LV | 0 | 0 | 0 | 0 | 0 | 0 | 0 | 0
Assets LV circuits | 0 | 0 | 0 | 0 | 0 | 0 | 0 | 0
Assets LV customer |  |  |  | 0 | 0 | 0 | 0 | 0
Assets HV customer |  |  |  | 0 | 0 | 0 | 0 | 0
Transmission exit | 0 | 0 | 0 | 0 | 0 | 0 | 0 | 0
Operating 132kV | 0 | 0 | 0 | 0 | 0 | 0 | 0 | 0
Operating 132kV/EHV | 0 | 0 | 0 | 0 | 0 | 0 | 0 | 0
Operating EHV | 0 | 0 | 0 | 0 | 0 | 0 | 0 | 0
Operating EHV/HV | 0 | 0 | 0 | 0 | 0 | 0 | 0 | 0
Operating 132kV/HV | 0 | 0 | 0 | 0 | 0 | 0 | 0 | 0
Operating HV | 0 | 0 | 0 | 0 | 0 | 0 | 0 | 0
Operating HV/LV | 0 | 0 | 0 | 0 | 0 | 0 | 0 | 0
Operating LV circuits | 0 | 0 | 0 | 0 | 0 | 0 | 0 | 0
Operating LV customer |  |  |  | 0 | 0 | 0 | 0 | 0
Operating HV customer |  |  |  | 0 | 0 | 0 | 0 | 0
Scaler | 0 | 0 | 0 | 0 | 0 | 0 | 0 | 0
Rounding | 0 | 0 | 0 | 0 | 0 | 0 | 0 | 0
Total | 0 | 0 | 0 | 0 | 0 | 0 | 0 | 0
LV HH Metered
| Rate 1 units (MWh) | Rate 2 units (MWh) | Rate 3 units (MWh) | MPANs | Import capacity (kVA) | Exceeded capacity (kVA) | Reactive power units (MVArh) | MWh/year | MWh/MPAN/year
LV HH Metered | 0 | 0 | 0 | 0 | 0 | 0 | 0 | 0 | 0
| Unit rate 1 p/kWh | Unit rate 2 p/kWh | Unit rate 3 p/kWh | Fixed charge p/MPAN/day | Capacity charge p/kVA/day | Exceeded capacity charge p/kVA/day | Reactive power charge p/kVArh | Average unit rate (p/kWh) | Revenue (£/year) | Average p/kWh | Average £/MPAN/year | Average p/kVA/day
Assets 132kV | 0 | 0 | 0 |  | 0 | 0 | 0 | 0 | 0 | 0 | 0 | 0
Assets 132kV/EHV | 0 | 0 | 0 |  | 0 | 0 | 0 | 0 | 0 | 0 | 0 | 0
Assets EHV | 0 | 0 | 0 |  | 0 | 0 | 0 | 0 | 0 | 0 | 0 | 0
Assets EHV/HV | 0 | 0 | 0 |  | 0 | 0 | 0 | 0 | 0 | 0 | 0 | 0
Assets 132kV/HV | 0 | 0 | 0 |  | 0 | 0 | 0 | 0 | 0 | 0 | 0 | 0
Assets HV | 0 | 0 | 0 |  | 0 | 0 | 0 | 0 | 0 | 0 | 0 | 0
Assets HV/LV | 0 | 0 | 0 |  | 0 | 0 | 0 | 0 | 0 | 0 | 0 | 0
Assets LV circuits | 0 | 0 | 0 |  | 0 | 0 | 0 | 0 | 0 | 0 | 0 | 0
Assets LV customer |  |  |  | 0 |  |  |  | 0 | 0 | 0 | 0 | 0
Assets HV customer |  |  |  | 0 |  |  |  | 0 | 0 | 0 | 0 | 0
Transmission exit | 0 | 0 | 0 |  | 0 | 0 | 0 | 0 | 0 | 0 | 0 | 0
Operating 132kV | 0 | 0 | 0 |  | 0 | 0 | 0 | 0 | 0 | 0 | 0 | 0
Operating 132kV/EHV | 0 | 0 | 0 |  | 0 | 0 | 0 | 0 | 0 | 0 | 0 | 0
Operating EHV | 0 | 0 | 0 |  | 0 | 0 | 0 | 0 | 0 | 0 | 0 | 0
Operating EHV/HV | 0 | 0 | 0 |  | 0 | 0 | 0 | 0 | 0 | 0 | 0 | 0
Operating 132kV/HV | 0 | 0 | 0 |  | 0 | 0 | 0 | 0 | 0 | 0 | 0 | 0
Operating HV | 0 | 0 | 0 |  | 0 | 0 | 0 | 0 | 0 | 0 | 0 | 0
Operating HV/LV | 0 | 0 | 0 |  | 0 | 0 | 0 | 0 | 0 | 0 | 0 | 0
Operating LV circuits | 0 | 0 | 0 |  | 0 | 0 | 0 | 0 | 0 | 0 | 0 | 0
Operating LV customer |  |  |  | 0 |  |  |  | 0 | 0 | 0 | 0 | 0
Operating HV customer |  |  |  | 0 |  |  |  | 0 | 0 | 0 | 0 | 0
Scaler | 0 | 0 | 0 | 0 | 0 | 0 | 0 | 0 | 0 | 0 | 0 | 0
Rounding | 0 | 0 | 0 | 0 | 0 | 0 | 0 | 0 | 0 | 0 | 0 | 0
Total | 0 | 0 | 0 | 0 | 0 | 0 | 0 | 0 | 0 | 0 | 0 | 0
LV Sub HH Metered
| Rate 1 units (MWh) | Rate 2 units (MWh) | Rate 3 units (MWh) | MPANs | Import capacity (kVA) | Exceeded capacity (kVA) | Reactive power units (MVArh) | MWh/year | MWh/MPAN/year
LV Sub HH Metered | 0 | 0 | 0 | 0 | 0 | 0 | 0 | 0 | 0
| Unit rate 1 p/kWh | Unit rate 2 p/kWh | Unit rate 3 p/kWh | Fixed charge p/MPAN/day | Capacity charge p/kVA/day | Exceeded capacity charge p/kVA/day | Reactive power charge p/kVArh | Average unit rate (p/kWh) | Revenue (£/year) | Average p/kWh | Average £/MPAN/year | Average p/kVA/day
Assets 132kV | 0 | 0 | 0 |  | 0 | 0 | 0 | 0 | 0 | 0 | 0 | 0
Assets 132kV/EHV | 0 | 0 | 0 |  | 0 | 0 | 0 | 0 | 0 | 0 | 0 | 0
Assets EHV | 0 | 0 | 0 |  | 0 | 0 | 0 | 0 | 0 | 0 | 0 | 0
Assets EHV/HV | 0 | 0 | 0 |  | 0 | 0 | 0 | 0 | 0 | 0 | 0 | 0
Assets 132kV/HV | 0 | 0 | 0 |  | 0 | 0 | 0 | 0 | 0 | 0 | 0 | 0
Assets HV | 0 | 0 | 0 |  | 0 | 0 | 0 | 0 | 0 | 0 | 0 | 0
Assets HV/LV | 0 | 0 | 0 |  | 0 | 0 | 0 | 0 | 0 | 0 | 0 | 0
Assets LV circuits | 0 | 0 | 0 |  | 0 | 0 | 0 | 0 | 0 | 0 | 0 | 0
Assets LV customer |  |  |  | 0 |  |  |  | 0 | 0 | 0 | 0 | 0
Assets HV customer |  |  |  | 0 |  |  |  | 0 | 0 | 0 | 0 | 0
Transmission exit | 0 | 0 | 0 |  | 0 | 0 | 0 | 0 | 0 | 0 | 0 | 0
Operating 132kV | 0 | 0 | 0 |  | 0 | 0 | 0 | 0 | 0 | 0 | 0 | 0
Operating 132kV/EHV | 0 | 0 | 0 |  | 0 | 0 | 0 | 0 | 0 | 0 | 0 | 0
Operating EHV | 0 | 0 | 0 |  | 0 | 0 | 0 | 0 | 0 | 0 | 0 | 0
Operating EHV/HV | 0 | 0 | 0 |  | 0 | 0 | 0 | 0 | 0 | 0 | 0 | 0
Operating 132kV/HV | 0 | 0 | 0 |  | 0 | 0 | 0 | 0 | 0 | 0 | 0 | 0
Operating HV | 0 | 0 | 0 |  | 0 | 0 | 0 | 0 | 0 | 0 | 0 | 0
Operating HV/LV | 0 | 0 | 0 |  | 0 | 0 | 0 | 0 | 0 | 0 | 0 | 0
Operating LV circuits | 0 | 0 | 0 |  | 0 | 0 | 0 | 0 | 0 | 0 | 0 | 0
Operating LV customer |  |  |  | 0 |  |  |  | 0 | 0 | 0 | 0 | 0
Operating HV customer |  |  |  | 0 |  |  |  | 0 | 0 | 0 | 0 | 0
Scaler | 0 | 0 | 0 | 0 | 0 | 0 | 0 | 0 | 0 | 0 | 0 | 0
Rounding | 0 | 0 | 0 | 0 | 0 | 0 | 0 | 0 | 0 | 0 | 0 | 0
Total | 0 | 0 | 0 | 0 | 0 | 0 | 0 | 0 | 0 | 0 | 0 | 0
HV HH Metered
| Rate 1 units (MWh) | Rate 2 units (MWh) | Rate 3 units (MWh) | MPANs | Import capacity (kVA) | Exceeded capacity (kVA) | Reactive power units (MVArh) | MWh/year | MWh/MPAN/year
HV HH Metered | 0 | 0 | 0 | 0 | 0 | 0 | 0 | 0 | 0
| Unit rate 1 p/kWh | Unit rate 2 p/kWh | Unit rate 3 p/kWh | Fixed charge p/MPAN/day | Capacity charge p/kVA/day | Exceeded capacity charge p/kVA/day | Reactive power charge p/kVArh | Average unit rate (p/kWh) | Revenue (£/year) | Average p/kWh | Average £/MPAN/year | Average p/kVA/day
Assets 132kV | 0 | 0 | 0 |  | 0 | 0 | 0 | 0 | 0 | 0 | 0 | 0
Assets 132kV/EHV | 0 | 0 | 0 |  | 0 | 0 | 0 | 0 | 0 | 0 | 0 | 0
Assets EHV | 0 | 0 | 0 |  | 0 | 0 | 0 | 0 | 0 | 0 | 0 | 0
Assets EHV/HV | 0 | 0 | 0 |  | 0 | 0 | 0 | 0 | 0 | 0 | 0 | 0
Assets 132kV/HV | 0 | 0 | 0 |  | 0 | 0 | 0 | 0 | 0 | 0 | 0 | 0
Assets HV | 0 | 0 | 0 |  | 0 | 0 | 0 | 0 | 0 | 0 | 0 | 0
Assets HV/LV | 0 | 0 | 0 |  | 0 | 0 | 0 | 0 | 0 | 0 | 0 | 0
Assets LV circuits | 0 | 0 | 0 |  | 0 | 0 | 0 | 0 | 0 | 0 | 0 | 0
Assets LV customer |  |  |  | 0 |  |  |  | 0 | 0 | 0 | 0 | 0
Assets HV customer |  |  |  | 0 |  |  |  | 0 | 0 | 0 | 0 | 0
Transmission exit | 0 | 0 | 0 |  | 0 | 0 | 0 | 0 | 0 | 0 | 0 | 0
Operating 132kV | 0 | 0 | 0 |  | 0 | 0 | 0 | 0 | 0 | 0 | 0 | 0
Operating 132kV/EHV | 0 | 0 | 0 |  | 0 | 0 | 0 | 0 | 0 | 0 | 0 | 0
Operating EHV | 0 | 0 | 0 |  | 0 | 0 | 0 | 0 | 0 | 0 | 0 | 0
Operating EHV/HV | 0 | 0 | 0 |  | 0 | 0 | 0 | 0 | 0 | 0 | 0 | 0
Operating 132kV/HV | 0 | 0 | 0 |  | 0 | 0 | 0 | 0 | 0 | 0 | 0 | 0
Operating HV | 0 | 0 | 0 |  | 0 | 0 | 0 | 0 | 0 | 0 | 0 | 0
Operating HV/LV | 0 | 0 | 0 |  | 0 | 0 | 0 | 0 | 0 | 0 | 0 | 0
Operating LV circuits | 0 | 0 | 0 |  | 0 | 0 | 0 | 0 | 0 | 0 | 0 | 0
Operating LV customer |  |  |  | 0 |  |  |  | 0 | 0 | 0 | 0 | 0
Operating HV customer |  |  |  | 0 |  |  |  | 0 | 0 | 0 | 0 | 0
Scaler | 0 | 0 | 0 | 0 | 0 | 0 | 0 | 0 | 0 | 0 | 0 | 0
Rounding | 0 | 0 | 0 | 0 | 0 | 0 | 0 | 0 | 0 | 0 | 0 | 0
Total | 0 | 0 | 0 | 0 | 0 | 0 | 0 | 0 | 0 | 0 | 0 | 0
NHH UMS category A
| Rate 1 units (MWh) | MWh/year
NHH UMS category A | 0 | 0
| Unit rate 1 p/kWh | Revenue (£/year) | Average p/kWh
Assets 132kV | 0 | 0 | 0
Assets 132kV/EHV | 0 | 0 | 0
Assets EHV | 0 | 0 | 0
Assets EHV/HV | 0 | 0 | 0
Assets 132kV/HV | 0 | 0 | 0
Assets HV | 0 | 0 | 0
Assets HV/LV | 0 | 0 | 0
Assets LV circuits | 0 | 0 | 0
Assets LV customer |  | 0 | 0
Transmission exit | 0 | 0 | 0
Operating 132kV | 0 | 0 | 0
Operating 132kV/EHV | 0 | 0 | 0
Operating EHV | 0 | 0 | 0
Operating EHV/HV | 0 | 0 | 0
Operating 132kV/HV | 0 | 0 | 0
Operating HV | 0 | 0 | 0
Operating HV/LV | 0 | 0 | 0
Operating LV circuits | 0 | 0 | 0
Operating LV customer | 0 | 0 | 0
Scaler | 0 | 0 | 0
Rounding | 0 | 0 | 0
Total | 0 | 0 | 0
NHH UMS category B
| Rate 1 units (MWh) | MWh/year
NHH UMS category B | 0 | 0
| Unit rate 1 p/kWh | Revenue (£/year) | Average p/kWh
Assets 132kV | 0 | 0 | 0
Assets 132kV/EHV | 0 | 0 | 0
Assets EHV | 0 | 0 | 0
Assets EHV/HV | 0 | 0 | 0
Assets 132kV/HV | 0 | 0 | 0
Assets HV | 0 | 0 | 0
Assets HV/LV | 0 | 0 | 0
Assets LV circuits | 0 | 0 | 0
Assets LV customer |  | 0 | 0
Transmission exit | 0 | 0 | 0
Operating 132kV | 0 | 0 | 0
Operating 132kV/EHV | 0 | 0 | 0
Operating EHV | 0 | 0 | 0
Operating EHV/HV | 0 | 0 | 0
Operating 132kV/HV | 0 | 0 | 0
Operating HV | 0 | 0 | 0
Operating HV/LV | 0 | 0 | 0
Operating LV circuits | 0 | 0 | 0
Operating LV customer | 0 | 0 | 0
Scaler | 0 | 0 | 0
Rounding | 0 | 0 | 0
Total | 0 | 0 | 0
NHH UMS category C
| Rate 1 units (MWh) | MWh/year
NHH UMS category C | 0 | 0
| Unit rate 1 p/kWh | Revenue (£/year) | Average p/kWh
Assets 132kV | 0 | 0 | 0
Assets 132kV/EHV | 0 | 0 | 0
Assets EHV | 0 | 0 | 0
Assets EHV/HV | 0 | 0 | 0
Assets 132kV/HV | 0 | 0 | 0
Assets HV | 0 | 0 | 0
Assets HV/LV | 0 | 0 | 0
Assets LV circuits | 0 | 0 | 0
Assets LV customer |  | 0 | 0
Transmission exit | 0 | 0 | 0
Operating 132kV | 0 | 0 | 0
Operating 132kV/EHV | 0 | 0 | 0
Operating EHV | 0 | 0 | 0
Operating EHV/HV | 0 | 0 | 0
Operating 132kV/HV | 0 | 0 | 0
Operating HV | 0 | 0 | 0
Operating HV/LV | 0 | 0 | 0
Operating LV circuits | 0 | 0 | 0
Operating LV customer | 0 | 0 | 0
Scaler | 0 | 0 | 0
Rounding | 0 | 0 | 0
Total | 0 | 0 | 0
NHH UMS category D
| Rate 1 units (MWh) | MWh/year
NHH UMS category D | 0 | 0
| Unit rate 1 p/kWh | Revenue (£/year) | Average p/kWh
Assets 132kV | 0 | 0 | 0
Assets 132kV/EHV | 0 | 0 | 0
Assets EHV | 0 | 0 | 0
Assets EHV/HV | 0 | 0 | 0
Assets 132kV/HV | 0 | 0 | 0
Assets HV | 0 | 0 | 0
Assets HV/LV | 0 | 0 | 0
Assets LV circuits | 0 | 0 | 0
Assets LV customer |  | 0 | 0
Transmission exit | 0 | 0 | 0
Operating 132kV | 0 | 0 | 0
Operating 132kV/EHV | 0 | 0 | 0
Operating EHV | 0 | 0 | 0
Operating EHV/HV | 0 | 0 | 0
Operating 132kV/HV | 0 | 0 | 0
Operating HV | 0 | 0 | 0
Operating HV/LV | 0 | 0 | 0
Operating LV circuits | 0 | 0 | 0
Operating LV customer | 0 | 0 | 0
Scaler | 0 | 0 | 0
Rounding | 0 | 0 | 0
Total | 0 | 0 | 0
LV UMS (Pseudo HH Metered)
| Rate 1 units (MWh) | Rate 2 units (MWh) | Rate 3 units (MWh) | MWh/year
LV UMS (Pseudo HH Metered) | 0 | 0 | 0 | 0
| Unit rate 1 p/kWh | Unit rate 2 p/kWh | Unit rate 3 p/kWh | Average unit rate (p/kWh) | Revenue (£/year) | Average p/kWh
Assets 132kV | 0 | 0 | 0 | 0 | 0 | 0
Assets 132kV/EHV | 0 | 0 | 0 | 0 | 0 | 0
Assets EHV | 0 | 0 | 0 | 0 | 0 | 0
Assets EHV/HV | 0 | 0 | 0 | 0 | 0 | 0
Assets 132kV/HV | 0 | 0 | 0 | 0 | 0 | 0
Assets HV | 0 | 0 | 0 | 0 | 0 | 0
Assets HV/LV | 0 | 0 | 0 | 0 | 0 | 0
Assets LV circuits | 0 | 0 | 0 | 0 | 0 | 0
Assets LV customer |  |  |  | 0 | 0 | 0
Transmission exit | 0 | 0 | 0 | 0 | 0 | 0
Operating 132kV | 0 | 0 | 0 | 0 | 0 | 0
Operating 132kV/EHV | 0 | 0 | 0 | 0 | 0 | 0
Operating EHV | 0 | 0 | 0 | 0 | 0 | 0
Operating EHV/HV | 0 | 0 | 0 | 0 | 0 | 0
Operating 132kV/HV | 0 | 0 | 0 | 0 | 0 | 0
Operating HV | 0 | 0 | 0 | 0 | 0 | 0
Operating HV/LV | 0 | 0 | 0 | 0 | 0 | 0
Operating LV circuits | 0 | 0 | 0 | 0 | 0 | 0
Operating LV customer | 0 | 0 | 0 | 0 | 0 | 0
Scaler | 0 | 0 | 0 | 0 | 0 | 0
Rounding | 0 | 0 | 0 | 0 | 0 | 0
Total | 0 | 0 | 0 | 0 | 0 | 0
LV Generation NHH or Aggregate HH
| Rate 1 units (MWh) | MPANs | MWh/year | MWh/MPAN/year
LV Generation NHH or Aggregate HH | 0 | 0 | 0 | 0
| Unit rate 1 p/kWh | Fixed charge p/MPAN/day | Revenue (£/year) | Average p/kWh | Average £/MPAN/year
Assets 132kV | 0 |  | 0 | 0 | 0
Assets 132kV/EHV | 0 |  | 0 | 0 | 0
Assets EHV | 0 |  | 0 | 0 | 0
Assets EHV/HV | 0 |  | 0 | 0 | 0
Assets 132kV/HV | 0 |  | 0 | 0 | 0
Assets HV | 0 |  | 0 | 0 | 0
Assets HV/LV | 0 |  | 0 | 0 | 0
Assets LV circuits | 0 |  | 0 | 0 | 0
Assets LV customer |  | 0 | 0 | 0 | 0
Assets HV customer |  | 0 | 0 | 0 | 0
Transmission exit | 0 |  | 0 | 0 | 0
Operating 132kV | 0 |  | 0 | 0 | 0
Operating 132kV/EHV | 0 |  | 0 | 0 | 0
Operating EHV | 0 |  | 0 | 0 | 0
Operating EHV/HV | 0 |  | 0 | 0 | 0
Operating 132kV/HV | 0 |  | 0 | 0 | 0
Operating HV | 0 |  | 0 | 0 | 0
Operating HV/LV | 0 |  | 0 | 0 | 0
Operating LV circuits | 0 |  | 0 | 0 | 0
Operating LV customer |  | 0 | 0 | 0 | 0
Operating HV customer |  | 0 | 0 | 0 | 0
Scaler | 0 | 0 | 0 | 0 | 0
Rounding | 0 | 0 | 0 | 0 | 0
Total | 0 | 0 | 0 | 0 | 0
LV Sub Generation NHH
| Rate 1 units (MWh) | MPANs | MWh/year | MWh/MPAN/year
LV Sub Generation NHH | 0 | 0 | 0 | 0
| Unit rate 1 p/kWh | Fixed charge p/MPAN/day | Revenue (£/year) | Average p/kWh | Average £/MPAN/year
Assets 132kV | 0 |  | 0 | 0 | 0
Assets 132kV/EHV | 0 |  | 0 | 0 | 0
Assets EHV | 0 |  | 0 | 0 | 0
Assets EHV/HV | 0 |  | 0 | 0 | 0
Assets 132kV/HV | 0 |  | 0 | 0 | 0
Assets HV | 0 |  | 0 | 0 | 0
Assets HV/LV | 0 |  | 0 | 0 | 0
Assets LV circuits | 0 |  | 0 | 0 | 0
Assets LV customer |  | 0 | 0 | 0 | 0
Assets HV customer |  | 0 | 0 | 0 | 0
Transmission exit | 0 |  | 0 | 0 | 0
Operating 132kV | 0 |  | 0 | 0 | 0
Operating 132kV/EHV | 0 |  | 0 | 0 | 0
Operating EHV | 0 |  | 0 | 0 | 0
Operating EHV/HV | 0 |  | 0 | 0 | 0
Operating 132kV/HV | 0 |  | 0 | 0 | 0
Operating HV | 0 |  | 0 | 0 | 0
Operating HV/LV | 0 |  | 0 | 0 | 0
Operating LV circuits | 0 |  | 0 | 0 | 0
Operating LV customer |  | 0 | 0 | 0 | 0
Operating HV customer |  | 0 | 0 | 0 | 0
Scaler | 0 | 0 | 0 | 0 | 0
Rounding | 0 | 0 | 0 | 0 | 0
Total | 0 | 0 | 0 | 0 | 0
LV Generation Intermittent
| Rate 1 units (MWh) | MPANs | Reactive power units (MVArh) | MWh/year | MWh/MPAN/year
LV Generation Intermittent | 0 | 0 | 0 | 0 | 0
| Unit rate 1 p/kWh | Fixed charge p/MPAN/day | Reactive power charge p/kVArh | Revenue (£/year) | Average p/kWh | Average £/MPAN/year
Assets 132kV | 0 |  | 0 | 0 | 0 | 0
Assets 132kV/EHV | 0 |  | 0 | 0 | 0 | 0
Assets EHV | 0 |  | 0 | 0 | 0 | 0
Assets EHV/HV | 0 |  | 0 | 0 | 0 | 0
Assets 132kV/HV | 0 |  | 0 | 0 | 0 | 0
Assets HV | 0 |  | 0 | 0 | 0 | 0
Assets HV/LV | 0 |  | 0 | 0 | 0 | 0
Assets LV circuits | 0 |  | 0 | 0 | 0 | 0
Assets LV customer |  | 0 |  | 0 | 0 | 0
Assets HV customer |  | 0 |  | 0 | 0 | 0
Transmission exit | 0 |  | 0 | 0 | 0 | 0
Operating 132kV | 0 |  | 0 | 0 | 0 | 0
Operating 132kV/EHV | 0 |  | 0 | 0 | 0 | 0
Operating EHV | 0 |  | 0 | 0 | 0 | 0
Operating EHV/HV | 0 |  | 0 | 0 | 0 | 0
Operating 132kV/HV | 0 |  | 0 | 0 | 0 | 0
Operating HV | 0 |  | 0 | 0 | 0 | 0
Operating HV/LV | 0 |  | 0 | 0 | 0 | 0
Operating LV circuits | 0 |  | 0 | 0 | 0 | 0
Operating LV customer |  | 0 |  | 0 | 0 | 0
Operating HV customer |  | 0 |  | 0 | 0 | 0
Scaler | 0 | 0 | 0 | 0 | 0 | 0
Rounding | 0 | 0 | 0 | 0 | 0 | 0
Total | 0 | 0 | 0 | 0 | 0 | 0
LV Generation Non-Intermittent
| Rate 1 units (MWh) | Rate 2 units (MWh) | Rate 3 units (MWh) | MPANs | Reactive power units (MVArh) | MWh/year | MWh/MPAN/year
LV Generation Non-Intermittent | 0 | 0 | 0 | 0 | 0 | 0 | 0
| Unit rate 1 p/kWh | Unit rate 2 p/kWh | Unit rate 3 p/kWh | Fixed charge p/MPAN/day | Reactive power charge p/kVArh | Average unit rate (p/kWh) | Revenue (£/year) | Average p/kWh | Average £/MPAN/year
Assets 132kV | 0 | 0 | 0 |  | 0 | 0 | 0 | 0 | 0
Assets 132kV/EHV | 0 | 0 | 0 |  | 0 | 0 | 0 | 0 | 0
Assets EHV | 0 | 0 | 0 |  | 0 | 0 | 0 | 0 | 0
Assets EHV/HV | 0 | 0 | 0 |  | 0 | 0 | 0 | 0 | 0
Assets 132kV/HV | 0 | 0 | 0 |  | 0 | 0 | 0 | 0 | 0
Assets HV | 0 | 0 | 0 |  | 0 | 0 | 0 | 0 | 0
Assets HV/LV | 0 | 0 | 0 |  | 0 | 0 | 0 | 0 | 0
Assets LV circuits | 0 | 0 | 0 |  | 0 | 0 | 0 | 0 | 0
Assets LV customer |  |  |  | 0 |  | 0 | 0 | 0 | 0
Assets HV customer |  |  |  | 0 |  | 0 | 0 | 0 | 0
Transmission exit | 0 | 0 | 0 |  | 0 | 0 | 0 | 0 | 0
Operating 132kV | 0 | 0 | 0 |  | 0 | 0 | 0 | 0 | 0
Operating 132kV/EHV | 0 | 0 | 0 |  | 0 | 0 | 0 | 0 | 0
Operating EHV | 0 | 0 | 0 |  | 0 | 0 | 0 | 0 | 0
Operating EHV/HV | 0 | 0 | 0 |  | 0 | 0 | 0 | 0 | 0
Operating 132kV/HV | 0 | 0 | 0 |  | 0 | 0 | 0 | 0 | 0
Operating HV | 0 | 0 | 0 |  | 0 | 0 | 0 | 0 | 0
Operating HV/LV | 0 | 0 | 0 |  | 0 | 0 | 0 | 0 | 0
Operating LV circuits | 0 | 0 | 0 |  | 0 | 0 | 0 | 0 | 0
Operating LV customer |  |  |  | 0 |  | 0 | 0 | 0 | 0
Operating HV customer |  |  |  | 0 |  | 0 | 0 | 0 | 0
Scaler | 0 | 0 | 0 | 0 | 0 | 0 | 0 | 0 | 0
Rounding | 0 | 0 | 0 | 0 | 0 | 0 | 0 | 0 | 0
Total | 0 | 0 | 0 | 0 | 0 | 0 | 0 | 0 | 0
LV Sub Generation Intermittent
| Rate 1 units (MWh) | MPANs | Reactive power units (MVArh) | MWh/year | MWh/MPAN/year
LV Sub Generation Intermittent | 0 | 0 | 0 | 0 | 0
| Unit rate 1 p/kWh | Fixed charge p/MPAN/day | Reactive power charge p/kVArh | Revenue (£/year) | Average p/kWh | Average £/MPAN/year
Assets 132kV | 0 |  | 0 | 0 | 0 | 0
Assets 132kV/EHV | 0 |  | 0 | 0 | 0 | 0
Assets EHV | 0 |  | 0 | 0 | 0 | 0
Assets EHV/HV | 0 |  | 0 | 0 | 0 | 0
Assets 132kV/HV | 0 |  | 0 | 0 | 0 | 0
Assets HV | 0 |  | 0 | 0 | 0 | 0
Assets HV/LV | 0 |  | 0 | 0 | 0 | 0
Assets LV circuits | 0 |  | 0 | 0 | 0 | 0
Assets LV customer |  | 0 |  | 0 | 0 | 0
Assets HV customer |  | 0 |  | 0 | 0 | 0
Transmission exit | 0 |  | 0 | 0 | 0 | 0
Operating 132kV | 0 |  | 0 | 0 | 0 | 0
Operating 132kV/EHV | 0 |  | 0 | 0 | 0 | 0
Operating EHV | 0 |  | 0 | 0 | 0 | 0
Operating EHV/HV | 0 |  | 0 | 0 | 0 | 0
Operating 132kV/HV | 0 |  | 0 | 0 | 0 | 0
Operating HV | 0 |  | 0 | 0 | 0 | 0
Operating HV/LV | 0 |  | 0 | 0 | 0 | 0
Operating LV circuits | 0 |  | 0 | 0 | 0 | 0
Operating LV customer |  | 0 |  | 0 | 0 | 0
Operating HV customer |  | 0 |  | 0 | 0 | 0
Scaler | 0 | 0 | 0 | 0 | 0 | 0
Rounding | 0 | 0 | 0 | 0 | 0 | 0
Total | 0 | 0 | 0 | 0 | 0 | 0
LV Sub Generation Non-Intermittent
| Rate 1 units (MWh) | Rate 2 units (MWh) | Rate 3 units (MWh) | MPANs | Reactive power units (MVArh) | MWh/year | MWh/MPAN/year
LV Sub Generation Non-Intermittent | 0 | 0 | 0 | 0 | 0 | 0 | 0
| Unit rate 1 p/kWh | Unit rate 2 p/kWh | Unit rate 3 p/kWh | Fixed charge p/MPAN/day | Reactive power charge p/kVArh | Average unit rate (p/kWh) | Revenue (£/year) | Average p/kWh | Average £/MPAN/year
Assets 132kV | 0 | 0 | 0 |  | 0 | 0 | 0 | 0 | 0
Assets 132kV/EHV | 0 | 0 | 0 |  | 0 | 0 | 0 | 0 | 0
Assets EHV | 0 | 0 | 0 |  | 0 | 0 | 0 | 0 | 0
Assets EHV/HV | 0 | 0 | 0 |  | 0 | 0 | 0 | 0 | 0
Assets 132kV/HV | 0 | 0 | 0 |  | 0 | 0 | 0 | 0 | 0
Assets HV | 0 | 0 | 0 |  | 0 | 0 | 0 | 0 | 0
Assets HV/LV | 0 | 0 | 0 |  | 0 | 0 | 0 | 0 | 0
Assets LV circuits | 0 | 0 | 0 |  | 0 | 0 | 0 | 0 | 0
Assets LV customer |  |  |  | 0 |  | 0 | 0 | 0 | 0
Assets HV customer |  |  |  | 0 |  | 0 | 0 | 0 | 0
Transmission exit | 0 | 0 | 0 |  | 0 | 0 | 0 | 0 | 0
Operating 132kV | 0 | 0 | 0 |  | 0 | 0 | 0 | 0 | 0
Operating 132kV/EHV | 0 | 0 | 0 |  | 0 | 0 | 0 | 0 | 0
Operating EHV | 0 | 0 | 0 |  | 0 | 0 | 0 | 0 | 0
Operating EHV/HV | 0 | 0 | 0 |  | 0 | 0 | 0 | 0 | 0
Operating 132kV/HV | 0 | 0 | 0 |  | 0 | 0 | 0 | 0 | 0
Operating HV | 0 | 0 | 0 |  | 0 | 0 | 0 | 0 | 0
Operating HV/LV | 0 | 0 | 0 |  | 0 | 0 | 0 | 0 | 0
Operating LV circuits | 0 | 0 | 0 |  | 0 | 0 | 0 | 0 | 0
Operating LV customer |  |  |  | 0 |  | 0 | 0 | 0 | 0
Operating HV customer |  |  |  | 0 |  | 0 | 0 | 0 | 0
Scaler | 0 | 0 | 0 | 0 | 0 | 0 | 0 | 0 | 0
Rounding | 0 | 0 | 0 | 0 | 0 | 0 | 0 | 0 | 0
Total | 0 | 0 | 0 | 0 | 0 | 0 | 0 | 0 | 0
HV Generation Intermittent
| Rate 1 units (MWh) | MPANs | Reactive power units (MVArh) | MWh/year | MWh/MPAN/year
HV Generation Intermittent | 0 | 0 | 0 | 0 | 0
| Unit rate 1 p/kWh | Fixed charge p/MPAN/day | Reactive power charge p/kVArh | Revenue (£/year) | Average p/kWh | Average £/MPAN/year
Assets 132kV | 0 |  | 0 | 0 | 0 | 0
Assets 132kV/EHV | 0 |  | 0 | 0 | 0 | 0
Assets EHV | 0 |  | 0 | 0 | 0 | 0
Assets EHV/HV | 0 |  | 0 | 0 | 0 | 0
Assets 132kV/HV | 0 |  | 0 | 0 | 0 | 0
Assets HV | 0 |  | 0 | 0 | 0 | 0
Assets HV/LV | 0 |  | 0 | 0 | 0 | 0
Assets LV circuits | 0 |  | 0 | 0 | 0 | 0
Assets LV customer |  | 0 |  | 0 | 0 | 0
Assets HV customer |  | 0 |  | 0 | 0 | 0
Transmission exit | 0 |  | 0 | 0 | 0 | 0
Operating 132kV | 0 |  | 0 | 0 | 0 | 0
Operating 132kV/EHV | 0 |  | 0 | 0 | 0 | 0
Operating EHV | 0 |  | 0 | 0 | 0 | 0
Operating EHV/HV | 0 |  | 0 | 0 | 0 | 0
Operating 132kV/HV | 0 |  | 0 | 0 | 0 | 0
Operating HV | 0 |  | 0 | 0 | 0 | 0
Operating HV/LV | 0 |  | 0 | 0 | 0 | 0
Operating LV circuits | 0 |  | 0 | 0 | 0 | 0
Operating LV customer |  | 0 |  | 0 | 0 | 0
Operating HV customer |  | 0 |  | 0 | 0 | 0
Scaler | 0 | 0 | 0 | 0 | 0 | 0
Rounding | 0 | 0 | 0 | 0 | 0 | 0
Total | 0 | 0 | 0 | 0 | 0 | 0
HV Generation Non-Intermittent
| Rate 1 units (MWh) | Rate 2 units (MWh) | Rate 3 units (MWh) | MPANs | Reactive power units (MVArh) | MWh/year | MWh/MPAN/year
HV Generation Non-Intermittent | 0 | 0 | 0 | 0 | 0 | 0 | 0
| Unit rate 1 p/kWh | Unit rate 2 p/kWh | Unit rate 3 p/kWh | Fixed charge p/MPAN/day | Reactive power charge p/kVArh | Average unit rate (p/kWh) | Revenue (£/year) | Average p/kWh | Average £/MPAN/year
Assets 132kV | 0 | 0 | 0 |  | 0 | 0 | 0 | 0 | 0
Assets 132kV/EHV | 0 | 0 | 0 |  | 0 | 0 | 0 | 0 | 0
Assets EHV | 0 | 0 | 0 |  | 0 | 0 | 0 | 0 | 0
Assets EHV/HV | 0 | 0 | 0 |  | 0 | 0 | 0 | 0 | 0
Assets 132kV/HV | 0 | 0 | 0 |  | 0 | 0 | 0 | 0 | 0
Assets HV | 0 | 0 | 0 |  | 0 | 0 | 0 | 0 | 0
Assets HV/LV | 0 | 0 | 0 |  | 0 | 0 | 0 | 0 | 0
Assets LV circuits | 0 | 0 | 0 |  | 0 | 0 | 0 | 0 | 0
Assets LV customer |  |  |  | 0 |  | 0 | 0 | 0 | 0
Assets HV customer |  |  |  | 0 |  | 0 | 0 | 0 | 0
Transmission exit | 0 | 0 | 0 |  | 0 | 0 | 0 | 0 | 0
Operating 132kV | 0 | 0 | 0 |  | 0 | 0 | 0 | 0 | 0
Operating 132kV/EHV | 0 | 0 | 0 |  | 0 | 0 | 0 | 0 | 0
Operating EHV | 0 | 0 | 0 |  | 0 | 0 | 0 | 0 | 0
Operating EHV/HV | 0 | 0 | 0 |  | 0 | 0 | 0 | 0 | 0
Operating 132kV/HV | 0 | 0 | 0 |  | 0 | 0 | 0 | 0 | 0
Operating HV | 0 | 0 | 0 |  | 0 | 0 | 0 | 0 | 0
Operating HV/LV | 0 | 0 | 0 |  | 0 | 0 | 0 | 0 | 0
Operating LV circuits | 0 | 0 | 0 |  | 0 | 0 | 0 | 0 | 0
Operating LV customer |  |  |  | 0 |  | 0 | 0 | 0 | 0
Operating HV customer |  |  |  | 0 |  | 0 | 0 | 0 | 0
Scaler | 0 | 0 | 0 | 0 | 0 | 0 | 0 | 0 | 0
Rounding | 0 | 0 | 0 | 0 | 0 | 0 | 0 | 0 | 0
Total | 0 | 0 | 0 | 0 | 0 | 0 | 0 | 0 | 0

## M-Rev
0
This sheet is for information only. It can be deleted without affecting any calculations elsewhere in the model.
3901. Revenue matrix by tariff
Revenue matrix by tariff, charging element and network level
| Assets 132kV | Assets 132kV/EHV | Assets EHV | Assets EHV/HV | Assets 132kV/HV | Assets HV | Assets HV/LV | Assets LV circuits | Assets LV customer | Assets HV customer | Transmission exit | Operating 132kV | Operating 132kV/EHV | Operating EHV | Operating EHV/HV | Operating 132kV/HV | Operating HV | Operating HV/LV | Operating LV circuits | Operating LV customer | Operating HV customer | Scaler | Rounding | Total net revenue by tariff (£/year)
Domestic Unrestricted | 0 | 0 | 0 | 0 | 0 | 0 | 0 | 0 | 0 | 0 | 0 | 0 | 0 | 0 | 0 | 0 | 0 | 0 | 0 | 0 | 0 | 0 | 0 | 0
Domestic Two Rate | 0 | 0 | 0 | 0 | 0 | 0 | 0 | 0 | 0 | 0 | 0 | 0 | 0 | 0 | 0 | 0 | 0 | 0 | 0 | 0 | 0 | 0 | 0 | 0
Domestic Off Peak (related MPAN) | 0 | 0 | 0 | 0 | 0 | 0 | 0 | 0 |  |  | 0 | 0 | 0 | 0 | 0 | 0 | 0 | 0 | 0 |  |  | 0 | 0 | 0
Small Non Domestic Unrestricted | 0 | 0 | 0 | 0 | 0 | 0 | 0 | 0 | 0 | 0 | 0 | 0 | 0 | 0 | 0 | 0 | 0 | 0 | 0 | 0 | 0 | 0 | 0 | 0
Small Non Domestic Two Rate | 0 | 0 | 0 | 0 | 0 | 0 | 0 | 0 | 0 | 0 | 0 | 0 | 0 | 0 | 0 | 0 | 0 | 0 | 0 | 0 | 0 | 0 | 0 | 0
Small Non Domestic Off Peak (related MPAN) | 0 | 0 | 0 | 0 | 0 | 0 | 0 | 0 |  |  | 0 | 0 | 0 | 0 | 0 | 0 | 0 | 0 | 0 |  |  | 0 | 0 | 0
LV Medium Non-Domestic | 0 | 0 | 0 | 0 | 0 | 0 | 0 | 0 | 0 | 0 | 0 | 0 | 0 | 0 | 0 | 0 | 0 | 0 | 0 | 0 | 0 | 0 | 0 | 0
LV Sub Medium Non-Domestic | 0 | 0 | 0 | 0 | 0 | 0 | 0 | 0 | 0 | 0 | 0 | 0 | 0 | 0 | 0 | 0 | 0 | 0 | 0 | 0 | 0 | 0 | 0 | 0
HV Medium Non-Domestic | 0 | 0 | 0 | 0 | 0 | 0 | 0 | 0 | 0 | 0 | 0 | 0 | 0 | 0 | 0 | 0 | 0 | 0 | 0 | 0 | 0 | 0 | 0 | 0
LV Network Domestic | 0 | 0 | 0 | 0 | 0 | 0 | 0 | 0 | 0 | 0 | 0 | 0 | 0 | 0 | 0 | 0 | 0 | 0 | 0 | 0 | 0 | 0 | 0 | 0
LV Network Non-Domestic Non-CT | 0 | 0 | 0 | 0 | 0 | 0 | 0 | 0 | 0 | 0 | 0 | 0 | 0 | 0 | 0 | 0 | 0 | 0 | 0 | 0 | 0 | 0 | 0 | 0
LV HH Metered | 0 | 0 | 0 | 0 | 0 | 0 | 0 | 0 | 0 | 0 | 0 | 0 | 0 | 0 | 0 | 0 | 0 | 0 | 0 | 0 | 0 | 0 | 0 | 0
LV Sub HH Metered | 0 | 0 | 0 | 0 | 0 | 0 | 0 | 0 | 0 | 0 | 0 | 0 | 0 | 0 | 0 | 0 | 0 | 0 | 0 | 0 | 0 | 0 | 0 | 0
HV HH Metered | 0 | 0 | 0 | 0 | 0 | 0 | 0 | 0 | 0 | 0 | 0 | 0 | 0 | 0 | 0 | 0 | 0 | 0 | 0 | 0 | 0 | 0 | 0 | 0
NHH UMS category A | 0 | 0 | 0 | 0 | 0 | 0 | 0 | 0 | 0 |  | 0 | 0 | 0 | 0 | 0 | 0 | 0 | 0 | 0 | 0 |  | 0 | 0 | 0
NHH UMS category B | 0 | 0 | 0 | 0 | 0 | 0 | 0 | 0 | 0 |  | 0 | 0 | 0 | 0 | 0 | 0 | 0 | 0 | 0 | 0 |  | 0 | 0 | 0
NHH UMS category C | 0 | 0 | 0 | 0 | 0 | 0 | 0 | 0 | 0 |  | 0 | 0 | 0 | 0 | 0 | 0 | 0 | 0 | 0 | 0 |  | 0 | 0 | 0
NHH UMS category D | 0 | 0 | 0 | 0 | 0 | 0 | 0 | 0 | 0 |  | 0 | 0 | 0 | 0 | 0 | 0 | 0 | 0 | 0 | 0 |  | 0 | 0 | 0
LV UMS (Pseudo HH Metered) | 0 | 0 | 0 | 0 | 0 | 0 | 0 | 0 | 0 |  | 0 | 0 | 0 | 0 | 0 | 0 | 0 | 0 | 0 | 0 |  | 0 | 0 | 0
LV Generation NHH or Aggregate HH | 0 | 0 | 0 | 0 | 0 | 0 | 0 | 0 | 0 | 0 | 0 | 0 | 0 | 0 | 0 | 0 | 0 | 0 | 0 | 0 | 0 | 0 | 0 | 0
LV Sub Generation NHH | 0 | 0 | 0 | 0 | 0 | 0 | 0 | 0 | 0 | 0 | 0 | 0 | 0 | 0 | 0 | 0 | 0 | 0 | 0 | 0 | 0 | 0 | 0 | 0
LV Generation Intermittent | 0 | 0 | 0 | 0 | 0 | 0 | 0 | 0 | 0 | 0 | 0 | 0 | 0 | 0 | 0 | 0 | 0 | 0 | 0 | 0 | 0 | 0 | 0 | 0
LV Generation Non-Intermittent | 0 | 0 | 0 | 0 | 0 | 0 | 0 | 0 | 0 | 0 | 0 | 0 | 0 | 0 | 0 | 0 | 0 | 0 | 0 | 0 | 0 | 0 | 0 | 0
LV Sub Generation Intermittent | 0 | 0 | 0 | 0 | 0 | 0 | 0 | 0 | 0 | 0 | 0 | 0 | 0 | 0 | 0 | 0 | 0 | 0 | 0 | 0 | 0 | 0 | 0 | 0
LV Sub Generation Non-Intermittent | 0 | 0 | 0 | 0 | 0 | 0 | 0 | 0 | 0 | 0 | 0 | 0 | 0 | 0 | 0 | 0 | 0 | 0 | 0 | 0 | 0 | 0 | 0 | 0
HV Generation Intermittent | 0 | 0 | 0 | 0 | 0 | 0 | 0 | 0 | 0 | 0 | 0 | 0 | 0 | 0 | 0 | 0 | 0 | 0 | 0 | 0 | 0 | 0 | 0 | 0
HV Generation Non-Intermittent | 0 | 0 | 0 | 0 | 0 | 0 | 0 | 0 | 0 | 0 | 0 | 0 | 0 | 0 | 0 | 0 | 0 | 0 | 0 | 0 | 0 | 0 | 0 | 0
3902. Revenues by charging element and network level
Total net revenue by charging element and network level (£/year)
| Assets 132kV | Assets 132kV/EHV | Assets EHV | Assets EHV/HV | Assets 132kV/HV | Assets HV | Assets HV/LV | Assets LV circuits | Assets LV customer | Assets HV customer | Transmission exit | Operating 132kV | Operating 132kV/EHV | Operating EHV | Operating EHV/HV | Operating 132kV/HV | Operating HV | Operating HV/LV | Operating LV circuits | Operating LV customer | Operating HV customer | Scaler | Rounding | Total net revenue (£/year)
Revenues by charging element and network level | 0 | 0 | 0 | 0 | 0 | 0 | 0 | 0 | 0 | 0 | 0 | 0 | 0 | 0 | 0 | 0 | 0 | 0 | 0 | 0 | 0 | 0 | 0 | 0

## CData
0
This sheet is for information only. It can be deleted without affecting any calculations elsewhere in the model.
4001. Revenues under current tariffs (£)
Data sources:
x1 = 1201. Current revenues if known (£) (in Current tariff information)
x2 = 1010. Days in the charging year (in Financial and general assumptions)
x3 = 1201. Current Fixed charge p/MPAN/day (in Current tariff information)
x4 = 1053. MPANs by tariff (in Volume forecasts for the charging year)
x5 = 1201. Current Capacity charge p/kVA/day (in Current tariff information)
x6 = 1053. Import capacity (kVA) by tariff (in Volume forecasts for the charging year)
x7 = 1201. Current Exceeded capacity charge p/kVA/day (in Current tariff information)
x8 = 1053. Exceeded capacity (kVA) by tariff (in Volume forecasts for the charging year)
x9 = 1201. Current Unit rate 1 p/kWh (in Current tariff information)
x10 = 1053. Rate 1 units (MWh) by tariff (in Volume forecasts for the charging year)
x11 = 1201. Current Unit rate 2 p/kWh (in Current tariff information)
x12 = 1053. Rate 2 units (MWh) by tariff (in Volume forecasts for the charging year)
x13 = 1201. Current Unit rate 3 p/kWh (in Current tariff information)
x14 = 1053. Rate 3 units (MWh) by tariff (in Volume forecasts for the charging year)
x15 = 1201. Current Reactive power charge p/kVArh (in Current tariff information)
x16 = 1053. Reactive power units (MVArh) by tariff (in Volume forecasts for the charging year)
Calculation =IF(x1,x1,0.01*x2*(x3*x4+x5*x6+x7*x8)+10*(x9*x10+x11*x12+x13*x14+x15*x16))
Revenues under current tariffs (£)
Domestic Unrestricted | 0
Domestic Two Rate | 0
Domestic Off Peak (related MPAN) | 0
Small Non Domestic Unrestricted | 0
Small Non Domestic Two Rate | 0
Small Non Domestic Off Peak (related MPAN) | 0
LV Medium Non-Domestic | 0
LV Sub Medium Non-Domestic | 0
HV Medium Non-Domestic | 0
LV Network Domestic | 0
LV Network Non-Domestic Non-CT | 0
LV HH Metered | 0
LV Sub HH Metered | 0
HV HH Metered | 0
NHH UMS category A | 0
NHH UMS category B | 0
NHH UMS category C | 0
NHH UMS category D | 0
LV UMS (Pseudo HH Metered) | 0
4002. All-the-way volumes
Data sources:
x1 = 1053. Rate 1 units (MWh) by tariff (in Volume forecasts for the charging year)
x2 = 1053. Rate 2 units (MWh) by tariff (in Volume forecasts for the charging year)
x3 = 1053. Rate 3 units (MWh) by tariff (in Volume forecasts for the charging year)
x4 = 1053. MPANs by tariff (in Volume forecasts for the charging year)
x5 = 1053. Import capacity (kVA) by tariff (in Volume forecasts for the charging year)
x6 = 1053. Exceeded capacity (kVA) by tariff (in Volume forecasts for the charging year)
x7 = 1053. Reactive power units (MVArh) by tariff (in Volume forecasts for the charging year)
x8 = 3802. All units (MWh) (in Revenue summary)
Kind: | Copy cells | Copy cells | Copy cells | Copy cells | Copy cells | Copy cells | Copy cells | Copy cells
Formula: | = x1 | = x2 | = x3 | = x4 | = x5 | = x6 | = x7 | = x8
| Rate 1 units (MWh) | Rate 2 units (MWh) | Rate 3 units (MWh) | MPANs | Import capacity (kVA) | Exceeded capacity (kVA) | Reactive power units (MVArh) | All units (MWh)
Domestic Unrestricted | 0 | 0 | 0 | 0 | 0 | 0 | 0 | 0
Domestic Two Rate | 0 | 0 | 0 | 0 | 0 | 0 | 0 | 0
Domestic Off Peak (related MPAN) | 0 | 0 | 0 | 0 | 0 | 0 | 0 | 0
Small Non Domestic Unrestricted | 0 | 0 | 0 | 0 | 0 | 0 | 0 | 0
Small Non Domestic Two Rate | 0 | 0 | 0 | 0 | 0 | 0 | 0 | 0
Small Non Domestic Off Peak (related MPAN) | 0 | 0 | 0 | 0 | 0 | 0 | 0 | 0
LV Medium Non-Domestic | 0 | 0 | 0 | 0 | 0 | 0 | 0 | 0
LV Sub Medium Non-Domestic | 0 | 0 | 0 | 0 | 0 | 0 | 0 | 0
HV Medium Non-Domestic | 0 | 0 | 0 | 0 | 0 | 0 | 0 | 0
LV Network Domestic | 0 | 0 | 0 | 0 | 0 | 0 | 0 | 0
LV Network Non-Domestic Non-CT | 0 | 0 | 0 | 0 | 0 | 0 | 0 | 0
LV HH Metered | 0 | 0 | 0 | 0 | 0 | 0 | 0 | 0
LV Sub HH Metered | 0 | 0 | 0 | 0 | 0 | 0 | 0 | 0
HV HH Metered | 0 | 0 | 0 | 0 | 0 | 0 | 0 | 0
NHH UMS category A | 0 | 0 | 0 | 0 | 0 | 0 | 0 | 0
NHH UMS category B | 0 | 0 | 0 | 0 | 0 | 0 | 0 | 0
NHH UMS category C | 0 | 0 | 0 | 0 | 0 | 0 | 0 | 0
NHH UMS category D | 0 | 0 | 0 | 0 | 0 | 0 | 0 | 0
LV UMS (Pseudo HH Metered) | 0 | 0 | 0 | 0 | 0 | 0 | 0 | 0
LV Generation NHH or Aggregate HH | 0 | 0 | 0 | 0 | 0 | 0 | 0 | 0
LV Sub Generation NHH | 0 | 0 | 0 | 0 | 0 | 0 | 0 | 0
LV Generation Intermittent | 0 | 0 | 0 | 0 | 0 | 0 | 0 | 0
LV Generation Non-Intermittent | 0 | 0 | 0 | 0 | 0 | 0 | 0 | 0
LV Sub Generation Intermittent | 0 | 0 | 0 | 0 | 0 | 0 | 0 | 0
LV Sub Generation Non-Intermittent | 0 | 0 | 0 | 0 | 0 | 0 | 0 | 0
HV Generation Intermittent | 0 | 0 | 0 | 0 | 0 | 0 | 0 | 0
HV Generation Non-Intermittent | 0 | 0 | 0 | 0 | 0 | 0 | 0 | 0
4003. Normalised to
Normalised to
Domestic Unrestricted | = x1: MPAN
Domestic Two Rate | = x1: MPAN
Domestic Off Peak (related MPAN) | = x1: MPAN
Small Non Domestic Unrestricted | = x1: MPAN
Small Non Domestic Two Rate | = x1: MPAN
Small Non Domestic Off Peak (related MPAN) | = x1: MPAN
LV Medium Non-Domestic | = x1: MPAN
LV Sub Medium Non-Domestic | = x1: MPAN
HV Medium Non-Domestic | = x1: MPAN
LV Network Domestic | = x1: MPAN
LV Network Non-Domestic Non-CT | = x1: MPAN
LV HH Metered | = x1: kVA
LV Sub HH Metered | = x1: kVA
HV HH Metered | = x1: kVA
NHH UMS category A | = x1: MWh
NHH UMS category B | = x1: MWh
NHH UMS category C | = x1: MWh
NHH UMS category D | = x1: MWh
LV UMS (Pseudo HH Metered) | = x1: MWh
LV Generation NHH or Aggregate HH | = x1: MWh
LV Sub Generation NHH | = x1: MWh
LV Generation Intermittent | = x1: MWh
LV Generation Non-Intermittent | = x1: MWh
LV Sub Generation Intermittent | = x1: MWh
LV Sub Generation Non-Intermittent | = x1: MWh
HV Generation Intermittent | = x1: MWh
HV Generation Non-Intermittent | = x1: MWh
4004. Normalised volumes for comparisons
Data sources:
x1 = 4002. Rate 1 units (MWh) by tariff (in Volume forecasts for the charging year) (in All-the-way volumes)
x2 = 4003. Normalised to
x3 = 4002. Import capacity (kVA) by tariff (in Volume forecasts for the charging year) (in All-the-way volumes)
x4 = 4002. MPANs by tariff (in Volume forecasts for the charging year) (in All-the-way volumes)
x5 = 4002. All units (MWh) (in Revenue summary) (in All-the-way volumes)
x6 = 4002. Rate 2 units (MWh) by tariff (in Volume forecasts for the charging year) (in All-the-way volumes)
x7 = 4002. Rate 3 units (MWh) by tariff (in Volume forecasts for the charging year) (in All-the-way volumes)
x8 = 4002. Exceeded capacity (kVA) by tariff (in Volume forecasts for the charging year) (in All-the-way volumes)
x9 = 4002. Reactive power units (MVArh) by tariff (in Volume forecasts for the charging year) (in All-the-way volumes)
x10 = 1010. Days in the charging year (in Financial and general assumptions)
x11 = 3607. Fixed charge p/MPAN/day (in Tariffs)
x12 = Normalised MPANs (in Normalised volumes for comparisons)
x13 = 3607. Capacity charge p/kVA/day (in Tariffs)
x14 = Normalised Import capacity (kVA) (in Normalised volumes for comparisons)
x15 = 3607. Exceeded capacity charge p/kVA/day (in Tariffs)
x16 = Normalised Exceeded capacity (kVA) (in Normalised volumes for comparisons)
x17 = 3607. Unit rate 1 p/kWh (in Tariffs)
x18 = Normalised Rate 1 units (MWh) (in Normalised volumes for comparisons)
x19 = 3607. Unit rate 2 p/kWh (in Tariffs)
x20 = Normalised Rate 2 units (MWh) (in Normalised volumes for comparisons)
x21 = 3607. Unit rate 3 p/kWh (in Tariffs)
x22 = Normalised Rate 3 units (MWh) (in Normalised volumes for comparisons)
x23 = 3607. Reactive power charge p/kVArh (in Tariffs)
x24 = Normalised Reactive power units (MVArh) (in Normalised volumes for comparisons)
Kind: | Calculation | Calculation | Calculation | Calculation | Calculation | Calculation | Calculation | Calculation
Formula: | =x1/IF(x2="kVA",IF(x3,x3,1),IF(x2="MPAN",IF(x4,x4,1),IF(x5,x5,1))) | =x6/IF(x2="kVA",IF(x3,x3,1),IF(x2="MPAN",IF(x4,x4,1),IF(x5,x5,1))) | =x7/IF(x2="kVA",IF(x3,x3,1),IF(x2="MPAN",IF(x4,x4,1),IF(x5,x5,1))) | =x4/IF(x2="kVA",IF(x3,x3,1),IF(x2="MPAN",IF(x4,x4,1),IF(x5,x5,1))) | =x3/IF(x2="kVA",IF(x3,x3,1),IF(x2="MPAN",IF(x4,x4,1),IF(x5,x5,1))) | =x8/IF(x2="kVA",IF(x3,x3,1),IF(x2="MPAN",IF(x4,x4,1),IF(x5,x5,1))) | =x9/IF(x2="kVA",IF(x3,x3,1),IF(x2="MPAN",IF(x4,x4,1),IF(x5,x5,1))) | =0.01*x10*(x11*x12+x13*x14+x15*x16)+10*(x17*x18+x19*x20+x21*x22+x23*x24)
| Normalised Rate 1 units (MWh) | Normalised Rate 2 units (MWh) | Normalised Rate 3 units (MWh) | Normalised MPANs | Normalised Import capacity (kVA) | Normalised Exceeded capacity (kVA) | Normalised Reactive power units (MVArh) | Normalised revenues (£)
Domestic Unrestricted
Domestic Unrestricted | 0 | 0 | 0 | 0 | 0 | 0 | 0 | 0
LDNO LV: Domestic Unrestricted | 0 | 0 | 0 | 0 | 0 | 0 | 0 | 0
LDNO HV: Domestic Unrestricted | 0 | 0 | 0 | 0 | 0 | 0 | 0 | 0
Domestic Two Rate
Domestic Two Rate | 0 | 0 | 0 | 0 | 0 | 0 | 0 | 0
LDNO LV: Domestic Two Rate | 0 | 0 | 0 | 0 | 0 | 0 | 0 | 0
LDNO HV: Domestic Two Rate | 0 | 0 | 0 | 0 | 0 | 0 | 0 | 0
Domestic Off Peak (related MPAN)
Domestic Off Peak (related MPAN) | 0 | 0 | 0 | 0 | 0 | 0 | 0 | 0
LDNO LV: Domestic Off Peak (related MPAN) | 0 | 0 | 0 | 0 | 0 | 0 | 0 | 0
LDNO HV: Domestic Off Peak (related MPAN) | 0 | 0 | 0 | 0 | 0 | 0 | 0 | 0
Small Non Domestic Unrestricted
Small Non Domestic Unrestricted | 0 | 0 | 0 | 0 | 0 | 0 | 0 | 0
LDNO LV: Small Non Domestic Unrestricted | 0 | 0 | 0 | 0 | 0 | 0 | 0 | 0
LDNO HV: Small Non Domestic Unrestricted | 0 | 0 | 0 | 0 | 0 | 0 | 0 | 0
Small Non Domestic Two Rate
Small Non Domestic Two Rate | 0 | 0 | 0 | 0 | 0 | 0 | 0 | 0
LDNO LV: Small Non Domestic Two Rate | 0 | 0 | 0 | 0 | 0 | 0 | 0 | 0
LDNO HV: Small Non Domestic Two Rate | 0 | 0 | 0 | 0 | 0 | 0 | 0 | 0
Small Non Domestic Off Peak (related MPAN)
Small Non Domestic Off Peak (related MPAN) | 0 | 0 | 0 | 0 | 0 | 0 | 0 | 0
LDNO LV: Small Non Domestic Off Peak (related MPAN) | 0 | 0 | 0 | 0 | 0 | 0 | 0 | 0
LDNO HV: Small Non Domestic Off Peak (related MPAN) | 0 | 0 | 0 | 0 | 0 | 0 | 0 | 0
LV Medium Non-Domestic
LV Medium Non-Domestic | 0 | 0 | 0 | 0 | 0 | 0 | 0 | 0
LDNO LV: LV Medium Non-Domestic | 0 | 0 | 0 | 0 | 0 | 0 | 0 | 0
LDNO HV: LV Medium Non-Domestic | 0 | 0 | 0 | 0 | 0 | 0 | 0 | 0
LV Sub Medium Non-Domestic
LV Sub Medium Non-Domestic | 0 | 0 | 0 | 0 | 0 | 0 | 0 | 0
HV Medium Non-Domestic
HV Medium Non-Domestic | 0 | 0 | 0 | 0 | 0 | 0 | 0 | 0
LV Network Domestic
LV Network Domestic | 0 | 0 | 0 | 0 | 0 | 0 | 0 | 0
LDNO LV: LV Network Domestic | 0 | 0 | 0 | 0 | 0 | 0 | 0 | 0
LDNO HV: LV Network Domestic | 0 | 0 | 0 | 0 | 0 | 0 | 0 | 0
LV Network Non-Domestic Non-CT
LV Network Non-Domestic Non-CT | 0 | 0 | 0 | 0 | 0 | 0 | 0 | 0
LDNO LV: LV Network Non-Domestic Non-CT | 0 | 0 | 0 | 0 | 0 | 0 | 0 | 0
LDNO HV: LV Network Non-Domestic Non-CT | 0 | 0 | 0 | 0 | 0 | 0 | 0 | 0
LV HH Metered
LV HH Metered | 0 | 0 | 0 | 0 | 0 | 0 | 0 | 0
LDNO LV: LV HH Metered | 0 | 0 | 0 | 0 | 0 | 0 | 0 | 0
LDNO HV: LV HH Metered | 0 | 0 | 0 | 0 | 0 | 0 | 0 | 0
LV Sub HH Metered
LV Sub HH Metered | 0 | 0 | 0 | 0 | 0 | 0 | 0 | 0
LDNO HV: LV Sub HH Metered | 0 | 0 | 0 | 0 | 0 | 0 | 0 | 0
HV HH Metered
HV HH Metered | 0 | 0 | 0 | 0 | 0 | 0 | 0 | 0
LDNO HV: HV HH Metered | 0 | 0 | 0 | 0 | 0 | 0 | 0 | 0
NHH UMS category A
NHH UMS category A | 0 | 0 | 0 | 0 | 0 | 0 | 0 | 0
LDNO LV: NHH UMS category A | 0 | 0 | 0 | 0 | 0 | 0 | 0 | 0
LDNO HV: NHH UMS category A | 0 | 0 | 0 | 0 | 0 | 0 | 0 | 0
NHH UMS category B
NHH UMS category B | 0 | 0 | 0 | 0 | 0 | 0 | 0 | 0
LDNO LV: NHH UMS category B | 0 | 0 | 0 | 0 | 0 | 0 | 0 | 0
LDNO HV: NHH UMS category B | 0 | 0 | 0 | 0 | 0 | 0 | 0 | 0
NHH UMS category C
NHH UMS category C | 0 | 0 | 0 | 0 | 0 | 0 | 0 | 0
LDNO LV: NHH UMS category C | 0 | 0 | 0 | 0 | 0 | 0 | 0 | 0
LDNO HV: NHH UMS category C | 0 | 0 | 0 | 0 | 0 | 0 | 0 | 0
NHH UMS category D
NHH UMS category D | 0 | 0 | 0 | 0 | 0 | 0 | 0 | 0
LDNO LV: NHH UMS category D | 0 | 0 | 0 | 0 | 0 | 0 | 0 | 0
LDNO HV: NHH UMS category D | 0 | 0 | 0 | 0 | 0 | 0 | 0 | 0
LV UMS (Pseudo HH Metered)
LV UMS (Pseudo HH Metered) | 0 | 0 | 0 | 0 | 0 | 0 | 0 | 0
LDNO LV: LV UMS (Pseudo HH Metered) | 0 | 0 | 0 | 0 | 0 | 0 | 0 | 0
LDNO HV: LV UMS (Pseudo HH Metered) | 0 | 0 | 0 | 0 | 0 | 0 | 0 | 0
LV Generation NHH or Aggregate HH
LV Generation NHH or Aggregate HH | 0 | 0 | 0 | 0 | 0 | 0 | 0 | 0
LDNO LV: LV Generation NHH or Aggregate HH | 0 | 0 | 0 | 0 | 0 | 0 | 0 | 0
LDNO HV: LV Generation NHH or Aggregate HH | 0 | 0 | 0 | 0 | 0 | 0 | 0 | 0
LV Sub Generation NHH
LV Sub Generation NHH | 0 | 0 | 0 | 0 | 0 | 0 | 0 | 0
LDNO HV: LV Sub Generation NHH | 0 | 0 | 0 | 0 | 0 | 0 | 0 | 0
LV Generation Intermittent
LV Generation Intermittent | 0 | 0 | 0 | 0 | 0 | 0 | 0 | 0
LDNO LV: LV Generation Intermittent | 0 | 0 | 0 | 0 | 0 | 0 | 0 | 0
LDNO HV: LV Generation Intermittent | 0 | 0 | 0 | 0 | 0 | 0 | 0 | 0
LV Generation Non-Intermittent
LV Generation Non-Intermittent | 0 | 0 | 0 | 0 | 0 | 0 | 0 | 0
LDNO LV: LV Generation Non-Intermittent | 0 | 0 | 0 | 0 | 0 | 0 | 0 | 0
LDNO HV: LV Generation Non-Intermittent | 0 | 0 | 0 | 0 | 0 | 0 | 0 | 0
LV Sub Generation Intermittent
LV Sub Generation Intermittent | 0 | 0 | 0 | 0 | 0 | 0 | 0 | 0
LDNO HV: LV Sub Generation Intermittent | 0 | 0 | 0 | 0 | 0 | 0 | 0 | 0
LV Sub Generation Non-Intermittent
LV Sub Generation Non-Intermittent | 0 | 0 | 0 | 0 | 0 | 0 | 0 | 0
LDNO HV: LV Sub Generation Non-Intermittent | 0 | 0 | 0 | 0 | 0 | 0 | 0 | 0
HV Generation Intermittent
HV Generation Intermittent | 0 | 0 | 0 | 0 | 0 | 0 | 0 | 0
LDNO HV: HV Generation Intermittent | 0 | 0 | 0 | 0 | 0 | 0 | 0 | 0
HV Generation Non-Intermittent
HV Generation Non-Intermittent | 0 | 0 | 0 | 0 | 0 | 0 | 0 | 0
LDNO HV: HV Generation Non-Intermittent | 0 | 0 | 0 | 0 | 0 | 0 | 0 | 0
4005. LDNO LV charges (normalised £)
Data sources:
x1 = 4004. Normalised revenues (£) (in Normalised volumes for comparisons)
Copy cells = x1
LDNO LV charges (normalised £)
LDNO LV: Domestic Unrestricted | = x1: 0
LDNO LV: Domestic Two Rate | = x1: 0
LDNO LV: Domestic Off Peak (related MPAN) | = x1: 0
LDNO LV: Small Non Domestic Unrestricted | = x1: 0
LDNO LV: Small Non Domestic Two Rate | = x1: 0
LDNO LV: Small Non Domestic Off Peak (related MPAN) | = x1: 0
LDNO LV: LV Medium Non-Domestic | = x1: 0
LDNO LV: LV Network Domestic | = x1: 0
LDNO LV: LV Network Non-Domestic Non-CT | = x1: 0
LDNO LV: LV HH Metered | = x1: 0
N/A | bar: = x1
N/A | bar: = x1
LDNO LV: NHH UMS category A | = x1: 0
LDNO LV: NHH UMS category B | = x1: 0
LDNO LV: NHH UMS category C | = x1: 0
LDNO LV: NHH UMS category D | = x1: 0
LDNO LV: LV UMS (Pseudo HH Metered) | = x1: 0
LDNO LV: LV Generation NHH or Aggregate HH | = x1: 0
N/A | bar: = x1
LDNO LV: LV Generation Intermittent | = x1: 0
LDNO LV: LV Generation Non-Intermittent | = x1: 0
N/A | bar: = x1
N/A | bar: = x1
N/A | bar: = x1
N/A | bar: = x1
4006. LDNO HV charges (normalised £)
Data sources:
x1 = 4004. Normalised revenues (£) (in Normalised volumes for comparisons)
Copy cells = x1
LDNO HV charges (normalised £)
LDNO HV: Domestic Unrestricted | = x1: 0
LDNO HV: Domestic Two Rate | = x1: 0
LDNO HV: Domestic Off Peak (related MPAN) | = x1: 0
LDNO HV: Small Non Domestic Unrestricted | = x1: 0
LDNO HV: Small Non Domestic Two Rate | = x1: 0
LDNO HV: Small Non Domestic Off Peak (related MPAN) | = x1: 0
LDNO HV: LV Medium Non-Domestic | = x1: 0
LDNO HV: LV Network Domestic | = x1: 0
LDNO HV: LV Network Non-Domestic Non-CT | = x1: 0
LDNO HV: LV HH Metered | = x1: 0
LDNO HV: LV Sub HH Metered | = x1: 0
LDNO HV: HV HH Metered | = x1: 0
LDNO HV: NHH UMS category A | = x1: 0
LDNO HV: NHH UMS category B | = x1: 0
LDNO HV: NHH UMS category C | = x1: 0
LDNO HV: NHH UMS category D | = x1: 0
LDNO HV: LV UMS (Pseudo HH Metered) | = x1: 0
LDNO HV: LV Generation NHH or Aggregate HH | = x1: 0
LDNO HV: LV Sub Generation NHH | = x1: 0
LDNO HV: LV Generation Intermittent | = x1: 0
LDNO HV: LV Generation Non-Intermittent | = x1: 0
LDNO HV: LV Sub Generation Intermittent | = x1: 0
LDNO HV: LV Sub Generation Non-Intermittent | = x1: 0
LDNO HV: HV Generation Intermittent | = x1: 0
LDNO HV: HV Generation Non-Intermittent | = x1: 0

## CTables
0
This sheet is for information only. It can be deleted without affecting any calculations elsewhere in the model.
4101. Comparison with current all-the-way demand tariffs
Data sources:
x1 = 4001. Revenues under current tariffs (£)
x2 = 3802. Net revenues (£) (in Revenue summary)
x3 = 3802. All units (MWh) (in Revenue summary)
x4 = 1053. MPANs by tariff (in Volume forecasts for the charging year)
Kind: | Calculation | Calculation | Copy cells
Formula: | =IF(x1,x2/x1-1,"") | =(x2-x1)/IF(x3,x3,1)/10 | = x4
| Change | Absolute change (average p/kWh) | MPANs
Domestic Unrestricted | 0% | 0 | 0
Domestic Two Rate | 0% | 0 | 0
Domestic Off Peak (related MPAN) | 0% | 0 | 0
Small Non Domestic Unrestricted | 0% | 0 | 0
Small Non Domestic Two Rate | 0% | 0 | 0
Small Non Domestic Off Peak (related MPAN) | 0% | 0 | 0
LV Medium Non-Domestic | 0% | 0 | 0
LV Sub Medium Non-Domestic | 0% | 0 | 0
HV Medium Non-Domestic | 0% | 0 | 0
LV Network Domestic | 0% | 0 | 0
LV Network Non-Domestic Non-CT | 0% | 0 | 0
LV HH Metered | 0% | 0 | 0
LV Sub HH Metered | 0% | 0 | 0
HV HH Metered | 0% | 0 | 0
NHH UMS category A | 0% | 0 | 0
NHH UMS category B | 0% | 0 | 0
NHH UMS category C | 0% | 0 | 0
NHH UMS category D | 0% | 0 | 0
LV UMS (Pseudo HH Metered) | 0% | 0 | 0
4102. LDNO margins in use of system charges
Data sources:
x1 = 4003. Normalised to
x2 = 4004. Normalised revenues (£) (in Normalised volumes for comparisons)
x3 = 4005. LDNO LV charges (normalised £)
x4 = All-the-way charges (normalised £) (in LDNO margins in use of system charges)
x5 = 4006. LDNO HV charges (normalised £)
Kind: | Copy cells | Copy cells | Calculation | Calculation
Formula: | = x1 | = x2 | =IF(x3,x4-x3,"") | =IF(x5,x4-x5,"")
| Normalised to | All-the-way charges (normalised £) | LDNO LV margin (normalised £) | LDNO HV margin (normalised £)
Domestic Unrestricted | 0 | 0 | 0 | 0
Domestic Two Rate | 0 | 0 | 0 | 0
Domestic Off Peak (related MPAN) | 0 | 0 | 0 | 0
Small Non Domestic Unrestricted | 0 | 0 | 0 | 0
Small Non Domestic Two Rate | 0 | 0 | 0 | 0
Small Non Domestic Off Peak (related MPAN) | 0 | 0 | 0 | 0
LV Medium Non-Domestic | 0 | 0 | 0 | 0
LV Network Domestic | 0 | 0 | 0 | 0
LV Network Non-Domestic Non-CT | 0 | 0 | 0 | 0
LV HH Metered | 0 | 0 | 0 | 0
LV Sub HH Metered | 0 | 0 |  | 0
HV HH Metered | 0 | 0 |  | 0
NHH UMS category A | 0 | 0 | 0 | 0
NHH UMS category B | 0 | 0 | 0 | 0
NHH UMS category C | 0 | 0 | 0 | 0
NHH UMS category D | 0 | 0 | 0 | 0
LV UMS (Pseudo HH Metered) | 0 | 0 | 0 | 0
LV Generation NHH or Aggregate HH | 0 | 0 | 0 | 0
LV Sub Generation NHH | 0 | 0 |  | 0
LV Generation Intermittent | 0 | 0 | 0 | 0
LV Generation Non-Intermittent | 0 | 0 | 0 | 0
LV Sub Generation Intermittent | 0 | 0 |  | 0
LV Sub Generation Non-Intermittent | 0 | 0 |  | 0
HV Generation Intermittent | 0 | 0 |  | 0
HV Generation Non-Intermittent | 0 | 0 |  | 0