## Inputs
CDCM Input Data
| 2010/11 | 2011/12 |  |  |  | Instructions
RPI | -0.39% | 4.69% | <<< regulatory RPI: average Jul - Dec
Create your base model as year 2012/13 in the ARP
Ensure the future years in the ARP are the same as the base year (including volume forecasts)
1020. Gross asset cost by network level (£) | [5 empty] | Update the ARP data input sheet with table 1020 from this input sheet
Run the macros and copy the tariffs and typical bills from the ARP to the
| Base Model | Scenario 1 | Scenario 2 | Scenario 3 | Scenario 4 | appropriate sheet on this spreadsheet (you will need to unmerge the
Description | 2010/11 data | 2011/12 data | 2012/13 data | Base model + RPI | Scenario 3 + RPI | headings in the APR tariff sheet to enable the data be copy & pasted Change table 1020 back to the base value in the ARP
132kV | 114823234.2806 | 116763857.1234 | 120672078.1291 | 114375423.6669 | 119739631.0368 | Update the ARP data input sheet with table 1022 from this input sheet
132kV/EHV | 11529966 | 11745302.44 | 11165890.34 | 11484999.1326 | 12023645.5919 | Run the macros and copy the tariffs and typical bills from the ARP to the
EHV | 28265355.6 | 28504469.05 | 38870141.65 | 28155120.7132 | 29475595.8746 | appropriate sheet on this spreadsheet.
EHV/HV | 25532722.63 | 26951950.33 | 26878757.78 | 25433145.0117 | 26625959.5128 | Change table 1022 back to the base value in the ARP
132kV/HV | 10466233.4 | 10754945.85 | 8647821.75 | 10425415.0897 | 10914367.0574 | Update the ARP data input sheet with table 1023 from this input sheet
HV | 122514294.62 | 123836432.02 | 152265739.54 | 122036488.871 | 127760000.199 | Run the macros and copy the tariffs and typical bills from the ARP to the
HV/LV | 53911896.98 | 54331654 | 53716079.42 | 53701640.5818 | 56220247.5251 | appropriate sheet on this spreadsheet.
LV circuits | 101426724 | 101920149.6 | 115202739.588 | 101031159.7764 | 105769521.1699
1022. LV service model asset cost (£)
| Base Model | Scenario 1 | Scenario 2 | Scenario 3 | Scenario 4
Description | 2010/11 data | 2011/12 data | 2012/13 data | Base model + RPI | Scenario 3 + RPI
LV service model 1 | 4221.56 | 4296.84 | 4553.43 | 4205.0959 | 4402.3149
LV service model 2 | 481.76 | 496.17 | 543.4733 | 479.8811 | 502.3876
LV service model 3 | 591.5 | 601.97 | 618.9708 | 589.1931 | 616.8263
LV service model 4 | 447.47 | 457.62 | 471.8933 | 445.7249 | 466.6294
LV service model 5 | 1065.06 | 1134.89 | 1214.7513 | 1060.9063 | 1110.6628
LV service model 6 | 805.92 | 831.85 | 877.825 | 802.7769 | 840.4271
LV service model 7 | 0 | 0 | 0 | 0 | 0
LV service model 8 | 485.32 | 498.91 | 512.1 | 483.4273 | 506.1
1023. HV service model asset cost (£)
| Base Model | Scenario 1 | Scenario 2 | Scenario 3 | Scenario 4
Description | 2010/11 data | 2011/12 data | 2012/13 data | Base model + RPI | Scenario 3 + RPI
HV service model 1 | 9719.52 | 9729.48 | 9790.194 | 9681.6139 | 10135.6816
HV service model 2 | 4000 | 4000 | 4208 | 3984.4 | 4171.2684
HV service model 3 |  |  |  | 0 | 0
HV service model 4 |  |  |  | 0 | 0
HV service model 5 |  |  |  | 0 | 0

## 500MW - summary
Tariff Comparison
Scenario 1 vs Base | [6 empty] | Scenario 3 vs Base
| Unit rate 1 p/kWh | Unit rate 2 p/kWh | Unit rate 3 p/kWh | Fixed charge p/MPAN/day | Capacity charge p/kVA/day | Reactive power charge p/kVArh |  | Unit rate 1 p/kWh | Unit rate 2 p/kWh | Unit rate 3 p/kWh | Fixed charge p/MPAN/day | Capacity charge p/kVA/day | Reactive power charge p/kVArh
Domestic Unrestricted | 0.1087% |  |  | -1.039% |  |  | Domestic Unrestricted | 0% |  |  | 0%
Domestic Two Rate | 0.06441% | 0.4505% |  | -1.039% |  |  | Domestic Two Rate | 0% | 0% |  | 0%
Domestic Off Peak (related MPAN) | 0.4386% | [5 empty] | Domestic Off Peak (related MPAN) | 0%
Small Non Domestic Unrestricted | 0.09017% |  |  | -1.067% |  |  | Small Non Domestic Unrestricted | 0% |  |  | 0.1524%
Small Non Domestic Two Rate | 0.0707% | 0.3861% |  | -1.067% |  |  | Small Non Domestic Two Rate | -0.03535% | 0% |  | 0.1524%
Small Non Domestic Off Peak (related MPAN) | 0.4082% | [5 empty] | Small Non Domestic Off Peak (related MPAN) | 0%
LV Medium Non-Domestic | 0.07707% | 1.117% |  | -0.684% |  |  | LV Medium Non-Domestic | -0.03854% | 0% |  | -0.0456%
LV Sub Medium Non-Domestic | 0.05727% | 0.8333% |  | -1.235% |  |  | LV Sub Medium Non-Domestic | -0.05727% | 0% |  | 0.2469%
HV Medium Non-Domestic | -0.1568% | 0.7576% |  | -0.2769% |  |  | HV Medium Non-Domestic | 0.05227% | 0% |  | 0.142%
LV HH Metered | -0.02889% | 0.4188% | 0.7092% | -1.152% | -0.4167% | 0.2268% | LV HH Metered | 0.02167% | 0% | 0% | 0.3839% | 0% | 0%
LV Sub HH Metered | -0.05695% | 0.3205% | 0.7143% | -1.195% | 0% | 0% | LV Sub HH Metered | 0.04271% | -0.1068% | 0% | 0.3984% | 0% | 0%
HV HH Metered | -0.249% | 0% | 0% | -1.19% | 1.099% | -0.3268% | HV HH Metered | 0.06703% | -0.1495% | 0% | 0.3333% | 0% | 0%
HV Sub HH Metered | -0.2383% | 0.1698% | 0% | -1.19% | 1.523% | -0.3509% | HV Sub HH Metered | 0.06498% | 0% | 0% | 0.3333% | 0% | 0%
NHH UMS | -0.2209% | [5 empty] | NHH UMS | 0.05522%
LV UMS (Pseudo HH Metered) | -0.09354% | -0.1355% | -0.6381% |  |  |  | LV UMS (Pseudo HH Metered) | 0.01613% | 0.06777% | 0.1823%
Scenario 2 vs Base | [6 empty] | Scenario 4 vs Base
| Unit rate 1 p/kWh | Unit rate 2 p/kWh | Unit rate 3 p/kWh | Fixed charge p/MPAN/day | Capacity charge p/kVA/day | Reactive power charge p/kVArh |  | Unit rate 1 p/kWh | Unit rate 2 p/kWh | Unit rate 3 p/kWh | Fixed charge p/MPAN/day | Capacity charge p/kVA/day | Reactive power charge p/kVArh
Domestic Unrestricted | 0.3623% |  |  | -3.377% |  |  | Domestic Unrestricted | 0.1449% |  |  | -1.299%
Domestic Two Rate | 0.1932% | 2.252% |  | -3.377% |  |  | Domestic Two Rate | 0.06441% | 1.351% |  | -1.299%
Domestic Off Peak (related MPAN) | 1.754% | [5 empty] | Domestic Off Peak (related MPAN) | 0.8772%
Small Non Domestic Unrestricted | 0.3607% |  |  | -5.945% |  |  | Small Non Domestic Unrestricted | 0.1353% |  |  | -2.287%
Small Non Domestic Two Rate | 0.3535% | 1.931% |  | -5.945% |  |  | Small Non Domestic Two Rate | 0.106% | 1.158% |  | -2.287%
Small Non Domestic Off Peak (related MPAN) | 2.041% | [5 empty] | Small Non Domestic Off Peak (related MPAN) | 1.224%
LV Medium Non-Domestic | 0.3468% | 2.793% |  | 1.892% |  |  | LV Medium Non-Domestic | 0.1156% | 1.676% |  | 0.4332%
LV Sub Medium Non-Domestic | 0.6873% | 3.333% |  | -9.877% |  |  | LV Sub Medium Non-Domestic | 0.05727% | 1.667% |  | -3.457%
HV Medium Non-Domestic | -2.091% | 0.7576% |  | -2.564% |  |  | HV Medium Non-Domestic | -0.4182% | 1.515% |  | -1.463%
LV HH Metered | -0.3467% | 1.78% | 2.128% | -9.693% | 2.083% | 0.4535% | LV HH Metered | -0.2456% | 0.6283% | 1.418% | -3.455% | 1.25% | 0.2268%
LV Sub HH Metered | -1.915% | -0.2137% | 0.7143% | -9.695% | 10.15% | -1.279% | LV Sub HH Metered | -0.4485% | 0.4274% | 1.429% | -3.453% | 1.504% | 0%
HV HH Metered | -2.624% | -1.046% | 0% | -9.749% | 8.059% | -2.288% | HV HH Metered | -0.699% | 0.1495% | 1.02% | -3.488% | 1.465% | -0.3268%
HV Sub HH Metered | -3.856% | -2.716% | -1.124% | -9.749% | 20.3% | -3.509% | HV Sub HH Metered | -0.7473% | 0.1698% | 1.124% | -3.488% | 2.03% | -0.7018%
NHH UMS | -1.684% | [5 empty] | NHH UMS | -0.6074%
LV UMS (Pseudo HH Metered) | -0.3258% | -1.254% | -6.29% |  |  |  | LV UMS (Pseudo HH Metered) | -0.1838% | -0.4066% | -2.005%
Scenario 2 vs Scenario 1 | [6 empty] | Scenario 4 vs Scenario 3
| Unit rate 1 p/kWh | Unit rate 2 p/kWh | Unit rate 3 p/kWh | Fixed charge p/MPAN/day | Capacity charge p/kVA/day | Reactive power charge p/kVArh |  | Unit rate 1 p/kWh | Unit rate 2 p/kWh | Unit rate 3 p/kWh | Fixed charge p/MPAN/day | Capacity charge p/kVA/day | Reactive power charge p/kVArh
Domestic Unrestricted | 0.2533% |  |  | -2.362% |  |  | Domestic Unrestricted | 0.1449% |  |  | -1.299%
Domestic Two Rate | 0.1287% | 1.794% |  | -2.362% |  |  | Domestic Two Rate | 0.06441% | 1.351% |  | -1.299%
Domestic Off Peak (related MPAN) | 1.31% | [5 empty] | Domestic Off Peak (related MPAN) | 0.8772%
Small Non Domestic Unrestricted | 0.2703% |  |  | -4.931% |  |  | Small Non Domestic Unrestricted | 0.1353% |  |  | -2.435%
Small Non Domestic Two Rate | 0.2826% | 1.538% |  | -4.931% |  |  | Small Non Domestic Two Rate | 0.1414% | 1.158% |  | -2.435%
Small Non Domestic Off Peak (related MPAN) | 1.626% | [5 empty] | Small Non Domestic Off Peak (related MPAN) | 1.224%
LV Medium Non-Domestic | 0.2695% | 1.657% |  | 2.594% |  |  | LV Medium Non-Domestic | 0.1542% | 1.676% |  | 0.479%
LV Sub Medium Non-Domestic | 0.6297% | 2.479% |  | -8.75% |  |  | LV Sub Medium Non-Domestic | 0.1146% | 1.667% |  | -3.695%
HV Medium Non-Domestic | -1.937% | 0% |  | -2.293% |  |  | HV Medium Non-Domestic | -0.4702% | 1.515% |  | -1.603%
LV HH Metered | -0.3179% | 1.356% | 1.408% | -8.641% | 2.51% | 0.2262% | LV HH Metered | -0.2672% | 0.6283% | 1.418% | -3.824% | 1.25% | 0.2268%
LV Sub HH Metered | -1.859% | -0.5325% | 0% | -8.602% | 10.15% | -1.279% | LV Sub HH Metered | -0.491% | 0.5348% | 1.429% | -3.836% | 1.504% | 0%
HV HH Metered | -2.381% | -1.046% | 0% | -8.662% | 6.884% | -1.967% | HV HH Metered | -0.7656% | 0.2994% | 1.02% | -3.808% | 1.465% | -0.3268%
HV Sub HH Metered | -3.626% | -2.881% | -1.124% | -8.662% | 18.5% | -3.169% | HV Sub HH Metered | -0.8118% | 0.1698% | 1.124% | -3.808% | 2.03% | -0.7018%
NHH UMS | -1.467% | [5 empty] | NHH UMS | -0.6623%
LV UMS (Pseudo HH Metered) | -0.2324% | -1.12% | -5.688% |  |  |  | LV UMS (Pseudo HH Metered) | -0.1999% | -0.4741% | -2.184%
Typical Bill Comparison
| Percentage Change |  |  | Absolute Change (£) |  |  |  | Percentage Change |  |  | Absolute Change (£)
TARIFF | Scenario 1 vs Base | Scenario 2 vs Base | Scenario 2 vs Scenario 1 | Scenario 1 vs Base | Scenario 2 vs Base | Scenario 2 vs Scenario 1 | TARIFF | Scenario 3 vs Base | Scenario 4 vs Base | Scenario 4 vs Scenario 3 | Scenario 3 vs Base | Scenario 4 vs Base | Scenario 4 vs Scenario 3
> Domestic Unrestricted | [6 empty] | > Domestic Unrestricted
Domestic Unrestricted | -0.03595% | -0.1089% | -0.073% | -0.040083 | -0.12144 | -0.081359 | Domestic Unrestricted | 0% | -0.03702% | -0.03702% | 0 | -0.041277 | -0.041277
LDNO LV: Domestic Unrestricted | -0.06794% | -0.2131% | -0.1453% | -0.042794 | -0.13425 | -0.091458 | LDNO LV: Domestic Unrestricted | 0% | -0.07726% | -0.07726% | 0 | -0.048664 | -0.048664
LDNO HV: Domestic Unrestricted | -0.08996% | -0.2849% | -0.1951% | -0.026523 | -0.08399 | -0.057468 | LDNO HV: Domestic Unrestricted | 0% | -0.105% | -0.105% | 0 | -0.030945 | -0.030945
> Domestic Two Rate | [6 empty] | > Domestic Two Rate
Domestic Two Rate | -0.03402% | -0.07441% | -0.04039% | -0.043007 | -0.094049 | -0.051042 | Domestic Two Rate | 0% | -0.006356% | -0.006356% | 0 | -0.0080342 | -0.0080342
LDNO LV: Domestic Two Rate | [6 empty] | LDNO LV: Domestic Two Rate
LDNO HV: Domestic Two Rate | [6 empty] | LDNO HV: Domestic Two Rate
> Domestic Off Peak (related MPAN) | [6 empty] | > Domestic Off Peak (related MPAN)
Domestic Off Peak (related MPAN) | [6 empty] | Domestic Off Peak (related MPAN)
LDNO LV: Domestic Off Peak (related MPAN) | [6 empty] | LDNO LV: Domestic Off Peak (related MPAN)
LDNO HV: Domestic Off Peak (related MPAN) | [6 empty] | LDNO HV: Domestic Off Peak (related MPAN)
> Small Non Domestic Unrestricted | [6 empty] | > Small Non Domestic Unrestricted
Small Non Domestic Unrestricted | 0.007207% | -0.09139% | -0.09859% | 0.024071 | -0.30522 | -0.32929 | Small Non Domestic Unrestricted | 0.01093% | -0.03837% | -0.04929% | 0.0365 | -0.12814 | -0.16464
LDNO LV: Small Non Domestic Unrestricted | -0.01331% | -0.2032% | -0.1899% | -0.024587 | -0.37534 | -0.35075 | LDNO LV: Small Non Domestic Unrestricted | 0.01363% | -0.08131% | -0.09492% | 0.025181 | -0.15019 | -0.17537
LDNO HV: Small Non Domestic Unrestricted | 0.02818% | 0.02288% | -0.005299% | 0.045735 | 0.037132 | -0.0086031 | LDNO HV: Small Non Domestic Unrestricted | 0.008166% | 0.005516% | -0.00265% | 0.013255 | 0.0089536 | -0.0043015
> Small Non Domestic Two Rate | [6 empty] | > Small Non Domestic Two Rate
Small Non Domestic Two Rate | 0.02621% | 0.09986% | 0.07363% | 0.12269 | 0.46746 | 0.34477 | Small Non Domestic Two Rate | -0.02421% | 0.0294% | 0.05362% | -0.11332 | 0.13763 | 0.25095
LDNO LV: Small Non Domestic Two Rate | [6 empty] | LDNO LV: Small Non Domestic Two Rate
LDNO HV: Small Non Domestic Two Rate | 0.0653% | 0.3216% | 0.2561% | 0.70282 | 3.4611 | 2.7583 | LDNO HV: Small Non Domestic Two Rate | -0.03341% | 0.09939% | 0.1328% | -0.35952 | 1.0697 | 1.4292
> Small Non Domestic Off Peak (related MPAN) | [6 empty] | > Small Non Domestic Off Peak (related MPAN)
Small Non Domestic Off Peak (related MPAN) | [6 empty] | Small Non Domestic Off Peak (related MPAN)
LDNO LV: Small Non Domestic Off Peak (related MPAN) | [6 empty] | LDNO LV: Small Non Domestic Off Peak (related MPAN)
LDNO HV: Small Non Domestic Off Peak (related MPAN) | [6 empty] | LDNO HV: Small Non Domestic Off Peak (related MPAN)
> LV Medium Non-Domestic | [6 empty] | > LV Medium Non-Domestic
LV Medium Non-Domestic | 0.04648% | 0.4888% | 0.4421% | 1.1603 | 12.2013 | 11.041 | LV Medium Non-Domestic | -0.03831% | 0.1633% | 0.2017% | -0.95641 | 4.0764 | 5.0328
LDNO LV: LV Medium Non-Domestic | [6 empty] | LDNO LV: LV Medium Non-Domestic
LDNO HV: LV Medium Non-Domestic | 0.03193% | 0.4723% | 0.4402% | 0.26723 | 3.9534 | 3.6862 | LDNO HV: LV Medium Non-Domestic | -0.03874% | 0.1492% | 0.1881% | -0.32427 | 1.2492 | 1.5734
> LV Sub Medium Non-Domestic | [6 empty] | > LV Sub Medium Non-Domestic
LV Sub Medium Non-Domestic | [6 empty] | LV Sub Medium Non-Domestic
> HV Medium Non-Domestic | [6 empty] | > HV Medium Non-Domestic
HV Medium Non-Domestic | -0.181% | -2.196% | -2.019% | -3.0269 | -36.7383 | -33.7114 | HV Medium Non-Domestic | 0.07912% | -0.7122% | -0.7907% | 1.3235 | -11.9128 | -13.2362
> LV HH Metered | [6 empty] | > LV HH Metered
LV HH Metered | 0.02648% | 0.6275% | 0.6009% | 2.5314 | 59.9918 | 57.4604 | LV HH Metered | 0.0132% | 0.2651% | 0.2518% | 1.2619 | 25.3409 | 24.0789
LDNO LV: LV HH Metered | [6 empty] | LDNO LV: LV HH Metered
LDNO HV: LV HH Metered | [6 empty] | LDNO HV: LV HH Metered
> LV Sub HH Metered | [6 empty] | > LV Sub HH Metered
LV Sub HH Metered | 0.04986% | 3.132% | 3.081% | 4.4514 | 279.6473 | 275.1958 | LV Sub HH Metered | -0.00223% | 0.5085% | 0.5108% | -0.19912 | 45.4042 | 45.6034
LDNO HV: LV Sub HH Metered | [6 empty] | LDNO HV: LV Sub HH Metered
> HV HH Metered | [6 empty] | > HV HH Metered
HV HH Metered | 0.08799% | 0.001308% | -0.0866% | 52.2489 | 0.77674 | -51.4722 | HV HH Metered | 0.006338% | -0.02566% | -0.032% | 3.764 | -15.2388 | -19.0027
LDNO HV: HV HH Metered | [6 empty] | LDNO HV: HV HH Metered
> HV Sub HH Metered | [6 empty] | > HV Sub HH Metered
HV Sub HH Metered | [6 empty] | HV Sub HH Metered
> NHH UMS | [6 empty] | > NHH UMS
NHH UMS | [6 empty] | NHH UMS
LDNO LV: NHH UMS | [6 empty] | LDNO LV: NHH UMS
LDNO HV: NHH UMS | [6 empty] | LDNO HV: NHH UMS
> LV UMS (Pseudo HH Metered) | [6 empty] | > LV UMS (Pseudo HH Metered)
LV UMS (Pseudo HH Metered) | [6 empty] | LV UMS (Pseudo HH Metered)
LDNO LV: LV UMS (Pseudo HH Metered) | [6 empty] | LDNO LV: LV UMS (Pseudo HH Metered)
LDNO HV: LV UMS (Pseudo HH Metered) | [6 empty] | LDNO HV: LV UMS (Pseudo HH Metered)
> LV Generation NHH | [6 empty] | > LV Generation NHH
LV Generation NHH | [6 empty] | LV Generation NHH
LDNO LV: LV Generation NHH | [6 empty] | LDNO LV: LV Generation NHH
LDNO HV: LV Generation NHH | [6 empty] | LDNO HV: LV Generation NHH
> LV Sub Generation NHH | [6 empty] | > LV Sub Generation NHH
LV Sub Generation NHH | [6 empty] | LV Sub Generation NHH
LDNO HV: LV Sub Generation NHH | [6 empty] | LDNO HV: LV Sub Generation NHH
> LV Generation Intermittent | [6 empty] | > LV Generation Intermittent
LV Generation Intermittent | [6 empty] | LV Generation Intermittent
LDNO LV: LV Generation Intermittent | [6 empty] | LDNO LV: LV Generation Intermittent
LDNO HV: LV Generation Intermittent | [6 empty] | LDNO HV: LV Generation Intermittent
> LV Generation Non-Intermittent | [6 empty] | > LV Generation Non-Intermittent
LV Generation Non-Intermittent | [6 empty] | LV Generation Non-Intermittent
LDNO LV: LV Generation Non-Intermittent | [6 empty] | LDNO LV: LV Generation Non-Intermittent
LDNO HV: LV Generation Non-Intermittent | [6 empty] | LDNO HV: LV Generation Non-Intermittent
> LV Sub Generation Intermittent | [6 empty] | > LV Sub Generation Intermittent
LV Sub Generation Intermittent | [6 empty] | LV Sub Generation Intermittent
LDNO HV: LV Sub Generation Intermittent | [6 empty] | LDNO HV: LV Sub Generation Intermittent
> LV Sub Generation Non-Intermittent | [6 empty] | > LV Sub Generation Non-Intermittent
LV Sub Generation Non-Intermittent | [6 empty] | LV Sub Generation Non-Intermittent
LDNO HV: LV Sub Generation Non-Intermittent | [6 empty] | LDNO HV: LV Sub Generation Non-Intermittent
> HV Generation Intermittent | [6 empty] | > HV Generation Intermittent
HV Generation Intermittent | 1.252% | 4.075% | 2.788% | -137.9856 | -449.1671 | -311.1815 | HV Generation Intermittent | -0.2511% | 2.516% | 2.774% | 27.6858 | -277.3869 | -305.0727
LDNO HV: HV Generation Intermittent | [6 empty] | LDNO HV: HV Generation Intermittent
> HV Generation Non-Intermittent | [6 empty] | > HV Generation Non-Intermittent
HV Generation Non-Intermittent | 1.281% | 3.995% | 2.68% | -314.6214 | -981.0598 | -666.4384 | HV Generation Non-Intermittent | -0.2525% | 2.689% | 2.949% | 62.0083 | -660.296 | -722.3043
LDNO HV: HV Generation Non-Intermittent | [6 empty] | LDNO HV: HV Generation Non-Intermittent
> HV Sub Generation Non-Intermittent | [6 empty] | > HV Sub Generation Non-Intermittent
HV Sub Generation Non-Intermittent | [6 empty] | HV Sub Generation Non-Intermittent
> HV Sub Generation Intermittent | [6 empty] | > HV Sub Generation Intermittent
HV Sub Generation Intermittent | [6 empty] | HV Sub Generation Intermittent

## 500MW model - tariffs
Tariffs for Charging Year: Base Model
| Open LLFCs | PCs | Unit rate 1 p/kWh | Unit rate 2 p/kWh | Unit rate 3 p/kWh | Fixed charge p/MPAN/day | Capacity charge p/kVA/day | Reactive power charge p/kVArh | Closed LLFCs
Domestic Unrestricted | 100, 105, 800, 860 | 1 | 2.76 | 0 | 0 | 3.85 | 0 | 0 | n/a
Domestic Two Rate | 101, 106, 801, 861, | 2 | 3.105 | 0.222 | 0 | 3.85 | 0 | 0 | n/a
Domestic Off Peak (related MPAN) | n/a | 2 | 0.228 | 0 | 0 | 0 | 0 | 0 | 194, 843
Small Non Domestic Unrestricted | 200, 810, 862 | 3 | 2.218 | 0 | 0 | 6.56 | 0 | 0 | n/a
Small Non Domestic Two Rate | 201, 811, 863 | 4 | 2.829 | 0.259 | 0 | 6.56 | 0 | 0 | n/a
Small Non Domestic Off Peak (related MPAN) | n/a | 4 | 0.245 | 0 | 0 | 0 | 0 | 0 | 294
LV Medium Non-Domestic | 300 | 5-8 | 2.595 | 0.179 | 0 | 43.86 | 0 | 0 | n/a
LV Sub Medium Non-Domestic | 344 | 5-8 | 1.746 | 0.12 | 0 | 4.05 | 0 | 0 | n/a
HV Medium Non-Domestic | 400 | 5-8 | 1.913 | 0.132 | 0 | 140.82 | 0 | 0 | n/a
LV HH Metered | 300 | 0 | 13.844 | 0.955 | 0.141 | 10.42 | 2.4 | 0.441 | n/a
LV Sub HH Metered | 344 | 0 | 14.047 | 0.936 | 0.14 | 7.53 | 2.66 | 0.391 | n/a
HV HH Metered | 400 | 0 | 10.443 | 0.669 | 0.098 | 84.01 | 2.73 | 0.306 | n/a
HV Sub HH Metered | 444 | 0 | 9.233 | 0.589 | 0.089 | 84.01 | 1.97 | 0.285 | n/a
NHH UMS | 701 | 1&8 | 3.622 | 0 | 0 | 0 | 0 | 0 | n/a
LV UMS (Pseudo HH Metered) | 700 | 0 | 31.004 | 2.951 | 1.097 | 0 | 0 | 0 | n/a
LV Generation NHH | 697 | 8 | -0.657 | 0 | 0 | 0 | 0 | 0 | n/a
LV Sub Generation NHH | 717 | 8 | -0.596 | 0 | 0 | 0 | 0 | 0 | n/a
LV Generation Intermittent | 697 | 0 | -0.657 | 0 | 0 | 0 | 0 | 0.218 | n/a
LV Generation Non-Intermittent | 603 | 0 | -5.215 | -0.517 | -0.099 | 0 | 0 | 0.218 | n/a
LV Sub Generation Intermittent | 602 | 0 | -0.596 | 0 | 0 | 0 | 0 | 0.19 | n/a
LV Sub Generation Non-Intermittent | 604 | 0 | -4.715 | -0.469 | -0.092 | 0 | 0 | 0.19 | n/a
HV Generation Intermittent | 698 | 0 | -0.409 | 0 | 0 | 36.11 | 0 | 0.154 | n/a
HV Generation Non-Intermittent | 606 | 0 | -3.171 | -0.322 | -0.071 | 36.11 | 0 | 0.154 | n/a
HV Sub Generation Non-Intermittent | 607 | 0 | -3.103 | -0.315 | -0.07 | 36.11 | 0 | 0.126 | n/a
HV Sub Generation Intermittent | 605 | 0 | -0.4 | 0 | 0 | 36.11 | 0 | 0.126 | n/a
LDNO LV: Domestic Unrestricted | 870 | 1 | 1.9041 | 0 | 0 | 2.656 | 0 | 0 | n/a
LDNO LV: Domestic Two Rate | 871 | 2 | 2.1421 | 0.15315 | 0 | 2.656 | 0 | 0 | n/a
LDNO LV: Domestic Off Peak (related MPAN) | 872 | 2 | 0.15729 | 0 | 0 | 0 | 0 | 0 | n/a
LDNO LV: Small Non Domestic Unrestricted | 873 | 3 | 1.5302 | 0 | 0 | 4.5256 | 0 | 0 | n/a
LDNO LV: Small Non Domestic Two Rate | 874 | 4 | 1.9517 | 0.17868 | 0 | 4.5256 | 0 | 0 | n/a
LDNO LV: Small Non Domestic Off Peak (related MPAN) | 875 | 4 | 0.16902 | 0 | 0 | 0 | 0 | 0 | n/a
LDNO LV: LV Medium Non-Domestic | 876 | 5-8 | 1.7902 | 0.12349 | 0 | 30.2582 | 0 | 0 | n/a
LDNO LV: LV HH Metered | 877 | 0 | 9.5507 | 0.65884 | 0.097273 | 7.1886 | 1.6557 | 0.30424 | n/a
LDNO LV: NHH UMS | 878 | 1&8 | 2.4987 | 0 | 0 | 0 | 0 | 0 | n/a
LDNO LV: LV UMS (Pseudo HH Metered) | 879 | 0 | 21.3891 | 2.0358 | 0.7568 | 0 | 0 | 0 | n/a
LDNO LV: LV Generation NHH | 880 | 8 | -0.657 | 0 | 0 | 0 | 0 | 0 | n/a
LDNO LV: LV Generation Intermittent | 881 | 0 | -0.657 | 0 | 0 | 0 | 0 | 0.218 | n/a
LDNO LV: LV Generation Non-Intermittent | 882 | 0 | -5.215 | -0.517 | -0.099 | 0 | 0 | 0.218 | n/a
LDNO HV: Domestic Unrestricted | 883 | 1 | 1.0023 | 0 | 0 | 1.3981 | 0 | 0 | n/a
LDNO HV: Domestic Two Rate | 884 | 2 | 1.1276 | 0.080621 | 0 | 1.3981 | 0 | 0 | n/a
LDNO HV: Domestic Off Peak (related MPAN) | 885 | 2 | 0.082799 | 0 | 0 | 0 | 0 | 0 | n/a
LDNO HV: Small Non Domestic Unrestricted | 886 | 3 | 0.80548 | 0 | 0 | 2.3823 | 0 | 0 | n/a
LDNO HV: Small Non Domestic Two Rate | 887 | 4 | 1.0274 | 0.094057 | 0 | 2.3823 | 0 | 0 | n/a
LDNO HV: Small Non Domestic Off Peak (related MPAN) | 888 | 4 | 0.088973 | 0 | 0 | 0 | 0 | 0 | n/a
LDNO HV: LV Medium Non-Domestic | 889 | 5-8 | 0.94239 | 0.065005 | 0 | 15.928 | 0 | 0 | n/a
LDNO HV: LV HH Metered | 890 | 0 | 5.0275 | 0.34681 | 0.051205 | 3.7841 | 0.87157 | 0.16015 | n/a
LDNO HV: LV Sub HH Metered | 891 | 0 | 7.5992 | 0.50636 | 0.075738 | 4.0736 | 1.439 | 0.21153 | n/a
LDNO HV: HV HH Metered | 892 | 0 | 6.7106 | 0.42989 | 0.062974 | 53.9841 | 1.7543 | 0.19663 | n/a
LDNO HV: NHH UMS | 893 | 1&8 | 1.3153 | 0 | 0 | 0 | 0 | 0 | n/a
LDNO HV: LV UMS (Pseudo HH Metered) | 894 | 0 | 11.2593 | 1.0717 | 0.39838 | 0 | 0 | 0 | n/a
LDNO HV: LV Generation NHH | 895 | 8 | -0.657 | 0 | 0 | 0 | 0 | 0 | n/a
LDNO HV: LV Sub Generation NHH | 902 | 8 | -0.596 | 0 | 0 | 0 | 0 | 0 | n/a
LDNO HV: LV Generation Intermittent | 896 | 0 | -0.657 | 0 | 0 | 0 | 0 | 0.218 | n/a
LDNO HV: LV Generation Non-Intermittent | 897 | 0 | -5.215 | -0.517 | -0.099 | 0 | 0 | 0.218 | n/a
LDNO HV: LV Sub Generation Intermittent | 898 | 0 | -0.596 | 0 | 0 | 0 | 0 | 0.19 | n/a
LDNO HV: LV Sub Generation Non-Intermittent | 899 | 0 | -4.715 | -0.469 | -0.092 | 0 | 0 | 0.19 | n/a
LDNO HV: HV Generation Intermittent | 900 | 0 | -0.409 | 0 | 0 | 0 | 0 | 0.154 | n/a
LDNO HV: HV Generation Non-Intermittent | 901 | 0 | -3.171 | -0.322 | -0.071 | 0 | 0 | 0.154 | n/a
Tariffs for Charging Year: Scenario 1
| Open LLFCs | PCs | Unit rate 1 p/kWh | Unit rate 2 p/kWh | Unit rate 3 p/kWh | Fixed charge p/MPAN/day | Capacity charge p/kVA/day | Reactive power charge p/kVArh | Closed LLFCs
Domestic Unrestricted | 100, 105, 800, 860 | 1 | 2.763 | 0 | 0 | 3.81 | 0 | 0 | n/a
Domestic Two Rate | 101, 106, 801, 861, | 2 | 3.107 | 0.223 | 0 | 3.81 | 0 | 0 | n/a
Domestic Off Peak (related MPAN) | n/a | 2 | 0.229 | 0 | 0 | 0 | 0 | 0 | 194, 843
Small Non Domestic Unrestricted | 200, 810, 862 | 3 | 2.22 | 0 | 0 | 6.49 | 0 | 0 | n/a
Small Non Domestic Two Rate | 201, 811, 863 | 4 | 2.831 | 0.26 | 0 | 6.49 | 0 | 0 | n/a
Small Non Domestic Off Peak (related MPAN) | n/a | 4 | 0.246 | 0 | 0 | 0 | 0 | 0 | 294
LV Medium Non-Domestic | 300 | 5-8 | 2.597 | 0.181 | 0 | 43.56 | 0 | 0 | n/a
LV Sub Medium Non-Domestic | 344 | 5-8 | 1.747 | 0.121 | 0 | 4 | 0 | 0 | n/a
HV Medium Non-Domestic | 400 | 5-8 | 1.91 | 0.133 | 0 | 140.43 | 0 | 0 | n/a
LV HH Metered | 300 | 0 | 13.84 | 0.959 | 0.142 | 10.3 | 2.39 | 0.442 | n/a
LV Sub HH Metered | 344 | 0 | 14.039 | 0.939 | 0.141 | 7.44 | 2.66 | 0.391 | n/a
HV HH Metered | 400 | 0 | 10.417 | 0.669 | 0.098 | 83.01 | 2.76 | 0.305 | n/a
HV Sub HH Metered | 444 | 0 | 9.211 | 0.59 | 0.089 | 83.01 | 2 | 0.284 | n/a
NHH UMS | 701 | 1&8 | 3.614 | 0 | 0 | 0 | 0 | 0 | n/a
LV UMS (Pseudo HH Metered) | 700 | 0 | 30.975 | 2.947 | 1.09 | 0 | 0 | 0 | n/a
LV Generation NHH | 697 | 8 | -0.664 | 0 | 0 | 0 | 0 | 0 | n/a
LV Sub Generation NHH | 717 | 8 | -0.603 | 0 | 0 | 0 | 0 | 0 | n/a
LV Generation Intermittent | 697 | 0 | -0.664 | 0 | 0 | 0 | 0 | 0.22 | n/a
LV Generation Non-Intermittent | 603 | 0 | -5.264 | -0.522 | -0.1 | 0 | 0 | 0.22 | n/a
LV Sub Generation Intermittent | 602 | 0 | -0.603 | 0 | 0 | 0 | 0 | 0.192 | n/a
LV Sub Generation Non-Intermittent | 604 | 0 | -4.764 | -0.474 | -0.093 | 0 | 0 | 0.192 | n/a
HV Generation Intermittent | 698 | 0 | -0.414 | 0 | 0 | 35.68 | 0 | 0.155 | n/a
HV Generation Non-Intermittent | 606 | 0 | -3.211 | -0.326 | -0.072 | 35.68 | 0 | 0.155 | n/a
HV Sub Generation Non-Intermittent | 607 | 0 | -3.134 | -0.318 | -0.071 | 35.68 | 0 | 0.128 | n/a
HV Sub Generation Intermittent | 605 | 0 | -0.404 | 0 | 0 | 35.68 | 0 | 0.128 | n/a
LDNO LV: Domestic Unrestricted | 870 | 1 | 1.9061 | 0 | 0 | 2.6284 | 0 | 0 | n/a
LDNO LV: Domestic Two Rate | 871 | 2 | 2.1435 | 0.15384 | 0 | 2.6284 | 0 | 0 | n/a
LDNO LV: Domestic Off Peak (related MPAN) | 872 | 2 | 0.15798 | 0 | 0 | 0 | 0 | 0 | n/a
LDNO LV: Small Non Domestic Unrestricted | 873 | 3 | 1.5315 | 0 | 0 | 4.4773 | 0 | 0 | n/a
LDNO LV: Small Non Domestic Two Rate | 874 | 4 | 1.9531 | 0.17937 | 0 | 4.4773 | 0 | 0 | n/a
LDNO LV: Small Non Domestic Off Peak (related MPAN) | 875 | 4 | 0.16971 | 0 | 0 | 0 | 0 | 0 | n/a
LDNO LV: LV Medium Non-Domestic | 876 | 5-8 | 1.7916 | 0.12487 | 0 | 30.0512 | 0 | 0 | n/a
LDNO LV: LV HH Metered | 877 | 0 | 9.5479 | 0.6616 | 0.097963 | 7.1058 | 1.6488 | 0.30493 | n/a
LDNO LV: NHH UMS | 878 | 1&8 | 2.4932 | 0 | 0 | 0 | 0 | 0 | n/a
LDNO LV: LV UMS (Pseudo HH Metered) | 879 | 0 | 21.3691 | 2.0331 | 0.75197 | 0 | 0 | 0 | n/a
LDNO LV: LV Generation NHH | 880 | 8 | -0.664 | 0 | 0 | 0 | 0 | 0 | n/a
LDNO LV: LV Generation Intermittent | 881 | 0 | -0.664 | 0 | 0 | 0 | 0 | 0.22 | n/a
LDNO LV: LV Generation Non-Intermittent | 882 | 0 | -5.264 | -0.522 | -0.1 | 0 | 0 | 0.22 | n/a
LDNO HV: Domestic Unrestricted | 883 | 1 | 1.0034 | 0 | 0 | 1.3836 | 0 | 0 | n/a
LDNO HV: Domestic Two Rate | 884 | 2 | 1.1283 | 0.080984 | 0 | 1.3836 | 0 | 0 | n/a
LDNO HV: Domestic Off Peak (related MPAN) | 885 | 2 | 0.083163 | 0 | 0 | 0 | 0 | 0 | n/a
LDNO HV: Small Non Domestic Unrestricted | 886 | 3 | 0.80621 | 0 | 0 | 2.3569 | 0 | 0 | n/a
LDNO HV: Small Non Domestic Two Rate | 887 | 4 | 1.0281 | 0.09442 | 0 | 2.3569 | 0 | 0 | n/a
LDNO HV: Small Non Domestic Off Peak (related MPAN) | 888 | 4 | 0.089336 | 0 | 0 | 0 | 0 | 0 | n/a
LDNO HV: LV Medium Non-Domestic | 889 | 5-8 | 0.94311 | 0.065731 | 0 | 15.8191 | 0 | 0 | n/a
LDNO HV: LV HH Metered | 890 | 0 | 5.0261 | 0.34827 | 0.051568 | 3.7405 | 0.86794 | 0.16051 | n/a
LDNO HV: LV Sub HH Metered | 891 | 0 | 7.5949 | 0.50799 | 0.076279 | 4.0249 | 1.439 | 0.21153 | n/a
LDNO HV: HV HH Metered | 892 | 0 | 6.6939 | 0.42989 | 0.062974 | 53.3415 | 1.7736 | 0.19599 | n/a
LDNO HV: NHH UMS | 893 | 1&8 | 1.3124 | 0 | 0 | 0 | 0 | 0 | n/a
LDNO HV: LV UMS (Pseudo HH Metered) | 894 | 0 | 11.2487 | 1.0702 | 0.39584 | 0 | 0 | 0 | n/a
LDNO HV: LV Generation NHH | 895 | 8 | -0.664 | 0 | 0 | 0 | 0 | 0 | n/a
LDNO HV: LV Sub Generation NHH | 902 | 8 | -0.603 | 0 | 0 | 0 | 0 | 0 | n/a
LDNO HV: LV Generation Intermittent | 896 | 0 | -0.664 | 0 | 0 | 0 | 0 | 0.22 | n/a
LDNO HV: LV Generation Non-Intermittent | 897 | 0 | -5.264 | -0.522 | -0.1 | 0 | 0 | 0.22 | n/a
LDNO HV: LV Sub Generation Intermittent | 898 | 0 | -0.603 | 0 | 0 | 0 | 0 | 0.192 | n/a
LDNO HV: LV Sub Generation Non-Intermittent | 899 | 0 | -4.764 | -0.474 | -0.093 | 0 | 0 | 0.192 | n/a
LDNO HV: HV Generation Intermittent | 900 | 0 | -0.414 | 0 | 0 | 0 | 0 | 0.155 | n/a
LDNO HV: HV Generation Non-Intermittent | 901 | 0 | -3.211 | -0.326 | -0.072 | 0 | 0 | 0.155 | n/a
Tariffs for Charging Year: Scenario 2
| Open LLFCs | PCs | Unit rate 1 p/kWh | Unit rate 2 p/kWh | Unit rate 3 p/kWh | Fixed charge p/MPAN/day | Capacity charge p/kVA/day | Reactive power charge p/kVArh | Closed LLFCs
Domestic Unrestricted | 100, 105, 800, 860 | 1 | 2.77 | 0 | 0 | 3.72 | 0 | 0 | n/a
Domestic Two Rate | 101, 106, 801, 861, | 2 | 3.111 | 0.227 | 0 | 3.72 | 0 | 0 | n/a
Domestic Off Peak (related MPAN) | n/a | 2 | 0.232 | 0 | 0 | 0 | 0 | 0 | 194, 843
Small Non Domestic Unrestricted | 200, 810, 862 | 3 | 2.226 | 0 | 0 | 6.17 | 0 | 0 | n/a
Small Non Domestic Two Rate | 201, 811, 863 | 4 | 2.839 | 0.264 | 0 | 6.17 | 0 | 0 | n/a
Small Non Domestic Off Peak (related MPAN) | n/a | 4 | 0.25 | 0 | 0 | 0 | 0 | 0 | 294
LV Medium Non-Domestic | 300 | 5-8 | 2.604 | 0.184 | 0 | 44.69 | 0 | 0 | n/a
LV Sub Medium Non-Domestic | 344 | 5-8 | 1.758 | 0.124 | 0 | 3.65 | 0 | 0 | n/a
HV Medium Non-Domestic | 400 | 5-8 | 1.873 | 0.133 | 0 | 137.21 | 0 | 0 | n/a
LV HH Metered | 300 | 0 | 13.796 | 0.972 | 0.144 | 9.41 | 2.45 | 0.443 | n/a
LV Sub HH Metered | 344 | 0 | 13.778 | 0.934 | 0.141 | 6.8 | 2.93 | 0.386 | n/a
HV HH Metered | 400 | 0 | 10.169 | 0.662 | 0.098 | 75.82 | 2.95 | 0.299 | n/a
HV Sub HH Metered | 444 | 0 | 8.877 | 0.573 | 0.088 | 75.82 | 2.37 | 0.275 | n/a
NHH UMS | 701 | 1&8 | 3.561 | 0 | 0 | 0 | 0 | 0 | n/a
LV UMS (Pseudo HH Metered) | 700 | 0 | 30.903 | 2.914 | 1.028 | 0 | 0 | 0 | n/a
LV Generation NHH | 697 | 8 | -0.7 | 0 | 0 | 0 | 0 | 0 | n/a
LV Sub Generation NHH | 717 | 8 | -0.643 | 0 | 0 | 0 | 0 | 0 | n/a
LV Generation Intermittent | 697 | 0 | -0.7 | 0 | 0 | 0 | 0 | 0.231 | n/a
LV Generation Non-Intermittent | 603 | 0 | -5.57 | -0.55 | -0.103 | 0 | 0 | 0.231 | n/a
LV Sub Generation Intermittent | 602 | 0 | -0.643 | 0 | 0 | 0 | 0 | 0.202 | n/a
LV Sub Generation Non-Intermittent | 604 | 0 | -5.099 | -0.505 | -0.097 | 0 | 0 | 0.202 | n/a
HV Generation Intermittent | 698 | 0 | -0.425 | 0 | 0 | 32.59 | 0 | 0.162 | n/a
HV Generation Non-Intermittent | 606 | 0 | -3.304 | -0.334 | -0.073 | 32.59 | 0 | 0.162 | n/a
HV Sub Generation Non-Intermittent | 607 | 0 | -3.312 | -0.335 | -0.073 | 32.59 | 0 | 0.128 | n/a
HV Sub Generation Intermittent | 605 | 0 | -0.425 | 0 | 0 | 32.59 | 0 | 0.128 | n/a
LDNO LV: Domestic Unrestricted | 870 | 1 | 1.911 | 0 | 0 | 2.5664 | 0 | 0 | n/a
LDNO LV: Domestic Two Rate | 871 | 2 | 2.1462 | 0.1566 | 0 | 2.5664 | 0 | 0 | n/a
LDNO LV: Domestic Off Peak (related MPAN) | 872 | 2 | 0.16005 | 0 | 0 | 0 | 0 | 0 | n/a
LDNO LV: Small Non Domestic Unrestricted | 873 | 3 | 1.5357 | 0 | 0 | 4.2566 | 0 | 0 | n/a
LDNO LV: Small Non Domestic Two Rate | 874 | 4 | 1.9586 | 0.18213 | 0 | 4.2566 | 0 | 0 | n/a
LDNO LV: Small Non Domestic Off Peak (related MPAN) | 875 | 4 | 0.17247 | 0 | 0 | 0 | 0 | 0 | n/a
LDNO LV: LV Medium Non-Domestic | 876 | 5-8 | 1.7964 | 0.12694 | 0 | 30.8308 | 0 | 0 | n/a
LDNO LV: LV HH Metered | 877 | 0 | 9.5176 | 0.67056 | 0.099343 | 6.4918 | 1.6902 | 0.30562 | n/a
LDNO LV: NHH UMS | 878 | 1&8 | 2.4567 | 0 | 0 | 0 | 0 | 0 | n/a
LDNO LV: LV UMS (Pseudo HH Metered) | 879 | 0 | 21.3194 | 2.0103 | 0.7092 | 0 | 0 | 0 | n/a
LDNO LV: LV Generation NHH | 880 | 8 | -0.7 | 0 | 0 | 0 | 0 | 0 | n/a
LDNO LV: LV Generation Intermittent | 881 | 0 | -0.7 | 0 | 0 | 0 | 0 | 0.231 | n/a
LDNO LV: LV Generation Non-Intermittent | 882 | 0 | -5.57 | -0.55 | -0.103 | 0 | 0 | 0.231 | n/a
LDNO HV: Domestic Unrestricted | 883 | 1 | 1.0059 | 0 | 0 | 1.3509 | 0 | 0 | n/a
LDNO HV: Domestic Two Rate | 884 | 2 | 1.1298 | 0.082436 | 0 | 1.3509 | 0 | 0 | n/a
LDNO HV: Domestic Off Peak (related MPAN) | 885 | 2 | 0.084252 | 0 | 0 | 0 | 0 | 0 | n/a
LDNO HV: Small Non Domestic Unrestricted | 886 | 3 | 0.80838 | 0 | 0 | 2.2407 | 0 | 0 | n/a
LDNO HV: Small Non Domestic Two Rate | 887 | 4 | 1.031 | 0.095873 | 0 | 2.2407 | 0 | 0 | n/a
LDNO HV: Small Non Domestic Off Peak (related MPAN) | 888 | 4 | 0.090789 | 0 | 0 | 0 | 0 | 0 | n/a
LDNO HV: LV Medium Non-Domestic | 889 | 5-8 | 0.94566 | 0.066821 | 0 | 16.2294 | 0 | 0 | n/a
LDNO HV: LV HH Metered | 890 | 0 | 5.0101 | 0.35299 | 0.052294 | 3.4173 | 0.88973 | 0.16088 | n/a
LDNO HV: LV Sub HH Metered | 891 | 0 | 7.4537 | 0.50528 | 0.076279 | 3.6787 | 1.5851 | 0.20882 | n/a
LDNO HV: HV HH Metered | 892 | 0 | 6.5345 | 0.4254 | 0.062974 | 48.7213 | 1.8956 | 0.19213 | n/a
LDNO HV: NHH UMS | 893 | 1&8 | 1.2932 | 0 | 0 | 0 | 0 | 0 | n/a
LDNO HV: LV UMS (Pseudo HH Metered) | 894 | 0 | 11.2226 | 1.0582 | 0.37332 | 0 | 0 | 0 | n/a
LDNO HV: LV Generation NHH | 895 | 8 | -0.7 | 0 | 0 | 0 | 0 | 0 | n/a
LDNO HV: LV Sub Generation NHH | 902 | 8 | -0.643 | 0 | 0 | 0 | 0 | 0 | n/a
LDNO HV: LV Generation Intermittent | 896 | 0 | -0.7 | 0 | 0 | 0 | 0 | 0.231 | n/a
LDNO HV: LV Generation Non-Intermittent | 897 | 0 | -5.57 | -0.55 | -0.103 | 0 | 0 | 0.231 | n/a
LDNO HV: LV Sub Generation Intermittent | 898 | 0 | -0.643 | 0 | 0 | 0 | 0 | 0.202 | n/a
LDNO HV: LV Sub Generation Non-Intermittent | 899 | 0 | -5.099 | -0.505 | -0.097 | 0 | 0 | 0.202 | n/a
LDNO HV: HV Generation Intermittent | 900 | 0 | -0.425 | 0 | 0 | 0 | 0 | 0.162 | n/a
LDNO HV: HV Generation Non-Intermittent | 901 | 0 | -3.304 | -0.334 | -0.073 | 0 | 0 | 0.162 | n/a
Tariffs for Charging Year: Scenario 3
| Open LLFCs | PCs | Unit rate 1 p/kWh | Unit rate 2 p/kWh | Unit rate 3 p/kWh | Fixed charge p/MPAN/day | Capacity charge p/kVA/day | Reactive power charge p/kVArh | Closed LLFCs
Domestic Unrestricted | 100, 105, 800, 860 | 1 | 2.76 | 0 | 0 | 3.85 | 0 | 0 | n/a
Domestic Two Rate | 101, 106, 801, 861, | 2 | 3.105 | 0.222 | 0 | 3.85 | 0 | 0 | n/a
Domestic Off Peak (related MPAN) | n/a | 2 | 0.228 | 0 | 0 | 0 | 0 | 0 | 194, 843
Small Non Domestic Unrestricted | 200, 810, 862 | 3 | 2.218 | 0 | 0 | 6.57 | 0 | 0 | n/a
Small Non Domestic Two Rate | 201, 811, 863 | 4 | 2.828 | 0.259 | 0 | 6.57 | 0 | 0 | n/a
Small Non Domestic Off Peak (related MPAN) | n/a | 4 | 0.245 | 0 | 0 | 0 | 0 | 0 | 294
LV Medium Non-Domestic | 300 | 5-8 | 2.594 | 0.179 | 0 | 43.84 | 0 | 0 | n/a
LV Sub Medium Non-Domestic | 344 | 5-8 | 1.745 | 0.12 | 0 | 4.06 | 0 | 0 | n/a
HV Medium Non-Domestic | 400 | 5-8 | 1.914 | 0.132 | 0 | 141.02 | 0 | 0 | n/a
LV HH Metered | 300 | 0 | 13.847 | 0.955 | 0.141 | 10.46 | 2.4 | 0.441 | n/a
LV Sub HH Metered | 344 | 0 | 14.053 | 0.935 | 0.14 | 7.56 | 2.66 | 0.391 | n/a
HV HH Metered | 400 | 0 | 10.45 | 0.668 | 0.098 | 84.29 | 2.73 | 0.306 | n/a
HV Sub HH Metered | 444 | 0 | 9.239 | 0.589 | 0.089 | 84.29 | 1.97 | 0.285 | n/a
NHH UMS | 701 | 1&8 | 3.624 | 0 | 0 | 0 | 0 | 0 | n/a
LV UMS (Pseudo HH Metered) | 700 | 0 | 31.009 | 2.953 | 1.099 | 0 | 0 | 0 | n/a
LV Generation NHH | 697 | 8 | -0.656 | 0 | 0 | 0 | 0 | 0 | n/a
LV Sub Generation NHH | 717 | 8 | -0.595 | 0 | 0 | 0 | 0 | 0 | n/a
LV Generation Intermittent | 697 | 0 | -0.656 | 0 | 0 | 0 | 0 | 0.218 | n/a
LV Generation Non-Intermittent | 603 | 0 | -5.204 | -0.516 | -0.099 | 0 | 0 | 0.218 | n/a
LV Sub Generation Intermittent | 602 | 0 | -0.595 | 0 | 0 | 0 | 0 | 0.19 | n/a
LV Sub Generation Non-Intermittent | 604 | 0 | -4.704 | -0.468 | -0.092 | 0 | 0 | 0.19 | n/a
HV Generation Intermittent | 698 | 0 | -0.408 | 0 | 0 | 36.23 | 0 | 0.153 | n/a
HV Generation Non-Intermittent | 606 | 0 | -3.163 | -0.321 | -0.071 | 36.23 | 0 | 0.153 | n/a
HV Sub Generation Non-Intermittent | 607 | 0 | -3.096 | -0.314 | -0.07 | 36.23 | 0 | 0.126 | n/a
HV Sub Generation Intermittent | 605 | 0 | -0.399 | 0 | 0 | 36.23 | 0 | 0.126 | n/a
LDNO LV: Domestic Unrestricted | 870 | 1 | 1.9041 | 0 | 0 | 2.656 | 0 | 0 | n/a
LDNO LV: Domestic Two Rate | 871 | 2 | 2.1421 | 0.15315 | 0 | 2.656 | 0 | 0 | n/a
LDNO LV: Domestic Off Peak (related MPAN) | 872 | 2 | 0.15729 | 0 | 0 | 0 | 0 | 0 | n/a
LDNO LV: Small Non Domestic Unrestricted | 873 | 3 | 1.5302 | 0 | 0 | 4.5325 | 0 | 0 | n/a
LDNO LV: Small Non Domestic Two Rate | 874 | 4 | 1.951 | 0.17868 | 0 | 4.5325 | 0 | 0 | n/a
LDNO LV: Small Non Domestic Off Peak (related MPAN) | 875 | 4 | 0.16902 | 0 | 0 | 0 | 0 | 0 | n/a
LDNO LV: LV Medium Non-Domestic | 876 | 5-8 | 1.7896 | 0.12349 | 0 | 30.2444 | 0 | 0 | n/a
LDNO LV: LV HH Metered | 877 | 0 | 9.5528 | 0.65884 | 0.097273 | 7.2162 | 1.6557 | 0.30424 | n/a
LDNO LV: NHH UMS | 878 | 1&8 | 2.5001 | 0 | 0 | 0 | 0 | 0 | n/a
LDNO LV: LV UMS (Pseudo HH Metered) | 879 | 0 | 21.3925 | 2.0372 | 0.75818 | 0 | 0 | 0 | n/a
LDNO LV: LV Generation NHH | 880 | 8 | -0.656 | 0 | 0 | 0 | 0 | 0 | n/a
LDNO LV: LV Generation Intermittent | 881 | 0 | -0.656 | 0 | 0 | 0 | 0 | 0.218 | n/a
LDNO LV: LV Generation Non-Intermittent | 882 | 0 | -5.204 | -0.516 | -0.099 | 0 | 0 | 0.218 | n/a
LDNO HV: Domestic Unrestricted | 883 | 1 | 1.0023 | 0 | 0 | 1.3981 | 0 | 0 | n/a
LDNO HV: Domestic Two Rate | 884 | 2 | 1.1276 | 0.080621 | 0 | 1.3981 | 0 | 0 | n/a
LDNO HV: Domestic Off Peak (related MPAN) | 885 | 2 | 0.082799 | 0 | 0 | 0 | 0 | 0 | n/a
LDNO HV: Small Non Domestic Unrestricted | 886 | 3 | 0.80548 | 0 | 0 | 2.3859 | 0 | 0 | n/a
LDNO HV: Small Non Domestic Two Rate | 887 | 4 | 1.027 | 0.094057 | 0 | 2.3859 | 0 | 0 | n/a
LDNO HV: Small Non Domestic Off Peak (related MPAN) | 888 | 4 | 0.088973 | 0 | 0 | 0 | 0 | 0 | n/a
LDNO HV: LV Medium Non-Domestic | 889 | 5-8 | 0.94203 | 0.065005 | 0 | 15.9207 | 0 | 0 | n/a
LDNO HV: LV HH Metered | 890 | 0 | 5.0286 | 0.34681 | 0.051205 | 3.7986 | 0.87157 | 0.16015 | n/a
LDNO HV: LV Sub HH Metered | 891 | 0 | 7.6025 | 0.50582 | 0.075738 | 4.0898 | 1.439 | 0.21153 | n/a
LDNO HV: HV HH Metered | 892 | 0 | 6.7151 | 0.42925 | 0.062974 | 54.164 | 1.7543 | 0.19663 | n/a
LDNO HV: NHH UMS | 893 | 1&8 | 1.3161 | 0 | 0 | 0 | 0 | 0 | n/a
LDNO HV: LV UMS (Pseudo HH Metered) | 894 | 0 | 11.2611 | 1.0724 | 0.39911 | 0 | 0 | 0 | n/a
LDNO HV: LV Generation NHH | 895 | 8 | -0.656 | 0 | 0 | 0 | 0 | 0 | n/a
LDNO HV: LV Sub Generation NHH | 902 | 8 | -0.595 | 0 | 0 | 0 | 0 | 0 | n/a
LDNO HV: LV Generation Intermittent | 896 | 0 | -0.656 | 0 | 0 | 0 | 0 | 0.218 | n/a
LDNO HV: LV Generation Non-Intermittent | 897 | 0 | -5.204 | -0.516 | -0.099 | 0 | 0 | 0.218 | n/a
LDNO HV: LV Sub Generation Intermittent | 898 | 0 | -0.595 | 0 | 0 | 0 | 0 | 0.19 | n/a
LDNO HV: LV Sub Generation Non-Intermittent | 899 | 0 | -4.704 | -0.468 | -0.092 | 0 | 0 | 0.19 | n/a
LDNO HV: HV Generation Intermittent | 900 | 0 | -0.408 | 0 | 0 | 0 | 0 | 0.153 | n/a
LDNO HV: HV Generation Non-Intermittent | 901 | 0 | -3.163 | -0.321 | -0.071 | 0 | 0 | 0.153 | n/a
Tariffs for Charging Year: Scenario 4
| Open LLFCs | PCs | Unit rate 1 p/kWh | Unit rate 2 p/kWh | Unit rate 3 p/kWh | Fixed charge p/MPAN/day | Capacity charge p/kVA/day | Reactive power charge p/kVArh | Closed LLFCs
Domestic Unrestricted | 100, 105, 800, 860 | 1 | 2.764 | 0 | 0 | 3.8 | 0 | 0 | n/a
Domestic Two Rate | 101, 106, 801, 861, | 2 | 3.107 | 0.225 | 0 | 3.8 | 0 | 0 | n/a
Domestic Off Peak (related MPAN) | n/a | 2 | 0.23 | 0 | 0 | 0 | 0 | 0 | 194, 843
Small Non Domestic Unrestricted | 200, 810, 862 | 3 | 2.221 | 0 | 0 | 6.41 | 0 | 0 | n/a
Small Non Domestic Two Rate | 201, 811, 863 | 4 | 2.832 | 0.262 | 0 | 6.41 | 0 | 0 | n/a
Small Non Domestic Off Peak (related MPAN) | n/a | 4 | 0.248 | 0 | 0 | 0 | 0 | 0 | 294
LV Medium Non-Domestic | 300 | 5-8 | 2.598 | 0.182 | 0 | 44.05 | 0 | 0 | n/a
LV Sub Medium Non-Domestic | 344 | 5-8 | 1.747 | 0.122 | 0 | 3.91 | 0 | 0 | n/a
HV Medium Non-Domestic | 400 | 5-8 | 1.905 | 0.134 | 0 | 138.76 | 0 | 0 | n/a
LV HH Metered | 300 | 0 | 13.81 | 0.961 | 0.143 | 10.06 | 2.43 | 0.442 | n/a
LV Sub HH Metered | 344 | 0 | 13.984 | 0.94 | 0.142 | 7.27 | 2.7 | 0.391 | n/a
HV HH Metered | 400 | 0 | 10.37 | 0.67 | 0.099 | 81.08 | 2.77 | 0.305 | n/a
HV Sub HH Metered | 444 | 0 | 9.164 | 0.59 | 0.09 | 81.08 | 2.01 | 0.283 | n/a
NHH UMS | 701 | 1&8 | 3.6 | 0 | 0 | 0 | 0 | 0 | n/a
LV UMS (Pseudo HH Metered) | 700 | 0 | 30.947 | 2.939 | 1.075 | 0 | 0 | 0 | n/a
LV Generation NHH | 697 | 8 | -0.673 | 0 | 0 | 0 | 0 | 0 | n/a
LV Sub Generation NHH | 717 | 8 | -0.612 | 0 | 0 | 0 | 0 | 0 | n/a
LV Generation Intermittent | 697 | 0 | -0.673 | 0 | 0 | 0 | 0 | 0.223 | n/a
LV Generation Non-Intermittent | 603 | 0 | -5.338 | -0.53 | -0.102 | 0 | 0 | 0.223 | n/a
LV Sub Generation Intermittent | 602 | 0 | -0.612 | 0 | 0 | 0 | 0 | 0.195 | n/a
LV Sub Generation Non-Intermittent | 604 | 0 | -4.832 | -0.481 | -0.095 | 0 | 0 | 0.195 | n/a
HV Generation Intermittent | 698 | 0 | -0.419 | 0 | 0 | 34.85 | 0 | 0.157 | n/a
HV Generation Non-Intermittent | 606 | 0 | -3.252 | -0.331 | -0.073 | 34.85 | 0 | 0.157 | n/a
HV Sub Generation Non-Intermittent | 607 | 0 | -3.187 | -0.324 | -0.072 | 34.85 | 0 | 0.13 | n/a
HV Sub Generation Intermittent | 605 | 0 | -0.411 | 0 | 0 | 34.85 | 0 | 0.13 | n/a
LDNO LV: Domestic Unrestricted | 870 | 1 | 1.9068 | 0 | 0 | 2.6215 | 0 | 0 | n/a
LDNO LV: Domestic Two Rate | 871 | 2 | 2.1435 | 0.15522 | 0 | 2.6215 | 0 | 0 | n/a
LDNO LV: Domestic Off Peak (related MPAN) | 872 | 2 | 0.15867 | 0 | 0 | 0 | 0 | 0 | n/a
LDNO LV: Small Non Domestic Unrestricted | 873 | 3 | 1.5322 | 0 | 0 | 4.4221 | 0 | 0 | n/a
LDNO LV: Small Non Domestic Two Rate | 874 | 4 | 1.9537 | 0.18075 | 0 | 4.4221 | 0 | 0 | n/a
LDNO LV: Small Non Domestic Off Peak (related MPAN) | 875 | 4 | 0.17109 | 0 | 0 | 0 | 0 | 0 | n/a
LDNO LV: LV Medium Non-Domestic | 876 | 5-8 | 1.7923 | 0.12556 | 0 | 30.3892 | 0 | 0 | n/a
LDNO LV: LV HH Metered | 877 | 0 | 9.5273 | 0.66298 | 0.098653 | 6.9402 | 1.6764 | 0.30493 | n/a
LDNO LV: NHH UMS | 878 | 1&8 | 2.4836 | 0 | 0 | 0 | 0 | 0 | n/a
LDNO LV: LV UMS (Pseudo HH Metered) | 879 | 0 | 21.3497 | 2.0276 | 0.74162 | 0 | 0 | 0 | n/a
LDNO LV: LV Generation NHH | 880 | 8 | -0.673 | 0 | 0 | 0 | 0 | 0 | n/a
LDNO LV: LV Generation Intermittent | 881 | 0 | -0.673 | 0 | 0 | 0 | 0 | 0.223 | n/a
LDNO LV: LV Generation Non-Intermittent | 882 | 0 | -5.338 | -0.53 | -0.102 | 0 | 0 | 0.223 | n/a
LDNO HV: Domestic Unrestricted | 883 | 1 | 1.0038 | 0 | 0 | 1.38 | 0 | 0 | n/a
LDNO HV: Domestic Two Rate | 884 | 2 | 1.1283 | 0.08171 | 0 | 1.38 | 0 | 0 | n/a
LDNO HV: Domestic Off Peak (related MPAN) | 885 | 2 | 0.083526 | 0 | 0 | 0 | 0 | 0 | n/a
LDNO HV: Small Non Domestic Unrestricted | 886 | 3 | 0.80657 | 0 | 0 | 2.3278 | 0 | 0 | n/a
LDNO HV: Small Non Domestic Two Rate | 887 | 4 | 1.0285 | 0.095147 | 0 | 2.3278 | 0 | 0 | n/a
LDNO HV: Small Non Domestic Off Peak (related MPAN) | 888 | 4 | 0.090063 | 0 | 0 | 0 | 0 | 0 | n/a
LDNO HV: LV Medium Non-Domestic | 889 | 5-8 | 0.94348 | 0.066094 | 0 | 15.997 | 0 | 0 | n/a
LDNO HV: LV HH Metered | 890 | 0 | 5.0152 | 0.34899 | 0.051931 | 3.6533 | 0.88247 | 0.16051 | n/a
LDNO HV: LV Sub HH Metered | 891 | 0 | 7.5651 | 0.50853 | 0.07682 | 3.933 | 1.4607 | 0.21153 | n/a
LDNO HV: HV HH Metered | 892 | 0 | 6.6637 | 0.43054 | 0.063617 | 52.1013 | 1.78 | 0.19599 | n/a
LDNO HV: NHH UMS | 893 | 1&8 | 1.3074 | 0 | 0 | 0 | 0 | 0 | n/a
LDNO HV: LV UMS (Pseudo HH Metered) | 894 | 0 | 11.2386 | 1.0673 | 0.39039 | 0 | 0 | 0 | n/a
LDNO HV: LV Generation NHH | 895 | 8 | -0.673 | 0 | 0 | 0 | 0 | 0 | n/a
LDNO HV: LV Sub Generation NHH | 902 | 8 | -0.612 | 0 | 0 | 0 | 0 | 0 | n/a
LDNO HV: LV Generation Intermittent | 896 | 0 | -0.673 | 0 | 0 | 0 | 0 | 0.223 | n/a
LDNO HV: LV Generation Non-Intermittent | 897 | 0 | -5.338 | -0.53 | -0.102 | 0 | 0 | 0.223 | n/a
LDNO HV: LV Sub Generation Intermittent | 898 | 0 | -0.612 | 0 | 0 | 0 | 0 | 0.195 | n/a
LDNO HV: LV Sub Generation Non-Intermittent | 899 | 0 | -4.832 | -0.481 | -0.095 | 0 | 0 | 0.195 | n/a
LDNO HV: HV Generation Intermittent | 900 | 0 | -0.419 | 0 | 0 | 0 | 0 | 0.157 | n/a
LDNO HV: HV Generation Non-Intermittent | 901 | 0 | -3.252 | -0.331 | -0.073 | 0 | 0 | 0.157 | n/a

## 500MW model - typical bill
| Y | Y+1 | Y+2 | Y+3 | Y+4
TARIFF | Base Model | Scenario 1 | Scenario 2 | Scenario 3 | Scenario 4
> Domestic Unrestricted
Domestic Unrestricted | 111.4965 | 111.4564 | 111.3751 | 111.4965 | 111.4552
LDNO LV: Domestic Unrestricted | 62.9893 | 62.9465 | 62.855 | 62.9893 | 62.9406
LDNO HV: Domestic Unrestricted | 29.4816 | 29.455 | 29.3976 | 29.4816 | 29.4506
> Domestic Two Rate
Domestic Two Rate | 126.4011 | 126.3581 | 126.3071 | 126.4011 | 126.3931
LDNO LV: Domestic Two Rate
LDNO HV: Domestic Two Rate
> Domestic Off Peak (related MPAN)
Domestic Off Peak (related MPAN)
LDNO LV: Domestic Off Peak (related MPAN)
LDNO HV: Domestic Off Peak (related MPAN)
> Small Non Domestic Unrestricted
Small Non Domestic Unrestricted | 333.9882 | 334.0122 | 333.6829 | 334.0247 | 333.86
LDNO LV: Small Non Domestic Unrestricted | 184.7285 | 184.7039 | 184.3531 | 184.7536 | 184.5783
LDNO HV: Small Non Domestic Unrestricted | 162.315 | 162.3608 | 162.3522 | 162.3283 | 162.324
> Small Non Domestic Two Rate
Small Non Domestic Two Rate | 468.1193 | 468.242 | 468.5868 | 468.006 | 468.2569
LDNO LV: Small Non Domestic Two Rate
LDNO HV: Small Non Domestic Two Rate | 1076.235 | 1076.9378 | 1079.6961 | 1075.8755 | 1077.3047
> Small Non Domestic Off Peak (related MPAN)
Small Non Domestic Off Peak (related MPAN)
LDNO LV: Small Non Domestic Off Peak (related MPAN)
LDNO HV: Small Non Domestic Off Peak (related MPAN)
> LV Medium Non-Domestic
LV Medium Non-Domestic | 2496.2502 | 2497.4105 | 2508.4515 | 2495.2938 | 2500.3266
LDNO LV: LV Medium Non-Domestic
LDNO HV: LV Medium Non-Domestic | 837.0331 | 837.3003 | 840.9865 | 836.7088 | 838.2822
> LV Sub Medium Non-Domestic
LV Sub Medium Non-Domestic
> HV Medium Non-Domestic
HV Medium Non-Domestic | 1672.6653 | 1669.6384 | 1635.927 | 1673.9888 | 1660.7525
> LV HH Metered
LV HH Metered | 9560.4052 | 9562.9365 | 9620.3969 | 9561.6671 | 9585.746
LDNO LV: LV HH Metered
LDNO HV: LV HH Metered
> LV Sub HH Metered
LV Sub HH Metered | 8928.4438 | 8932.8953 | 9208.0911 | 8928.2447 | 8973.8481
LDNO HV: LV Sub HH Metered
> HV HH Metered
HV HH Metered | 59382.5924 | 59434.8414 | 59383.3692 | 59386.3564 | 59367.3537
LDNO HV: HV HH Metered
> HV Sub HH Metered
HV Sub HH Metered
> NHH UMS
NHH UMS
LDNO LV: NHH UMS
LDNO HV: NHH UMS
> LV UMS (Pseudo HH Metered)
LV UMS (Pseudo HH Metered)
LDNO LV: LV UMS (Pseudo HH Metered)
LDNO HV: LV UMS (Pseudo HH Metered)
> LV Generation NHH
LV Generation NHH
LDNO LV: LV Generation NHH
LDNO HV: LV Generation NHH
> LV Sub Generation NHH
LV Sub Generation NHH
LDNO HV: LV Sub Generation NHH
> LV Generation Intermittent
LV Generation Intermittent
LDNO LV: LV Generation Intermittent
LDNO HV: LV Generation Intermittent
> LV Generation Non-Intermittent
LV Generation Non-Intermittent
LDNO LV: LV Generation Non-Intermittent
LDNO HV: LV Generation Non-Intermittent
> LV Sub Generation Intermittent
LV Sub Generation Intermittent
LDNO HV: LV Sub Generation Intermittent
> LV Sub Generation Non-Intermittent
LV Sub Generation Non-Intermittent
LDNO HV: LV Sub Generation Non-Intermittent
> HV Generation Intermittent
HV Generation Intermittent | -11023.8391 | -11161.8247 | -11473.0062 | -10996.1533 | -11301.226
LDNO HV: HV Generation Intermittent
> HV Generation Non-Intermittent
HV Generation Non-Intermittent | -24555.5448 | -24870.1662 | -25536.6046 | -24493.5365 | -25215.8408
LDNO HV: HV Generation Non-Intermittent
> HV Sub Generation Non-Intermittent
HV Sub Generation Non-Intermittent
> HV Sub Generation Intermittent
HV Sub Generation Intermittent

## LV SM - summary
Tariff Comparison
Scenario 1 vs Base | [6 empty] | Scenario 3 vs Base
| Unit rate 1 p/kWh | Unit rate 2 p/kWh | Unit rate 3 p/kWh | Fixed charge p/MPAN/day | Capacity charge p/kVA/day | Reactive power charge p/kVArh |  | Unit rate 1 p/kWh | Unit rate 2 p/kWh | Unit rate 3 p/kWh | Fixed charge p/MPAN/day | Capacity charge p/kVA/day | Reactive power charge p/kVArh
Domestic Unrestricted | -0.03602% |  |  | 0.551% |  |  | Domestic Unrestricted | 0.03602% |  |  | 0%
Domestic Two Rate | -0.03207% | -0.4386% |  | 0.551% |  |  | Domestic Two Rate | 0.03207% | 0% |  | 0%
Domestic Off Peak (related MPAN) | 0% | [5 empty] | Domestic Off Peak (related MPAN) | 0%
Small Non Domestic Unrestricted | -0.04482% |  |  | 1.739% |  |  | Small Non Domestic Unrestricted | 0.04482% |  |  | -0.1739%
Small Non Domestic Two Rate | -0.07027% | 0% |  | 1.739% |  |  | Small Non Domestic Two Rate | 0% | 0% |  | -0.1739%
Small Non Domestic Off Peak (related MPAN) | -0.3984% | [5 empty] | Small Non Domestic Off Peak (related MPAN) | 0%
LV Medium Non-Domestic | -0.03831% | 0% |  | -0.0668% |  |  | LV Medium Non-Domestic | 0.03831% | 0% |  | 0%
LV Sub Medium Non-Domestic | -0.05675% | 0% |  | 2% |  |  | LV Sub Medium Non-Domestic | 0% | 0% |  | -0.2857%
HV Medium Non-Domestic | 0% | 0% |  | -0.2383% |  |  | HV Medium Non-Domestic | 0.05333% | 0% |  | 0.05055%
LV HH Metered | -0.04342% | 0% | 0% | 6.363% | 0% | 0% | LV HH Metered | 0.007236% | 0.1027% | 0% | -0.2401% | 0% | 0%
LV Sub HH Metered | -0.029% | 0% | -0.7042% | 2.853% | -0.339% | 0% | LV Sub HH Metered | 0.00725% | 0% | 0% | -0.317% | 0% | 0%
HV HH Metered | -0.02947% | 0% | 0% | -0.2741% | 0% | 0% | HV HH Metered | 0% | 0% | 0% | 0.05221% | 0% | 0%
HV Sub HH Metered | -0.02251% | 0% | 0% | -0.2741% | -0.4184% | 0% | HV Sub HH Metered | 0% | 0% | 0% | 0.05221% | 0% | 0%
NHH UMS | 0.4237% | [5 empty] | NHH UMS | -0.0565%
LV UMS (Pseudo HH Metered) | -0.009693% | 0.5187% | 1.7% |  |  |  | LV UMS (Pseudo HH Metered) | 0.003231% | -0.06916% | -0.2%
Scenario 2 vs Base | [6 empty] | Scenario 4 vs Base
| Unit rate 1 p/kWh | Unit rate 2 p/kWh | Unit rate 3 p/kWh | Fixed charge p/MPAN/day | Capacity charge p/kVA/day | Reactive power charge p/kVArh |  | Unit rate 1 p/kWh | Unit rate 2 p/kWh | Unit rate 3 p/kWh | Fixed charge p/MPAN/day | Capacity charge p/kVA/day | Reactive power charge p/kVArh
Domestic Unrestricted | -0.2161% |  |  | 2.479% |  |  | Domestic Unrestricted | -0.1081% |  |  | 1.377%
Domestic Two Rate | -0.2245% | -0.4386% |  | 2.479% |  |  | Domestic Two Rate | -0.09622% | -0.4386% |  | 1.377%
Domestic Off Peak (related MPAN) | -0.4292% | [5 empty] | Domestic Off Peak (related MPAN) | 0%
Small Non Domestic Unrestricted | -0.2241% |  |  | 7.304% |  |  | Small Non Domestic Unrestricted | -0.08965% |  |  | 2.261%
Small Non Domestic Two Rate | -0.246% | -0.3774% |  | 7.304% |  |  | Small Non Domestic Two Rate | -0.1405% | 0% |  | 2.261%
Small Non Domestic Off Peak (related MPAN) | -0.3984% | [5 empty] | Small Non Domestic Off Peak (related MPAN) | -0.3984%
LV Medium Non-Domestic | -0.2299% | 0% |  | -0.4899% |  |  | LV Medium Non-Domestic | -0.1149% | 0% |  | -0.0668%
LV Sub Medium Non-Domestic | -0.227% | 0% |  | 4.286% |  |  | LV Sub Medium Non-Domestic | -0.1135% | 0% |  | 3.714%
HV Medium Non-Domestic | -0.1067% | 0% |  | -0.9171% |  |  | HV Medium Non-Domestic | -0.05333% | 0% |  | -0.4766%
LV HH Metered | -0.1737% | -0.2053% | -0.6897% | 12.97% | -0.8097% | -0.2252% | LV HH Metered | -0.09407% | -0.1027% | 0% | 3.721% | -0.4049% | -0.2252%
LV Sub HH Metered | -0.116% | -0.107% | -0.7042% | 7.765% | -0.678% | 0% | LV Sub HH Metered | -0.058% | 0% | -0.7042% | 3.645% | -0.339% | 0%
HV HH Metered | -0.09824% | -0.1508% | 0% | -1.031% | -0.6734% | -0.3333% | HV HH Metered | -0.04912% | -0.1508% | 0% | -0.5482% | -0.3367% | 0%
HV Sub HH Metered | -0.09004% | -0.1742% | 0% | -1.031% | -0.8368% | 0% | HV Sub HH Metered | -0.04502% | -0.1742% | 0% | -0.5482% | -0.4184% | 0%
NHH UMS | 0.5932% | [5 empty] | NHH UMS | 0.5932%
LV UMS (Pseudo HH Metered) | -0.1519% | 0.7607% | 2.8% |  |  |  | LV UMS (Pseudo HH Metered) | -0.04847% | 0.7261% | 2.4%
Scenario 2 vs Scenario 1 | [6 empty] | Scenario 4 vs Scenario 3
| Unit rate 1 p/kWh | Unit rate 2 p/kWh | Unit rate 3 p/kWh | Fixed charge p/MPAN/day | Capacity charge p/kVA/day | Reactive power charge p/kVArh |  | Unit rate 1 p/kWh | Unit rate 2 p/kWh | Unit rate 3 p/kWh | Fixed charge p/MPAN/day | Capacity charge p/kVA/day | Reactive power charge p/kVArh
Domestic Unrestricted | -0.1802% |  |  | 1.918% |  |  | Domestic Unrestricted | -0.144% |  |  | 1.377%
Domestic Two Rate | -0.1925% | 0% |  | 1.918% |  |  | Domestic Two Rate | -0.1282% | -0.4386% |  | 1.377%
Domestic Off Peak (related MPAN) | -0.4292% | [5 empty] | Domestic Off Peak (related MPAN) | 0%
Small Non Domestic Unrestricted | -0.1794% |  |  | 5.47% |  |  | Small Non Domestic Unrestricted | -0.1344% |  |  | 2.439%
Small Non Domestic Two Rate | -0.1758% | -0.3774% |  | 5.47% |  |  | Small Non Domestic Two Rate | -0.1405% | 0% |  | 2.439%
Small Non Domestic Off Peak (related MPAN) | 0% | [5 empty] | Small Non Domestic Off Peak (related MPAN) | -0.3984%
LV Medium Non-Domestic | -0.1916% | 0% |  | -0.4234% |  |  | LV Medium Non-Domestic | -0.1532% | 0% |  | -0.0668%
LV Sub Medium Non-Domestic | -0.1704% | 0% |  | 2.241% |  |  | LV Sub Medium Non-Domestic | -0.1135% | 0% |  | 4.011%
HV Medium Non-Domestic | -0.1067% | 0% |  | -0.6804% |  |  | HV Medium Non-Domestic | -0.1066% | 0% |  | -0.5269%
LV HH Metered | -0.1303% | -0.2053% | -0.6897% | 6.208% | -0.8097% | -0.2252% | LV HH Metered | -0.1013% | -0.2051% | 0% | 3.971% | -0.4049% | -0.2252%
LV Sub HH Metered | -0.08702% | -0.107% | 0% | 4.777% | -0.3401% | 0% | LV Sub HH Metered | -0.06524% | 0% | -0.7042% | 3.975% | -0.339% | 0%
HV HH Metered | -0.06879% | -0.1508% | 0% | -0.7592% | -0.6734% | -0.3333% | HV HH Metered | -0.04912% | -0.1508% | 0% | -0.6001% | -0.3367% | 0%
HV Sub HH Metered | -0.06754% | -0.1742% | 0% | -0.7592% | -0.4202% | 0% | HV Sub HH Metered | -0.04502% | -0.1742% | 0% | -0.6001% | -0.4184% | 0%
NHH UMS | 0.1688% | [5 empty] | NHH UMS | 0.6501%
LV UMS (Pseudo HH Metered) | -0.1422% | 0.2408% | 1.082% |  |  |  | LV UMS (Pseudo HH Metered) | -0.05169% | 0.7958% | 2.605%
Typical Bill Comparison
| Percentage Change |  |  | Absolute Change (£) |  |  |  | Percentage Change |  |  | Absolute Change (£)
TARIFF | Scenario 1 vs Base | Scenario 2 vs Base | Scenario 2 vs Scenario 1 | Scenario 1 vs Base | Scenario 2 vs Base | Scenario 2 vs Scenario 1 | TARIFF | Scenario 3 vs Base | Scenario 4 vs Base | Scenario 4 vs Scenario 3 | Scenario 3 vs Base | Scenario 4 vs Base | Scenario 4 vs Scenario 3
> Domestic Unrestricted | [6 empty] | > Domestic Unrestricted
Domestic Unrestricted | 0.03388% | 0.1049% | 0.07096% | 0.037694 | 0.11667 | 0.078971 | Domestic Unrestricted | 0.03173% | 0.06883% | 0.03709% | 0.035306 | 0.076583 | 0.041277
LDNO LV: Domestic Unrestricted | 0.04949% | 0.1765% | 0.127% | 0.031052 | 0.11077 | 0.079716 | LDNO LV: Domestic Unrestricted | 0.03078% | 0.1083% | 0.07754% | 0.01931 | 0.067974 | 0.048664
LDNO HV: Domestic Unrestricted | 0.06027% | 0.226% | 0.1657% | 0.017678 | 0.0663 | 0.048623 | LDNO HV: Domestic Unrestricted | 0.03011% | 0.1356% | 0.1055% | 0.0088327 | 0.039778 | 0.030945
> Domestic Two Rate | [6 empty] | > Domestic Two Rate
Domestic Two Rate | 0.00288% | 0.04544% | 0.04256% | 0.0036354 | 0.057367 | 0.053732 | Domestic Two Rate | 0.02664% | 0.03634% | 0.009701% | 0.033628 | 0.045879 | 0.012251
LDNO LV: Domestic Two Rate | [6 empty] | LDNO LV: Domestic Two Rate
LDNO HV: Domestic Two Rate | [6 empty] | LDNO HV: Domestic Two Rate
> Domestic Off Peak (related MPAN) | [6 empty] | > Domestic Off Peak (related MPAN)
Domestic Off Peak (related MPAN) | [6 empty] | Domestic Off Peak (related MPAN)
LDNO LV: Domestic Off Peak (related MPAN) | [6 empty] | LDNO LV: Domestic Off Peak (related MPAN)
LDNO HV: Domestic Off Peak (related MPAN) | [6 empty] | LDNO HV: Domestic Off Peak (related MPAN)
> Small Non Domestic Unrestricted | [6 empty] | > Small Non Domestic Unrestricted
Small Non Domestic Unrestricted | 0.06766% | 0.2506% | 0.1828% | 0.22521 | 0.83407 | 0.60886 | Small Non Domestic Unrestricted | 0.03103% | 0.05856% | 0.02752% | 0.10329 | 0.19493 | 0.091644
LDNO LV: Small Non Domestic Unrestricted | 0.0958% | 0.3693% | 0.2733% | 0.17597 | 0.67839 | 0.50243 | LDNO LV: Small Non Domestic Unrestricted | 0.02758% | 0.09564% | 0.06804% | 0.050658 | 0.17567 | 0.12501
LDNO HV: Small Non Domestic Unrestricted | 0.03903% | 0.1298% | 0.0907% | 0.063291 | 0.21042 | 0.14712 | LDNO HV: Small Non Domestic Unrestricted | 0.03454% | 0.02084% | -0.01369% | 0.056005 | 0.033796 | -0.022209
> Small Non Domestic Two Rate | [6 empty] | > Small Non Domestic Two Rate
Small Non Domestic Two Rate | 0.01396% | 0.08666% | 0.07269% | 0.065369 | 0.40573 | 0.34036 | Small Non Domestic Two Rate | -0.007796% | -0.02665% | -0.01885% | -0.0365 | -0.12476 | -0.088262
LDNO LV: Small Non Domestic Two Rate | [6 empty] | LDNO LV: Small Non Domestic Two Rate
LDNO HV: Small Non Domestic Two Rate | -0.05666% | -0.1944% | -0.1378% | -0.61299 | -2.1028 | -1.4898 | LDNO HV: Small Non Domestic Two Rate | -0.001225% | -0.1219% | -0.1207% | -0.013255 | -1.3188 | -1.3055
> Small Non Domestic Off Peak (related MPAN) | [6 empty] | > Small Non Domestic Off Peak (related MPAN)
Small Non Domestic Off Peak (related MPAN) | [6 empty] | Small Non Domestic Off Peak (related MPAN)
LDNO LV: Small Non Domestic Off Peak (related MPAN) | [6 empty] | LDNO LV: Small Non Domestic Off Peak (related MPAN)
LDNO HV: Small Non Domestic Off Peak (related MPAN) | [6 empty] | LDNO HV: Small Non Domestic Off Peak (related MPAN)
> LV Medium Non-Domestic | [6 empty] | > LV Medium Non-Domestic
LV Medium Non-Domestic | -0.03949% | -0.2427% | -0.2033% | -0.99291 | -6.1035 | -5.1105 | LV Medium Non-Domestic | 0.03513% | -0.1098% | -0.1448% | 0.88341 | -2.7597 | -3.6431
LDNO LV: LV Medium Non-Domestic | [6 empty] | LDNO LV: LV Medium Non-Domestic
LDNO HV: LV Medium Non-Domestic | -0.04004% | -0.2465% | -0.2065% | -0.33753 | -2.0782 | -1.7406 | LDNO HV: LV Medium Non-Domestic | 0.03532% | -0.1107% | -0.1459% | 0.29776 | -0.93305 | -1.2308
> LV Sub Medium Non-Domestic | [6 empty] | > LV Sub Medium Non-Domestic
LV Sub Medium Non-Domestic | [6 empty] | LV Sub Medium Non-Domestic
> HV Medium Non-Domestic | [6 empty] | > HV Medium Non-Domestic
HV Medium Non-Domestic | -0.07337% | -0.3546% | -0.2815% | -1.2045 | -5.8224 | -4.6179 | HV Medium Non-Domestic | 0.05171% | -0.1829% | -0.2345% | 0.84897 | -3.0025 | -3.8514
> LV HH Metered | [6 empty] | > LV HH Metered
LV HH Metered | -0.003082% | -0.2698% | -0.2668% | -0.29734 | -26.0305 | -25.7332 | LV HH Metered | 0.0275% | -0.1405% | -0.168% | 2.653 | -13.5545 | -16.2075
LDNO LV: LV HH Metered | [6 empty] | LDNO LV: LV HH Metered
LDNO HV: LV HH Metered | [6 empty] | LDNO HV: LV HH Metered
> LV Sub HH Metered | [6 empty] | > LV Sub HH Metered
LV Sub HH Metered | -0.1596% | -0.3407% | -0.1814% | -14.7423 | -31.4787 | -16.7364 | LV Sub HH Metered | 0.001922% | -0.1684% | -0.1703% | 0.17758 | -15.5622 | -15.7397
LDNO HV: LV Sub HH Metered | [6 empty] | LDNO HV: LV Sub HH Metered
> HV HH Metered | [6 empty] | > HV HH Metered
HV HH Metered | -0.0165% | -0.2463% | -0.2299% | -9.8246 | -146.6443 | -136.8196 | HV HH Metered | 0.0002453% | -0.136% | -0.1362% | 0.146 | -80.9387 | -81.0847
LDNO HV: HV HH Metered | [6 empty] | LDNO HV: HV HH Metered
> HV Sub HH Metered | [6 empty] | > HV Sub HH Metered
HV Sub HH Metered | [6 empty] | HV Sub HH Metered
> NHH UMS | [6 empty] | > NHH UMS
NHH UMS | [6 empty] | NHH UMS
LDNO LV: NHH UMS | [6 empty] | LDNO LV: NHH UMS
LDNO HV: NHH UMS | [6 empty] | LDNO HV: NHH UMS
> LV UMS (Pseudo HH Metered) | [6 empty] | > LV UMS (Pseudo HH Metered)
LV UMS (Pseudo HH Metered) | [6 empty] | LV UMS (Pseudo HH Metered)
LDNO LV: LV UMS (Pseudo HH Metered) | [6 empty] | LDNO LV: LV UMS (Pseudo HH Metered)
LDNO HV: LV UMS (Pseudo HH Metered) | [6 empty] | LDNO HV: LV UMS (Pseudo HH Metered)
> LV Generation NHH | [6 empty] | > LV Generation NHH
LV Generation NHH | [6 empty] | LV Generation NHH
LDNO LV: LV Generation NHH | [6 empty] | LDNO LV: LV Generation NHH
LDNO HV: LV Generation NHH | [6 empty] | LDNO HV: LV Generation NHH
> LV Sub Generation NHH | [6 empty] | > LV Sub Generation NHH
LV Sub Generation NHH | [6 empty] | LV Sub Generation NHH
LDNO HV: LV Sub Generation NHH | [6 empty] | LDNO HV: LV Sub Generation NHH
> LV Generation Intermittent | [6 empty] | > LV Generation Intermittent
LV Generation Intermittent | [6 empty] | LV Generation Intermittent
LDNO LV: LV Generation Intermittent | [6 empty] | LDNO LV: LV Generation Intermittent
LDNO HV: LV Generation Intermittent | [6 empty] | LDNO HV: LV Generation Intermittent
> LV Generation Non-Intermittent | [6 empty] | > LV Generation Non-Intermittent
LV Generation Non-Intermittent | [6 empty] | LV Generation Non-Intermittent
LDNO LV: LV Generation Non-Intermittent | [6 empty] | LDNO LV: LV Generation Non-Intermittent
LDNO HV: LV Generation Non-Intermittent | [6 empty] | LDNO HV: LV Generation Non-Intermittent
> LV Sub Generation Intermittent | [6 empty] | > LV Sub Generation Intermittent
LV Sub Generation Intermittent | [6 empty] | LV Sub Generation Intermittent
LDNO HV: LV Sub Generation Intermittent | [6 empty] | LDNO HV: LV Sub Generation Intermittent
> LV Sub Generation Non-Intermittent | [6 empty] | > LV Sub Generation Non-Intermittent
LV Sub Generation Non-Intermittent | [6 empty] | LV Sub Generation Non-Intermittent
LDNO HV: LV Sub Generation Non-Intermittent | [6 empty] | LDNO HV: LV Sub Generation Non-Intermittent
> HV Generation Intermittent | [6 empty] | > HV Generation Intermittent
HV Generation Intermittent | 0.002857% | -0.2262% | -0.229% | -0.3285 | 26.0068 | 26.3353 | HV Generation Intermittent | -0.0006348% | -0.2316% | -0.231% | 0.073 | 26.6351 | 26.5621
LDNO HV: HV Generation Intermittent | [6 empty] | LDNO HV: HV Generation Intermittent
> HV Generation Non-Intermittent | [6 empty] | > HV Generation Non-Intermittent
HV Generation Non-Intermittent | -0.15% | -0.4044% | -0.2548% | 38.4532 | 103.6792 | 65.226 | HV Generation Non-Intermittent | 0.01753% | -0.2021% | -0.2196% | -4.4952 | 51.8292 | 56.3243
LDNO HV: HV Generation Non-Intermittent | [6 empty] | LDNO HV: HV Generation Non-Intermittent
> HV Sub Generation Non-Intermittent | [6 empty] | > HV Sub Generation Non-Intermittent
HV Sub Generation Non-Intermittent | [6 empty] | HV Sub Generation Non-Intermittent
> HV Sub Generation Intermittent | [6 empty] | > HV Sub Generation Intermittent
HV Sub Generation Intermittent | [6 empty] | HV Sub Generation Intermittent

## LV SM - tariffs
Tariffs for Charging Year: Base Model
| Open LLFCs | PCs | Unit rate 1 p/kWh | Unit rate 2 p/kWh | Unit rate 3 p/kWh | Fixed charge p/MPAN/day | Capacity charge p/kVA/day | Reactive power charge p/kVArh | Closed LLFCs
Domestic Unrestricted | 100, 105, 800, 860 | 1 | 2.776 | 0 | 0 | 3.63 | 0 | 0 | n/a
Domestic Two Rate | 101, 106, 801, 861, | 2 | 3.118 | 0.228 | 0 | 3.63 | 0 | 0 | n/a
Domestic Off Peak (related MPAN) | n/a | 2 | 0.233 | 0 | 0 | 0 | 0 | 0 | 194, 843
Small Non Domestic Unrestricted | 200, 810, 862 | 3 | 2.231 | 0 | 0 | 5.75 | 0 | 0 | n/a
Small Non Domestic Two Rate | 201, 811, 863 | 4 | 2.846 | 0.265 | 0 | 5.75 | 0 | 0 | n/a
Small Non Domestic Off Peak (related MPAN) | n/a | 4 | 0.251 | 0 | 0 | 0 | 0 | 0 | 294
LV Medium Non-Domestic | 300 | 5-8 | 2.61 | 0.184 | 0 | 44.91 | 0 | 0 | n/a
LV Sub Medium Non-Domestic | 344 | 5-8 | 1.762 | 0.124 | 0 | 3.5 | 0 | 0 | n/a
HV Medium Non-Domestic | 400 | 5-8 | 1.875 | 0.133 | 0 | 138.48 | 0 | 0 | n/a
LV HH Metered | 300 | 0 | 13.82 | 0.974 | 0.145 | 8.33 | 2.47 | 0.444 | n/a
LV Sub HH Metered | 344 | 0 | 13.794 | 0.935 | 0.142 | 6.31 | 2.95 | 0.386 | n/a
HV HH Metered | 400 | 0 | 10.179 | 0.663 | 0.098 | 76.61 | 2.97 | 0.3 | n/a
HV Sub HH Metered | 444 | 0 | 8.885 | 0.574 | 0.088 | 76.61 | 2.39 | 0.275 | n/a
NHH UMS | 701 | 1&8 | 3.54 | 0 | 0 | 0 | 0 | 0 | n/a
LV UMS (Pseudo HH Metered) | 700 | 0 | 30.95 | 2.892 | 1 | 0 | 0 | 0 | n/a
LV Generation NHH | 697 | 8 | -0.704 | 0 | 0 | 0 | 0 | 0 | n/a
LV Sub Generation NHH | 717 | 8 | -0.646 | 0 | 0 | 0 | 0 | 0 | n/a
LV Generation Intermittent | 697 | 0 | -0.704 | 0 | 0 | 0 | 0 | 0.232 | n/a
LV Generation Non-Intermittent | 603 | 0 | -5.596 | -0.553 | -0.104 | 0 | 0 | 0.232 | n/a
LV Sub Generation Intermittent | 602 | 0 | -0.646 | 0 | 0 | 0 | 0 | 0.203 | n/a
LV Sub Generation Non-Intermittent | 604 | 0 | -5.121 | -0.508 | -0.097 | 0 | 0 | 0.203 | n/a
HV Generation Intermittent | 698 | 0 | -0.426 | 0 | 0 | 32.93 | 0 | 0.163 | n/a
HV Generation Non-Intermittent | 606 | 0 | -3.316 | -0.336 | -0.073 | 32.93 | 0 | 0.163 | n/a
HV Sub Generation Non-Intermittent | 607 | 0 | -3.322 | -0.336 | -0.073 | 32.93 | 0 | 0.129 | n/a
HV Sub Generation Intermittent | 605 | 0 | -0.427 | 0 | 0 | 32.93 | 0 | 0.129 | n/a
LDNO LV: Domestic Unrestricted | 870 | 1 | 1.9151 | 0 | 0 | 2.5043 | 0 | 0 | n/a
LDNO LV: Domestic Two Rate | 871 | 2 | 2.151 | 0.15729 | 0 | 2.5043 | 0 | 0 | n/a
LDNO LV: Domestic Off Peak (related MPAN) | 872 | 2 | 0.16074 | 0 | 0 | 0 | 0 | 0 | n/a
LDNO LV: Small Non Domestic Unrestricted | 873 | 3 | 1.5391 | 0 | 0 | 3.9668 | 0 | 0 | n/a
LDNO LV: Small Non Domestic Two Rate | 874 | 4 | 1.9634 | 0.18282 | 0 | 3.9668 | 0 | 0 | n/a
LDNO LV: Small Non Domestic Off Peak (related MPAN) | 875 | 4 | 0.17316 | 0 | 0 | 0 | 0 | 0 | n/a
LDNO LV: LV Medium Non-Domestic | 876 | 5-8 | 1.8006 | 0.12694 | 0 | 30.9825 | 0 | 0 | n/a
LDNO LV: LV HH Metered | 877 | 0 | 9.5341 | 0.67194 | 0.10003 | 5.7467 | 1.704 | 0.30631 | n/a
LDNO LV: NHH UMS | 878 | 1&8 | 2.4422 | 0 | 0 | 0 | 0 | 0 | n/a
LDNO LV: LV UMS (Pseudo HH Metered) | 879 | 0 | 21.3518 | 1.9951 | 0.68988 | 0 | 0 | 0 | n/a
LDNO LV: LV Generation NHH | 880 | 8 | -0.704 | 0 | 0 | 0 | 0 | 0 | n/a
LDNO LV: LV Generation Intermittent | 881 | 0 | -0.704 | 0 | 0 | 0 | 0 | 0.232 | n/a
LDNO LV: LV Generation Non-Intermittent | 882 | 0 | -5.596 | -0.553 | -0.104 | 0 | 0 | 0.232 | n/a
LDNO HV: Domestic Unrestricted | 883 | 1 | 1.0081 | 0 | 0 | 1.3183 | 0 | 0 | n/a
LDNO HV: Domestic Two Rate | 884 | 2 | 1.1323 | 0.082799 | 0 | 1.3183 | 0 | 0 | n/a
LDNO HV: Domestic Off Peak (related MPAN) | 885 | 2 | 0.084615 | 0 | 0 | 0 | 0 | 0 | n/a
LDNO HV: Small Non Domestic Unrestricted | 886 | 3 | 0.8102 | 0 | 0 | 2.0881 | 0 | 0 | n/a
LDNO HV: Small Non Domestic Two Rate | 887 | 4 | 1.0335 | 0.096236 | 0 | 2.0881 | 0 | 0 | n/a
LDNO HV: Small Non Domestic Off Peak (related MPAN) | 888 | 4 | 0.091152 | 0 | 0 | 0 | 0 | 0 | n/a
LDNO HV: LV Medium Non-Domestic | 889 | 5-8 | 0.94784 | 0.066821 | 0 | 16.3093 | 0 | 0 | n/a
LDNO HV: LV HH Metered | 890 | 0 | 5.0188 | 0.35371 | 0.052658 | 3.0251 | 0.89699 | 0.16124 | n/a
LDNO HV: LV Sub HH Metered | 891 | 0 | 7.4624 | 0.50582 | 0.07682 | 3.4136 | 1.5959 | 0.20882 | n/a
LDNO HV: HV HH Metered | 892 | 0 | 6.5409 | 0.42604 | 0.062974 | 49.2289 | 1.9085 | 0.19278 | n/a
LDNO HV: NHH UMS | 893 | 1&8 | 1.2856 | 0 | 0 | 0 | 0 | 0 | n/a
LDNO HV: LV UMS (Pseudo HH Metered) | 894 | 0 | 11.2397 | 1.0502 | 0.36316 | 0 | 0 | 0 | n/a
LDNO HV: LV Generation NHH | 895 | 8 | -0.704 | 0 | 0 | 0 | 0 | 0 | n/a
LDNO HV: LV Sub Generation NHH | 902 | 8 | -0.646 | 0 | 0 | 0 | 0 | 0 | n/a
LDNO HV: LV Generation Intermittent | 896 | 0 | -0.704 | 0 | 0 | 0 | 0 | 0.232 | n/a
LDNO HV: LV Generation Non-Intermittent | 897 | 0 | -5.596 | -0.553 | -0.104 | 0 | 0 | 0.232 | n/a
LDNO HV: LV Sub Generation Intermittent | 898 | 0 | -0.646 | 0 | 0 | 0 | 0 | 0.203 | n/a
LDNO HV: LV Sub Generation Non-Intermittent | 899 | 0 | -5.121 | -0.508 | -0.097 | 0 | 0 | 0.203 | n/a
LDNO HV: HV Generation Intermittent | 900 | 0 | -0.426 | 0 | 0 | 0 | 0 | 0.163 | n/a
LDNO HV: HV Generation Non-Intermittent | 901 | 0 | -3.316 | -0.336 | -0.073 | 0 | 0 | 0.163 | n/a
Tariffs for Charging Year: Scenario 1
| Open LLFCs | PCs | Unit rate 1 p/kWh | Unit rate 2 p/kWh | Unit rate 3 p/kWh | Fixed charge p/MPAN/day | Capacity charge p/kVA/day | Reactive power charge p/kVArh | Closed LLFCs
Domestic Unrestricted | 100, 105, 800, 860 | 1 | 2.775 | 0 | 0 | 3.65 | 0 | 0 | n/a
Domestic Two Rate | 101, 106, 801, 861, | 2 | 3.117 | 0.227 | 0 | 3.65 | 0 | 0 | n/a
Domestic Off Peak (related MPAN) | n/a | 2 | 0.233 | 0 | 0 | 0 | 0 | 0 | 194, 843
Small Non Domestic Unrestricted | 200, 810, 862 | 3 | 2.23 | 0 | 0 | 5.85 | 0 | 0 | n/a
Small Non Domestic Two Rate | 201, 811, 863 | 4 | 2.844 | 0.265 | 0 | 5.85 | 0 | 0 | n/a
Small Non Domestic Off Peak (related MPAN) | n/a | 4 | 0.25 | 0 | 0 | 0 | 0 | 0 | 294
LV Medium Non-Domestic | 300 | 5-8 | 2.609 | 0.184 | 0 | 44.88 | 0 | 0 | n/a
LV Sub Medium Non-Domestic | 344 | 5-8 | 1.761 | 0.124 | 0 | 3.57 | 0 | 0 | n/a
HV Medium Non-Domestic | 400 | 5-8 | 1.875 | 0.133 | 0 | 138.15 | 0 | 0 | n/a
LV HH Metered | 300 | 0 | 13.814 | 0.974 | 0.145 | 8.86 | 2.47 | 0.444 | n/a
LV Sub HH Metered | 344 | 0 | 13.79 | 0.935 | 0.141 | 6.49 | 2.94 | 0.386 | n/a
HV HH Metered | 400 | 0 | 10.176 | 0.663 | 0.098 | 76.4 | 2.97 | 0.3 | n/a
HV Sub HH Metered | 444 | 0 | 8.883 | 0.574 | 0.088 | 76.4 | 2.38 | 0.275 | n/a
NHH UMS | 701 | 1&8 | 3.555 | 0 | 0 | 0 | 0 | 0 | n/a
LV UMS (Pseudo HH Metered) | 700 | 0 | 30.947 | 2.907 | 1.017 | 0 | 0 | 0 | n/a
LV Generation NHH | 697 | 8 | -0.703 | 0 | 0 | 0 | 0 | 0 | n/a
LV Sub Generation NHH | 717 | 8 | -0.645 | 0 | 0 | 0 | 0 | 0 | n/a
LV Generation Intermittent | 697 | 0 | -0.703 | 0 | 0 | 0 | 0 | 0.232 | n/a
LV Generation Non-Intermittent | 603 | 0 | -5.589 | -0.552 | -0.104 | 0 | 0 | 0.232 | n/a
LV Sub Generation Intermittent | 602 | 0 | -0.645 | 0 | 0 | 0 | 0 | 0.203 | n/a
LV Sub Generation Non-Intermittent | 604 | 0 | -5.116 | -0.507 | -0.097 | 0 | 0 | 0.203 | n/a
HV Generation Intermittent | 698 | 0 | -0.426 | 0 | 0 | 32.84 | 0 | 0.163 | n/a
HV Generation Non-Intermittent | 606 | 0 | -3.313 | -0.335 | -0.073 | 32.84 | 0 | 0.163 | n/a
HV Sub Generation Non-Intermittent | 607 | 0 | -3.32 | -0.336 | -0.073 | 32.84 | 0 | 0.129 | n/a
HV Sub Generation Intermittent | 605 | 0 | -0.426 | 0 | 0 | 32.84 | 0 | 0.129 | n/a
LDNO LV: Domestic Unrestricted | 870 | 1 | 1.9144 | 0 | 0 | 2.5181 | 0 | 0 | n/a
LDNO LV: Domestic Two Rate | 871 | 2 | 2.1504 | 0.1566 | 0 | 2.5181 | 0 | 0 | n/a
LDNO LV: Domestic Off Peak (related MPAN) | 872 | 2 | 0.16074 | 0 | 0 | 0 | 0 | 0 | n/a
LDNO LV: Small Non Domestic Unrestricted | 873 | 3 | 1.5384 | 0 | 0 | 4.0358 | 0 | 0 | n/a
LDNO LV: Small Non Domestic Two Rate | 874 | 4 | 1.962 | 0.18282 | 0 | 4.0358 | 0 | 0 | n/a
LDNO LV: Small Non Domestic Off Peak (related MPAN) | 875 | 4 | 0.17247 | 0 | 0 | 0 | 0 | 0 | n/a
LDNO LV: LV Medium Non-Domestic | 876 | 5-8 | 1.7999 | 0.12694 | 0 | 30.9618 | 0 | 0 | n/a
LDNO LV: LV HH Metered | 877 | 0 | 9.53 | 0.67194 | 0.10003 | 6.1123 | 1.704 | 0.30631 | n/a
LDNO LV: NHH UMS | 878 | 1&8 | 2.4525 | 0 | 0 | 0 | 0 | 0 | n/a
LDNO LV: LV UMS (Pseudo HH Metered) | 879 | 0 | 21.3497 | 2.0055 | 0.70161 | 0 | 0 | 0 | n/a
LDNO LV: LV Generation NHH | 880 | 8 | -0.703 | 0 | 0 | 0 | 0 | 0 | n/a
LDNO LV: LV Generation Intermittent | 881 | 0 | -0.703 | 0 | 0 | 0 | 0 | 0.232 | n/a
LDNO LV: LV Generation Non-Intermittent | 882 | 0 | -5.589 | -0.552 | -0.104 | 0 | 0 | 0.232 | n/a
LDNO HV: Domestic Unrestricted | 883 | 1 | 1.0078 | 0 | 0 | 1.3255 | 0 | 0 | n/a
LDNO HV: Domestic Two Rate | 884 | 2 | 1.132 | 0.082436 | 0 | 1.3255 | 0 | 0 | n/a
LDNO HV: Domestic Off Peak (related MPAN) | 885 | 2 | 0.084615 | 0 | 0 | 0 | 0 | 0 | n/a
LDNO HV: Small Non Domestic Unrestricted | 886 | 3 | 0.80984 | 0 | 0 | 2.1245 | 0 | 0 | n/a
LDNO HV: Small Non Domestic Two Rate | 887 | 4 | 1.0328 | 0.096236 | 0 | 2.1245 | 0 | 0 | n/a
LDNO HV: Small Non Domestic Off Peak (related MPAN) | 888 | 4 | 0.090789 | 0 | 0 | 0 | 0 | 0 | n/a
LDNO HV: LV Medium Non-Domestic | 889 | 5-8 | 0.94747 | 0.066821 | 0 | 16.2984 | 0 | 0 | n/a
LDNO HV: LV HH Metered | 890 | 0 | 5.0166 | 0.35371 | 0.052658 | 3.2176 | 0.89699 | 0.16124 | n/a
LDNO HV: LV Sub HH Metered | 891 | 0 | 7.4602 | 0.50582 | 0.076279 | 3.511 | 1.5905 | 0.20882 | n/a
LDNO HV: HV HH Metered | 892 | 0 | 6.539 | 0.42604 | 0.062974 | 49.094 | 1.9085 | 0.19278 | n/a
LDNO HV: NHH UMS | 893 | 1&8 | 1.291 | 0 | 0 | 0 | 0 | 0 | n/a
LDNO HV: LV UMS (Pseudo HH Metered) | 894 | 0 | 11.2386 | 1.0557 | 0.36933 | 0 | 0 | 0 | n/a
LDNO HV: LV Generation NHH | 895 | 8 | -0.703 | 0 | 0 | 0 | 0 | 0 | n/a
LDNO HV: LV Sub Generation NHH | 902 | 8 | -0.645 | 0 | 0 | 0 | 0 | 0 | n/a
LDNO HV: LV Generation Intermittent | 896 | 0 | -0.703 | 0 | 0 | 0 | 0 | 0.232 | n/a
LDNO HV: LV Generation Non-Intermittent | 897 | 0 | -5.589 | -0.552 | -0.104 | 0 | 0 | 0.232 | n/a
LDNO HV: LV Sub Generation Intermittent | 898 | 0 | -0.645 | 0 | 0 | 0 | 0 | 0.203 | n/a
LDNO HV: LV Sub Generation Non-Intermittent | 899 | 0 | -5.116 | -0.507 | -0.097 | 0 | 0 | 0.203 | n/a
LDNO HV: HV Generation Intermittent | 900 | 0 | -0.426 | 0 | 0 | 0 | 0 | 0.163 | n/a
LDNO HV: HV Generation Non-Intermittent | 901 | 0 | -3.313 | -0.335 | -0.073 | 0 | 0 | 0.163 | n/a
Tariffs for Charging Year: Scenario 2
| Open LLFCs | PCs | Unit rate 1 p/kWh | Unit rate 2 p/kWh | Unit rate 3 p/kWh | Fixed charge p/MPAN/day | Capacity charge p/kVA/day | Reactive power charge p/kVArh | Closed LLFCs
Domestic Unrestricted | 100, 105, 800, 860 | 1 | 2.77 | 0 | 0 | 3.72 | 0 | 0 | n/a
Domestic Two Rate | 101, 106, 801, 861, | 2 | 3.111 | 0.227 | 0 | 3.72 | 0 | 0 | n/a
Domestic Off Peak (related MPAN) | n/a | 2 | 0.232 | 0 | 0 | 0 | 0 | 0 | 194, 843
Small Non Domestic Unrestricted | 200, 810, 862 | 3 | 2.226 | 0 | 0 | 6.17 | 0 | 0 | n/a
Small Non Domestic Two Rate | 201, 811, 863 | 4 | 2.839 | 0.264 | 0 | 6.17 | 0 | 0 | n/a
Small Non Domestic Off Peak (related MPAN) | n/a | 4 | 0.25 | 0 | 0 | 0 | 0 | 0 | 294
LV Medium Non-Domestic | 300 | 5-8 | 2.604 | 0.184 | 0 | 44.69 | 0 | 0 | n/a
LV Sub Medium Non-Domestic | 344 | 5-8 | 1.758 | 0.124 | 0 | 3.65 | 0 | 0 | n/a
HV Medium Non-Domestic | 400 | 5-8 | 1.873 | 0.133 | 0 | 137.21 | 0 | 0 | n/a
LV HH Metered | 300 | 0 | 13.796 | 0.972 | 0.144 | 9.41 | 2.45 | 0.443 | n/a
LV Sub HH Metered | 344 | 0 | 13.778 | 0.934 | 0.141 | 6.8 | 2.93 | 0.386 | n/a
HV HH Metered | 400 | 0 | 10.169 | 0.662 | 0.098 | 75.82 | 2.95 | 0.299 | n/a
HV Sub HH Metered | 444 | 0 | 8.877 | 0.573 | 0.088 | 75.82 | 2.37 | 0.275 | n/a
NHH UMS | 701 | 1&8 | 3.561 | 0 | 0 | 0 | 0 | 0 | n/a
LV UMS (Pseudo HH Metered) | 700 | 0 | 30.903 | 2.914 | 1.028 | 0 | 0 | 0 | n/a
LV Generation NHH | 697 | 8 | -0.7 | 0 | 0 | 0 | 0 | 0 | n/a
LV Sub Generation NHH | 717 | 8 | -0.643 | 0 | 0 | 0 | 0 | 0 | n/a
LV Generation Intermittent | 697 | 0 | -0.7 | 0 | 0 | 0 | 0 | 0.231 | n/a
LV Generation Non-Intermittent | 603 | 0 | -5.57 | -0.55 | -0.103 | 0 | 0 | 0.231 | n/a
LV Sub Generation Intermittent | 602 | 0 | -0.643 | 0 | 0 | 0 | 0 | 0.202 | n/a
LV Sub Generation Non-Intermittent | 604 | 0 | -5.099 | -0.505 | -0.097 | 0 | 0 | 0.202 | n/a
HV Generation Intermittent | 698 | 0 | -0.425 | 0 | 0 | 32.59 | 0 | 0.162 | n/a
HV Generation Non-Intermittent | 606 | 0 | -3.304 | -0.334 | -0.073 | 32.59 | 0 | 0.162 | n/a
HV Sub Generation Non-Intermittent | 607 | 0 | -3.312 | -0.335 | -0.073 | 32.59 | 0 | 0.128 | n/a
HV Sub Generation Intermittent | 605 | 0 | -0.425 | 0 | 0 | 32.59 | 0 | 0.128 | n/a
LDNO LV: Domestic Unrestricted | 870 | 1 | 1.911 | 0 | 0 | 2.5664 | 0 | 0 | n/a
LDNO LV: Domestic Two Rate | 871 | 2 | 2.1462 | 0.1566 | 0 | 2.5664 | 0 | 0 | n/a
LDNO LV: Domestic Off Peak (related MPAN) | 872 | 2 | 0.16005 | 0 | 0 | 0 | 0 | 0 | n/a
LDNO LV: Small Non Domestic Unrestricted | 873 | 3 | 1.5357 | 0 | 0 | 4.2566 | 0 | 0 | n/a
LDNO LV: Small Non Domestic Two Rate | 874 | 4 | 1.9586 | 0.18213 | 0 | 4.2566 | 0 | 0 | n/a
LDNO LV: Small Non Domestic Off Peak (related MPAN) | 875 | 4 | 0.17247 | 0 | 0 | 0 | 0 | 0 | n/a
LDNO LV: LV Medium Non-Domestic | 876 | 5-8 | 1.7964 | 0.12694 | 0 | 30.8308 | 0 | 0 | n/a
LDNO LV: LV HH Metered | 877 | 0 | 9.5176 | 0.67056 | 0.099343 | 6.4918 | 1.6902 | 0.30562 | n/a
LDNO LV: NHH UMS | 878 | 1&8 | 2.4567 | 0 | 0 | 0 | 0 | 0 | n/a
LDNO LV: LV UMS (Pseudo HH Metered) | 879 | 0 | 21.3194 | 2.0103 | 0.7092 | 0 | 0 | 0 | n/a
LDNO LV: LV Generation NHH | 880 | 8 | -0.7 | 0 | 0 | 0 | 0 | 0 | n/a
LDNO LV: LV Generation Intermittent | 881 | 0 | -0.7 | 0 | 0 | 0 | 0 | 0.231 | n/a
LDNO LV: LV Generation Non-Intermittent | 882 | 0 | -5.57 | -0.55 | -0.103 | 0 | 0 | 0.231 | n/a
LDNO HV: Domestic Unrestricted | 883 | 1 | 1.0059 | 0 | 0 | 1.3509 | 0 | 0 | n/a
LDNO HV: Domestic Two Rate | 884 | 2 | 1.1298 | 0.082436 | 0 | 1.3509 | 0 | 0 | n/a
LDNO HV: Domestic Off Peak (related MPAN) | 885 | 2 | 0.084252 | 0 | 0 | 0 | 0 | 0 | n/a
LDNO HV: Small Non Domestic Unrestricted | 886 | 3 | 0.80838 | 0 | 0 | 2.2407 | 0 | 0 | n/a
LDNO HV: Small Non Domestic Two Rate | 887 | 4 | 1.031 | 0.095873 | 0 | 2.2407 | 0 | 0 | n/a
LDNO HV: Small Non Domestic Off Peak (related MPAN) | 888 | 4 | 0.090789 | 0 | 0 | 0 | 0 | 0 | n/a
LDNO HV: LV Medium Non-Domestic | 889 | 5-8 | 0.94566 | 0.066821 | 0 | 16.2294 | 0 | 0 | n/a
LDNO HV: LV HH Metered | 890 | 0 | 5.0101 | 0.35299 | 0.052294 | 3.4173 | 0.88973 | 0.16088 | n/a
LDNO HV: LV Sub HH Metered | 891 | 0 | 7.4537 | 0.50528 | 0.076279 | 3.6787 | 1.5851 | 0.20882 | n/a
LDNO HV: HV HH Metered | 892 | 0 | 6.5345 | 0.4254 | 0.062974 | 48.7213 | 1.8956 | 0.19213 | n/a
LDNO HV: NHH UMS | 893 | 1&8 | 1.2932 | 0 | 0 | 0 | 0 | 0 | n/a
LDNO HV: LV UMS (Pseudo HH Metered) | 894 | 0 | 11.2226 | 1.0582 | 0.37332 | 0 | 0 | 0 | n/a
LDNO HV: LV Generation NHH | 895 | 8 | -0.7 | 0 | 0 | 0 | 0 | 0 | n/a
LDNO HV: LV Sub Generation NHH | 902 | 8 | -0.643 | 0 | 0 | 0 | 0 | 0 | n/a
LDNO HV: LV Generation Intermittent | 896 | 0 | -0.7 | 0 | 0 | 0 | 0 | 0.231 | n/a
LDNO HV: LV Generation Non-Intermittent | 897 | 0 | -5.57 | -0.55 | -0.103 | 0 | 0 | 0.231 | n/a
LDNO HV: LV Sub Generation Intermittent | 898 | 0 | -0.643 | 0 | 0 | 0 | 0 | 0.202 | n/a
LDNO HV: LV Sub Generation Non-Intermittent | 899 | 0 | -5.099 | -0.505 | -0.097 | 0 | 0 | 0.202 | n/a
LDNO HV: HV Generation Intermittent | 900 | 0 | -0.425 | 0 | 0 | 0 | 0 | 0.162 | n/a
LDNO HV: HV Generation Non-Intermittent | 901 | 0 | -3.304 | -0.334 | -0.073 | 0 | 0 | 0.162 | n/a
Tariffs for Charging Year: Scenario 3
| Open LLFCs | PCs | Unit rate 1 p/kWh | Unit rate 2 p/kWh | Unit rate 3 p/kWh | Fixed charge p/MPAN/day | Capacity charge p/kVA/day | Reactive power charge p/kVArh | Closed LLFCs
Domestic Unrestricted | 100, 105, 800, 860 | 1 | 2.777 | 0 | 0 | 3.63 | 0 | 0 | n/a
Domestic Two Rate | 101, 106, 801, 861, | 2 | 3.119 | 0.228 | 0 | 3.63 | 0 | 0 | n/a
Domestic Off Peak (related MPAN) | n/a | 2 | 0.233 | 0 | 0 | 0 | 0 | 0 | 194, 843
Small Non Domestic Unrestricted | 200, 810, 862 | 3 | 2.232 | 0 | 0 | 5.74 | 0 | 0 | n/a
Small Non Domestic Two Rate | 201, 811, 863 | 4 | 2.846 | 0.265 | 0 | 5.74 | 0 | 0 | n/a
Small Non Domestic Off Peak (related MPAN) | n/a | 4 | 0.251 | 0 | 0 | 0 | 0 | 0 | 294
LV Medium Non-Domestic | 300 | 5-8 | 2.611 | 0.184 | 0 | 44.91 | 0 | 0 | n/a
LV Sub Medium Non-Domestic | 344 | 5-8 | 1.762 | 0.124 | 0 | 3.49 | 0 | 0 | n/a
HV Medium Non-Domestic | 400 | 5-8 | 1.876 | 0.133 | 0 | 138.55 | 0 | 0 | n/a
LV HH Metered | 300 | 0 | 13.821 | 0.975 | 0.145 | 8.31 | 2.47 | 0.444 | n/a
LV Sub HH Metered | 344 | 0 | 13.795 | 0.935 | 0.142 | 6.29 | 2.95 | 0.386 | n/a
HV HH Metered | 400 | 0 | 10.179 | 0.663 | 0.098 | 76.65 | 2.97 | 0.3 | n/a
HV Sub HH Metered | 444 | 0 | 8.885 | 0.574 | 0.088 | 76.65 | 2.39 | 0.275 | n/a
NHH UMS | 701 | 1&8 | 3.538 | 0 | 0 | 0 | 0 | 0 | n/a
LV UMS (Pseudo HH Metered) | 700 | 0 | 30.951 | 2.89 | 0.998 | 0 | 0 | 0 | n/a
LV Generation NHH | 697 | 8 | -0.704 | 0 | 0 | 0 | 0 | 0 | n/a
LV Sub Generation NHH | 717 | 8 | -0.646 | 0 | 0 | 0 | 0 | 0 | n/a
LV Generation Intermittent | 697 | 0 | -0.704 | 0 | 0 | 0 | 0 | 0.232 | n/a
LV Generation Non-Intermittent | 603 | 0 | -5.597 | -0.553 | -0.104 | 0 | 0 | 0.232 | n/a
LV Sub Generation Intermittent | 602 | 0 | -0.646 | 0 | 0 | 0 | 0 | 0.203 | n/a
LV Sub Generation Non-Intermittent | 604 | 0 | -5.122 | -0.508 | -0.097 | 0 | 0 | 0.203 | n/a
HV Generation Intermittent | 698 | 0 | -0.426 | 0 | 0 | 32.95 | 0 | 0.163 | n/a
HV Generation Non-Intermittent | 606 | 0 | -3.317 | -0.336 | -0.073 | 32.95 | 0 | 0.163 | n/a
HV Sub Generation Non-Intermittent | 607 | 0 | -3.323 | -0.336 | -0.073 | 32.95 | 0 | 0.129 | n/a
HV Sub Generation Intermittent | 605 | 0 | -0.427 | 0 | 0 | 32.95 | 0 | 0.129 | n/a
LDNO LV: Domestic Unrestricted | 870 | 1 | 1.9158 | 0 | 0 | 2.5043 | 0 | 0 | n/a
LDNO LV: Domestic Two Rate | 871 | 2 | 2.1517 | 0.15729 | 0 | 2.5043 | 0 | 0 | n/a
LDNO LV: Domestic Off Peak (related MPAN) | 872 | 2 | 0.16074 | 0 | 0 | 0 | 0 | 0 | n/a
LDNO LV: Small Non Domestic Unrestricted | 873 | 3 | 1.5398 | 0 | 0 | 3.9599 | 0 | 0 | n/a
LDNO LV: Small Non Domestic Two Rate | 874 | 4 | 1.9634 | 0.18282 | 0 | 3.9599 | 0 | 0 | n/a
LDNO LV: Small Non Domestic Off Peak (related MPAN) | 875 | 4 | 0.17316 | 0 | 0 | 0 | 0 | 0 | n/a
LDNO LV: LV Medium Non-Domestic | 876 | 5-8 | 1.8013 | 0.12694 | 0 | 30.9825 | 0 | 0 | n/a
LDNO LV: LV HH Metered | 877 | 0 | 9.5348 | 0.67263 | 0.10003 | 5.7329 | 1.704 | 0.30631 | n/a
LDNO LV: NHH UMS | 878 | 1&8 | 2.4408 | 0 | 0 | 0 | 0 | 0 | n/a
LDNO LV: LV UMS (Pseudo HH Metered) | 879 | 0 | 21.3525 | 1.9938 | 0.6885 | 0 | 0 | 0 | n/a
LDNO LV: LV Generation NHH | 880 | 8 | -0.704 | 0 | 0 | 0 | 0 | 0 | n/a
LDNO LV: LV Generation Intermittent | 881 | 0 | -0.704 | 0 | 0 | 0 | 0 | 0.232 | n/a
LDNO LV: LV Generation Non-Intermittent | 882 | 0 | -5.597 | -0.553 | -0.104 | 0 | 0 | 0.232 | n/a
LDNO HV: Domestic Unrestricted | 883 | 1 | 1.0085 | 0 | 0 | 1.3183 | 0 | 0 | n/a
LDNO HV: Domestic Two Rate | 884 | 2 | 1.1327 | 0.082799 | 0 | 1.3183 | 0 | 0 | n/a
LDNO HV: Domestic Off Peak (related MPAN) | 885 | 2 | 0.084615 | 0 | 0 | 0 | 0 | 0 | n/a
LDNO HV: Small Non Domestic Unrestricted | 886 | 3 | 0.81056 | 0 | 0 | 2.0845 | 0 | 0 | n/a
LDNO HV: Small Non Domestic Two Rate | 887 | 4 | 1.0335 | 0.096236 | 0 | 2.0845 | 0 | 0 | n/a
LDNO HV: Small Non Domestic Off Peak (related MPAN) | 888 | 4 | 0.091152 | 0 | 0 | 0 | 0 | 0 | n/a
LDNO HV: LV Medium Non-Domestic | 889 | 5-8 | 0.9482 | 0.066821 | 0 | 16.3093 | 0 | 0 | n/a
LDNO HV: LV HH Metered | 890 | 0 | 5.0192 | 0.35408 | 0.052658 | 3.0178 | 0.89699 | 0.16124 | n/a
LDNO HV: LV Sub HH Metered | 891 | 0 | 7.4629 | 0.50582 | 0.07682 | 3.4028 | 1.5959 | 0.20882 | n/a
LDNO HV: HV HH Metered | 892 | 0 | 6.5409 | 0.42604 | 0.062974 | 49.2546 | 1.9085 | 0.19278 | n/a
LDNO HV: NHH UMS | 893 | 1&8 | 1.2848 | 0 | 0 | 0 | 0 | 0 | n/a
LDNO HV: LV UMS (Pseudo HH Metered) | 894 | 0 | 11.24 | 1.0495 | 0.36243 | 0 | 0 | 0 | n/a
LDNO HV: LV Generation NHH | 895 | 8 | -0.704 | 0 | 0 | 0 | 0 | 0 | n/a
LDNO HV: LV Sub Generation NHH | 902 | 8 | -0.646 | 0 | 0 | 0 | 0 | 0 | n/a
LDNO HV: LV Generation Intermittent | 896 | 0 | -0.704 | 0 | 0 | 0 | 0 | 0.232 | n/a
LDNO HV: LV Generation Non-Intermittent | 897 | 0 | -5.597 | -0.553 | -0.104 | 0 | 0 | 0.232 | n/a
LDNO HV: LV Sub Generation Intermittent | 898 | 0 | -0.646 | 0 | 0 | 0 | 0 | 0.203 | n/a
LDNO HV: LV Sub Generation Non-Intermittent | 899 | 0 | -5.122 | -0.508 | -0.097 | 0 | 0 | 0.203 | n/a
LDNO HV: HV Generation Intermittent | 900 | 0 | -0.426 | 0 | 0 | 0 | 0 | 0.163 | n/a
LDNO HV: HV Generation Non-Intermittent | 901 | 0 | -3.317 | -0.336 | -0.073 | 0 | 0 | 0.163 | n/a
Tariffs for Charging Year: Scenario 4
| Open LLFCs | PCs | Unit rate 1 p/kWh | Unit rate 2 p/kWh | Unit rate 3 p/kWh | Fixed charge p/MPAN/day | Capacity charge p/kVA/day | Reactive power charge p/kVArh | Closed LLFCs
Domestic Unrestricted | 100, 105, 800, 860 | 1 | 2.773 | 0 | 0 | 3.68 | 0 | 0 | n/a
Domestic Two Rate | 101, 106, 801, 861, | 2 | 3.115 | 0.227 | 0 | 3.68 | 0 | 0 | n/a
Domestic Off Peak (related MPAN) | n/a | 2 | 0.233 | 0 | 0 | 0 | 0 | 0 | 194, 843
Small Non Domestic Unrestricted | 200, 810, 862 | 3 | 2.229 | 0 | 0 | 5.88 | 0 | 0 | n/a
Small Non Domestic Two Rate | 201, 811, 863 | 4 | 2.842 | 0.265 | 0 | 5.88 | 0 | 0 | n/a
Small Non Domestic Off Peak (related MPAN) | n/a | 4 | 0.25 | 0 | 0 | 0 | 0 | 0 | 294
LV Medium Non-Domestic | 300 | 5-8 | 2.607 | 0.184 | 0 | 44.88 | 0 | 0 | n/a
LV Sub Medium Non-Domestic | 344 | 5-8 | 1.76 | 0.124 | 0 | 3.63 | 0 | 0 | n/a
HV Medium Non-Domestic | 400 | 5-8 | 1.874 | 0.133 | 0 | 137.82 | 0 | 0 | n/a
LV HH Metered | 300 | 0 | 13.807 | 0.973 | 0.145 | 8.64 | 2.46 | 0.443 | n/a
LV Sub HH Metered | 344 | 0 | 13.786 | 0.935 | 0.141 | 6.54 | 2.94 | 0.386 | n/a
HV HH Metered | 400 | 0 | 10.174 | 0.662 | 0.098 | 76.19 | 2.96 | 0.3 | n/a
HV Sub HH Metered | 444 | 0 | 8.881 | 0.573 | 0.088 | 76.19 | 2.38 | 0.275 | n/a
NHH UMS | 701 | 1&8 | 3.561 | 0 | 0 | 0 | 0 | 0 | n/a
LV UMS (Pseudo HH Metered) | 700 | 0 | 30.935 | 2.913 | 1.024 | 0 | 0 | 0 | n/a
LV Generation NHH | 697 | 8 | -0.702 | 0 | 0 | 0 | 0 | 0 | n/a
LV Sub Generation NHH | 717 | 8 | -0.644 | 0 | 0 | 0 | 0 | 0 | n/a
LV Generation Intermittent | 697 | 0 | -0.702 | 0 | 0 | 0 | 0 | 0.231 | n/a
LV Generation Non-Intermittent | 603 | 0 | -5.583 | -0.552 | -0.104 | 0 | 0 | 0.231 | n/a
LV Sub Generation Intermittent | 602 | 0 | -0.644 | 0 | 0 | 0 | 0 | 0.202 | n/a
LV Sub Generation Non-Intermittent | 604 | 0 | -5.11 | -0.506 | -0.097 | 0 | 0 | 0.202 | n/a
HV Generation Intermittent | 698 | 0 | -0.425 | 0 | 0 | 32.75 | 0 | 0.163 | n/a
HV Generation Non-Intermittent | 606 | 0 | -3.31 | -0.335 | -0.073 | 32.75 | 0 | 0.163 | n/a
HV Sub Generation Non-Intermittent | 607 | 0 | -3.317 | -0.335 | -0.073 | 32.75 | 0 | 0.129 | n/a
HV Sub Generation Intermittent | 605 | 0 | -0.426 | 0 | 0 | 32.75 | 0 | 0.129 | n/a
LDNO LV: Domestic Unrestricted | 870 | 1 | 1.913 | 0 | 0 | 2.5388 | 0 | 0 | n/a
LDNO LV: Domestic Two Rate | 871 | 2 | 2.149 | 0.1566 | 0 | 2.5388 | 0 | 0 | n/a
LDNO LV: Domestic Off Peak (related MPAN) | 872 | 2 | 0.16074 | 0 | 0 | 0 | 0 | 0 | n/a
LDNO LV: Small Non Domestic Unrestricted | 873 | 3 | 1.5377 | 0 | 0 | 4.0565 | 0 | 0 | n/a
LDNO LV: Small Non Domestic Two Rate | 874 | 4 | 1.9606 | 0.18282 | 0 | 4.0565 | 0 | 0 | n/a
LDNO LV: Small Non Domestic Off Peak (related MPAN) | 875 | 4 | 0.17247 | 0 | 0 | 0 | 0 | 0 | n/a
LDNO LV: LV Medium Non-Domestic | 876 | 5-8 | 1.7985 | 0.12694 | 0 | 30.9618 | 0 | 0 | n/a
LDNO LV: LV HH Metered | 877 | 0 | 9.5252 | 0.67125 | 0.10003 | 5.9606 | 1.6971 | 0.30562 | n/a
LDNO LV: NHH UMS | 878 | 1&8 | 2.4567 | 0 | 0 | 0 | 0 | 0 | n/a
LDNO LV: LV UMS (Pseudo HH Metered) | 879 | 0 | 21.3415 | 2.0096 | 0.70644 | 0 | 0 | 0 | n/a
LDNO LV: LV Generation NHH | 880 | 8 | -0.702 | 0 | 0 | 0 | 0 | 0 | n/a
LDNO LV: LV Generation Intermittent | 881 | 0 | -0.702 | 0 | 0 | 0 | 0 | 0.231 | n/a
LDNO LV: LV Generation Non-Intermittent | 882 | 0 | -5.583 | -0.552 | -0.104 | 0 | 0 | 0.231 | n/a
LDNO HV: Domestic Unrestricted | 883 | 1 | 1.007 | 0 | 0 | 1.3364 | 0 | 0 | n/a
LDNO HV: Domestic Two Rate | 884 | 2 | 1.1312 | 0.082436 | 0 | 1.3364 | 0 | 0 | n/a
LDNO HV: Domestic Off Peak (related MPAN) | 885 | 2 | 0.084615 | 0 | 0 | 0 | 0 | 0 | n/a
LDNO HV: Small Non Domestic Unrestricted | 886 | 3 | 0.80947 | 0 | 0 | 2.1354 | 0 | 0 | n/a
LDNO HV: Small Non Domestic Two Rate | 887 | 4 | 1.0321 | 0.096236 | 0 | 2.1354 | 0 | 0 | n/a
LDNO HV: Small Non Domestic Off Peak (related MPAN) | 888 | 4 | 0.090789 | 0 | 0 | 0 | 0 | 0 | n/a
LDNO HV: LV Medium Non-Domestic | 889 | 5-8 | 0.94675 | 0.066821 | 0 | 16.2984 | 0 | 0 | n/a
LDNO HV: LV HH Metered | 890 | 0 | 5.0141 | 0.35335 | 0.052658 | 3.1377 | 0.89336 | 0.16088 | n/a
LDNO HV: LV Sub HH Metered | 891 | 0 | 7.458 | 0.50582 | 0.076279 | 3.538 | 1.5905 | 0.20882 | n/a
LDNO HV: HV HH Metered | 892 | 0 | 6.5377 | 0.4254 | 0.062974 | 48.959 | 1.9021 | 0.19278 | n/a
LDNO HV: NHH UMS | 893 | 1&8 | 1.2932 | 0 | 0 | 0 | 0 | 0 | n/a
LDNO HV: LV UMS (Pseudo HH Metered) | 894 | 0 | 11.2342 | 1.0579 | 0.37187 | 0 | 0 | 0 | n/a
LDNO HV: LV Generation NHH | 895 | 8 | -0.702 | 0 | 0 | 0 | 0 | 0 | n/a
LDNO HV: LV Sub Generation NHH | 902 | 8 | -0.644 | 0 | 0 | 0 | 0 | 0 | n/a
LDNO HV: LV Generation Intermittent | 896 | 0 | -0.702 | 0 | 0 | 0 | 0 | 0.231 | n/a
LDNO HV: LV Generation Non-Intermittent | 897 | 0 | -5.583 | -0.552 | -0.104 | 0 | 0 | 0.231 | n/a
LDNO HV: LV Sub Generation Intermittent | 898 | 0 | -0.644 | 0 | 0 | 0 | 0 | 0.202 | n/a
LDNO HV: LV Sub Generation Non-Intermittent | 899 | 0 | -5.11 | -0.506 | -0.097 | 0 | 0 | 0.202 | n/a
LDNO HV: HV Generation Intermittent | 900 | 0 | -0.425 | 0 | 0 | 0 | 0 | 0.163 | n/a
LDNO HV: HV Generation Non-Intermittent | 901 | 0 | -3.31 | -0.335 | -0.073 | 0 | 0 | 0.163 | n/a

## LV SM - typical bill
| Y | Y+1 | Y+2 | Y+3 | Y+4
TARIFF | Base Model | Scenario 1 | Scenario 2 | Scenario 3 | Scenario 4
> Domestic Unrestricted
Domestic Unrestricted | 111.2584 | 111.2961 | 111.3751 | 111.2937 | 111.335
LDNO LV: Domestic Unrestricted | 62.7442 | 62.7753 | 62.855 | 62.7636 | 62.8122
LDNO HV: Domestic Unrestricted | 29.3313 | 29.349 | 29.3976 | 29.3401 | 29.3711
> Domestic Two Rate
Domestic Two Rate | 126.2497 | 126.2534 | 126.3071 | 126.2834 | 126.2956
LDNO LV: Domestic Two Rate
LDNO HV: Domestic Two Rate
> Domestic Off Peak (related MPAN)
Domestic Off Peak (related MPAN)
LDNO LV: Domestic Off Peak (related MPAN)
LDNO HV: Domestic Off Peak (related MPAN)
> Small Non Domestic Unrestricted
Small Non Domestic Unrestricted | 332.8489 | 333.0741 | 333.6829 | 332.9521 | 333.0438
LDNO LV: Small Non Domestic Unrestricted | 183.6747 | 183.8507 | 184.3531 | 183.7254 | 183.8504
LDNO HV: Small Non Domestic Unrestricted | 162.1418 | 162.2051 | 162.3522 | 162.1978 | 162.1756
> Small Non Domestic Two Rate
Small Non Domestic Two Rate | 468.181 | 468.2464 | 468.5868 | 468.1445 | 468.0563
LDNO LV: Small Non Domestic Two Rate
LDNO HV: Small Non Domestic Two Rate | 1081.7988 | 1081.1859 | 1079.6961 | 1081.7856 | 1080.4801
> Small Non Domestic Off Peak (related MPAN)
Small Non Domestic Off Peak (related MPAN)
LDNO LV: Small Non Domestic Off Peak (related MPAN)
LDNO HV: Small Non Domestic Off Peak (related MPAN)
> LV Medium Non-Domestic
LV Medium Non-Domestic | 2514.555 | 2513.5621 | 2508.4515 | 2515.4384 | 2511.7953
LDNO LV: LV Medium Non-Domestic
LDNO HV: LV Medium Non-Domestic | 843.0647 | 842.7271 | 840.9865 | 843.3624 | 842.1316
> LV Sub Medium Non-Domestic
LV Sub Medium Non-Domestic
> HV Medium Non-Domestic
HV Medium Non-Domestic | 1641.7494 | 1640.5449 | 1635.927 | 1642.5984 | 1638.7469
> LV HH Metered
LV HH Metered | 9646.4274 | 9646.1301 | 9620.3969 | 9649.0804 | 9632.873
LDNO LV: LV HH Metered
LDNO HV: LV HH Metered
> LV Sub HH Metered
LV Sub HH Metered | 9239.5698 | 9224.8275 | 9208.0911 | 9239.7474 | 9224.0076
LDNO HV: LV Sub HH Metered
> HV HH Metered
HV HH Metered | 59530.0134 | 59520.1888 | 59383.3692 | 59530.1594 | 59449.0748
LDNO HV: HV HH Metered
> HV Sub HH Metered
HV Sub HH Metered
> NHH UMS
NHH UMS
LDNO LV: NHH UMS
LDNO HV: NHH UMS
> LV UMS (Pseudo HH Metered)
LV UMS (Pseudo HH Metered)
LDNO LV: LV UMS (Pseudo HH Metered)
LDNO HV: LV UMS (Pseudo HH Metered)
> LV Generation NHH
LV Generation NHH
LDNO LV: LV Generation NHH
LDNO HV: LV Generation NHH
> LV Sub Generation NHH
LV Sub Generation NHH
LDNO HV: LV Sub Generation NHH
> LV Generation Intermittent
LV Generation Intermittent
LDNO LV: LV Generation Intermittent
LDNO HV: LV Generation Intermittent
> LV Generation Non-Intermittent
LV Generation Non-Intermittent
LDNO LV: LV Generation Non-Intermittent
LDNO HV: LV Generation Non-Intermittent
> LV Sub Generation Intermittent
LV Sub Generation Intermittent
LDNO HV: LV Sub Generation Intermittent
> LV Sub Generation Non-Intermittent
LV Sub Generation Non-Intermittent
LDNO HV: LV Sub Generation Non-Intermittent
> HV Generation Intermittent
HV Generation Intermittent | -11499.0131 | -11499.3416 | -11473.0062 | -11498.9401 | -11472.378
LDNO HV: HV Generation Intermittent
> HV Generation Non-Intermittent
HV Generation Non-Intermittent | -25640.2838 | -25601.8306 | -25536.6046 | -25644.7789 | -25588.4546
LDNO HV: HV Generation Non-Intermittent
> HV Sub Generation Non-Intermittent
HV Sub Generation Non-Intermittent
> HV Sub Generation Intermittent
HV Sub Generation Intermittent

## HV SM - summary
Tariff Comparison
Scenario 1 vs Base | [6 empty] | Scenario 3 vs Base
| Unit rate 1 p/kWh | Unit rate 2 p/kWh | Unit rate 3 p/kWh | Fixed charge p/MPAN/day | Capacity charge p/kVA/day | Reactive power charge p/kVArh |  | Unit rate 1 p/kWh | Unit rate 2 p/kWh | Unit rate 3 p/kWh | Fixed charge p/MPAN/day | Capacity charge p/kVA/day | Reactive power charge p/kVArh
Domestic Unrestricted | 0% |  |  | 0% |  |  | Domestic Unrestricted | 0% |  |  | 0%
Domestic Two Rate | 0% | 0% |  | 0% |  |  | Domestic Two Rate | 0% | 0% |  | 0%
Domestic Off Peak (related MPAN) | 0% | [5 empty] | Domestic Off Peak (related MPAN) | 0%
Small Non Domestic Unrestricted | 0% |  |  | 0% |  |  | Small Non Domestic Unrestricted | 0% |  |  | 0%
Small Non Domestic Two Rate | 0% | 0% |  | 0% |  |  | Small Non Domestic Two Rate | 0% | 0% |  | 0%
Small Non Domestic Off Peak (related MPAN) | 0% | [5 empty] | Small Non Domestic Off Peak (related MPAN) | 0%
LV Medium Non-Domestic | 0% | 0% |  | 0% |  |  | LV Medium Non-Domestic | 0% | 0% |  | 0%
LV Sub Medium Non-Domestic | 0% | 0% |  | 0% |  |  | LV Sub Medium Non-Domestic | 0% | 0% |  | 0%
HV Medium Non-Domestic | 0% | 0% |  | 0.05122% |  |  | HV Medium Non-Domestic | 0% | 0% |  | -0.2122%
LV HH Metered | 0% | 0% | 0% | 0% | 0% | 0% | LV HH Metered | 0% | 0% | 0% | 0% | 0% | 0%
LV Sub HH Metered | 0% | 0% | 0% | 0% | 0% | 0% | LV Sub HH Metered | 0% | 0% | 0% | 0% | 0% | 0%
HV HH Metered | 0% | 0% | 0% | 0.1063% | 0% | 0% | HV HH Metered | 0% | 0% | 0% | -0.3853% | 0% | 0%
HV Sub HH Metered | 0% | 0% | 0% | 0.1063% | 0% | 0% | HV Sub HH Metered | 0% | 0% | 0% | -0.3853% | 0% | 0%
NHH UMS | 0% | [5 empty] | NHH UMS | 0%
LV UMS (Pseudo HH Metered) | 0% | 0% | 0% |  |  |  | LV UMS (Pseudo HH Metered) | 0% | 0% | 0%
Scenario 2 vs Base | [6 empty] | Scenario 4 vs Base
| Unit rate 1 p/kWh | Unit rate 2 p/kWh | Unit rate 3 p/kWh | Fixed charge p/MPAN/day | Capacity charge p/kVA/day | Reactive power charge p/kVArh |  | Unit rate 1 p/kWh | Unit rate 2 p/kWh | Unit rate 3 p/kWh | Fixed charge p/MPAN/day | Capacity charge p/kVA/day | Reactive power charge p/kVArh
Domestic Unrestricted | 0% |  |  | 0% |  |  | Domestic Unrestricted | 0% |  |  | 0%
Domestic Two Rate | 0% | 0% |  | 0% |  |  | Domestic Two Rate | 0% | 0% |  | 0%
Domestic Off Peak (related MPAN) | 0% | [5 empty] | Domestic Off Peak (related MPAN) | 0%
Small Non Domestic Unrestricted | 0% |  |  | 0% |  |  | Small Non Domestic Unrestricted | 0% |  |  | 0%
Small Non Domestic Two Rate | 0% | 0% |  | 0% |  |  | Small Non Domestic Two Rate | 0% | 0% |  | 0%
Small Non Domestic Off Peak (related MPAN) | 0% | [5 empty] | Small Non Domestic Off Peak (related MPAN) | 0%
LV Medium Non-Domestic | 0% | 0% |  | 0% |  |  | LV Medium Non-Domestic | 0% | 0% |  | 0%
LV Sub Medium Non-Domestic | 0% | 0% |  | 0% |  |  | LV Sub Medium Non-Domestic | 0% | 0% |  | 0%
HV Medium Non-Domestic | 0% | 0% |  | 0.3951% |  |  | HV Medium Non-Domestic | 0% | 0% |  | 2.349%
LV HH Metered | 0% | 0% | 0% | 0% | 0% | 0% | LV HH Metered | 0% | 0% | 0% | 0% | 0% | 0%
LV Sub HH Metered | 0% | 0% | 0% | 0% | 0% | 0% | LV Sub HH Metered | 0% | 0% | 0% | 0% | 0% | 0%
HV HH Metered | 0% | 0% | 0% | 0.7307% | 0% | 0% | HV HH Metered | 0% | 0% | 0% | 4.265% | 0% | 0%
HV Sub HH Metered | 0% | 0% | 0% | 0.7307% | 0% | 0% | HV Sub HH Metered | 0% | 0% | 0% | 4.265% | 0% | 0%
NHH UMS | 0% | [5 empty] | NHH UMS | 0%
LV UMS (Pseudo HH Metered) | 0% | 0% | 0% |  |  |  | LV UMS (Pseudo HH Metered) | -0.003236% | 0% | 0%
Scenario 2 vs Scenario 1 | [6 empty] | Scenario 4 vs Scenario 3
| Unit rate 1 p/kWh | Unit rate 2 p/kWh | Unit rate 3 p/kWh | Fixed charge p/MPAN/day | Capacity charge p/kVA/day | Reactive power charge p/kVArh |  | Unit rate 1 p/kWh | Unit rate 2 p/kWh | Unit rate 3 p/kWh | Fixed charge p/MPAN/day | Capacity charge p/kVA/day | Reactive power charge p/kVArh
Domestic Unrestricted | 0% |  |  | 0% |  |  | Domestic Unrestricted | 0% |  |  | 0%
Domestic Two Rate | 0% | 0% |  | 0% |  |  | Domestic Two Rate | 0% | 0% |  | 0%
Domestic Off Peak (related MPAN) | 0% | [5 empty] | Domestic Off Peak (related MPAN) | 0%
Small Non Domestic Unrestricted | 0% |  |  | 0% |  |  | Small Non Domestic Unrestricted | 0% |  |  | 0%
Small Non Domestic Two Rate | 0% | 0% |  | 0% |  |  | Small Non Domestic Two Rate | 0% | 0% |  | 0%
Small Non Domestic Off Peak (related MPAN) | 0% | [5 empty] | Small Non Domestic Off Peak (related MPAN) | 0%
LV Medium Non-Domestic | 0% | 0% |  | 0% |  |  | LV Medium Non-Domestic | 0% | 0% |  | 0%
LV Sub Medium Non-Domestic | 0% | 0% |  | 0% |  |  | LV Sub Medium Non-Domestic | 0% | 0% |  | 0%
HV Medium Non-Domestic | 0% | 0% |  | 0.3437% |  |  | HV Medium Non-Domestic | 0% | 0% |  | 2.566%
LV HH Metered | 0% | 0% | 0% | 0% | 0% | 0% | LV HH Metered | 0% | 0% | 0% | 0% | 0% | 0%
LV Sub HH Metered | 0% | 0% | 0% | 0% | 0% | 0% | LV Sub HH Metered | 0% | 0% | 0% | 0% | 0% | 0%
HV HH Metered | 0% | 0% | 0% | 0.6238% | 0% | 0% | HV HH Metered | 0% | 0% | 0% | 4.668% | 0% | 0%
HV Sub HH Metered | 0% | 0% | 0% | 0.6238% | 0% | 0% | HV Sub HH Metered | 0% | 0% | 0% | 4.668% | 0% | 0%
NHH UMS | 0% | [5 empty] | NHH UMS | 0%
LV UMS (Pseudo HH Metered) | 0% | 0% | 0% |  |  |  | LV UMS (Pseudo HH Metered) | -0.003236% | 0% | 0%
Typical Bill Comparison
| Percentage Change |  |  | Absolute Change (£) |  |  |  | Percentage Change |  |  | Absolute Change (£)
TARIFF | Scenario 1 vs Base | Scenario 2 vs Base | Scenario 2 vs Scenario 1 | Scenario 1 vs Base | Scenario 2 vs Base | Scenario 2 vs Scenario 1 | TARIFF | Scenario 3 vs Base | Scenario 4 vs Base | Scenario 4 vs Scenario 3 | Scenario 3 vs Base | Scenario 4 vs Base | Scenario 4 vs Scenario 3
> Domestic Unrestricted | [6 empty] | > Domestic Unrestricted
Domestic Unrestricted | 0% | 0% | 0% | 0 | 0 | 0 | Domestic Unrestricted | 0% | 0% | 0% | 0 | 0 | 0
LDNO LV: Domestic Unrestricted | 0% | 0% | 0% | 0 | 0 | 0 | LDNO LV: Domestic Unrestricted | 0% | 0% | 0% | 0 | 0 | 0
LDNO HV: Domestic Unrestricted | 0% | 0% | 0% | 0 | 0 | 0 | LDNO HV: Domestic Unrestricted | 0% | 0% | 0% | 0 | 0 | 0
> Domestic Two Rate | [6 empty] | > Domestic Two Rate
Domestic Two Rate | 0% | 0% | 0% | 0 | 0 | 0 | Domestic Two Rate | 0% | 0% | 0% | 0 | 0 | 0
LDNO LV: Domestic Two Rate | [6 empty] | LDNO LV: Domestic Two Rate
LDNO HV: Domestic Two Rate | [6 empty] | LDNO HV: Domestic Two Rate
> Domestic Off Peak (related MPAN) | [6 empty] | > Domestic Off Peak (related MPAN)
Domestic Off Peak (related MPAN) | [6 empty] | Domestic Off Peak (related MPAN)
LDNO LV: Domestic Off Peak (related MPAN) | [6 empty] | LDNO LV: Domestic Off Peak (related MPAN)
LDNO HV: Domestic Off Peak (related MPAN) | [6 empty] | LDNO HV: Domestic Off Peak (related MPAN)
> Small Non Domestic Unrestricted | [6 empty] | > Small Non Domestic Unrestricted
Small Non Domestic Unrestricted | 0% | 0% | 0% | 0 | 0 | 0 | Small Non Domestic Unrestricted | 0% | 0% | 0% | 0 | 0 | 0
LDNO LV: Small Non Domestic Unrestricted | 0% | 0% | 0% | 0 | 0 | 0 | LDNO LV: Small Non Domestic Unrestricted | 0% | 0% | 0% | 0 | 0 | 0
LDNO HV: Small Non Domestic Unrestricted | 0% | 0% | 0% | 0 | 0 | 0 | LDNO HV: Small Non Domestic Unrestricted | 0% | 0% | 0% | 0 | 0 | 0
> Small Non Domestic Two Rate | [6 empty] | > Small Non Domestic Two Rate
Small Non Domestic Two Rate | 0% | 0% | 0% | 0 | 0 | 0 | Small Non Domestic Two Rate | 0% | 0% | 0% | 0 | 0 | 0
LDNO LV: Small Non Domestic Two Rate | [6 empty] | LDNO LV: Small Non Domestic Two Rate
LDNO HV: Small Non Domestic Two Rate | 0% | 0% | 0% | 0 | 0 | 0 | LDNO HV: Small Non Domestic Two Rate | 0% | 0% | 0% | 0 | 0 | 0
> Small Non Domestic Off Peak (related MPAN) | [6 empty] | > Small Non Domestic Off Peak (related MPAN)
Small Non Domestic Off Peak (related MPAN) | [6 empty] | Small Non Domestic Off Peak (related MPAN)
LDNO LV: Small Non Domestic Off Peak (related MPAN) | [6 empty] | LDNO LV: Small Non Domestic Off Peak (related MPAN)
LDNO HV: Small Non Domestic Off Peak (related MPAN) | [6 empty] | LDNO HV: Small Non Domestic Off Peak (related MPAN)
> LV Medium Non-Domestic | [6 empty] | > LV Medium Non-Domestic
LV Medium Non-Domestic | 0% | 0% | 0% | 0 | 0 | 0 | LV Medium Non-Domestic | 0% | 0% | 0% | 0 | 0 | 0
LDNO LV: LV Medium Non-Domestic | [6 empty] | LDNO LV: LV Medium Non-Domestic
LDNO HV: LV Medium Non-Domestic | 0% | 0% | 0% | 0 | 0 | 0 | LDNO HV: LV Medium Non-Domestic | 0% | 0% | 0% | 0 | 0 | 0
> LV Sub Medium Non-Domestic | [6 empty] | > LV Sub Medium Non-Domestic
LV Sub Medium Non-Domestic | [6 empty] | LV Sub Medium Non-Domestic
> HV Medium Non-Domestic | [6 empty] | > HV Medium Non-Domestic
HV Medium Non-Domestic | 0.01564% | 0.1206% | 0.105% | 0.2555 | 1.971 | 1.7155 | HV Medium Non-Domestic | -0.06478% | 0.7171% | 0.7824% | -1.0585 | 11.7165 | 12.775
> LV HH Metered | [6 empty] | > LV HH Metered
LV HH Metered | 0% | 0% | 0% | 0 | 0 | 0 | LV HH Metered | 0% | 0% | 0% | 0 | 0 | 0
LDNO LV: LV HH Metered | [6 empty] | LDNO LV: LV HH Metered
LDNO HV: LV HH Metered | [6 empty] | LDNO HV: LV HH Metered
> LV Sub HH Metered | [6 empty] | > LV Sub HH Metered
LV Sub HH Metered | 0% | 0% | 0% | 0 | 0 | 0 | LV Sub HH Metered | 0% | 0% | 0% | 0 | 0 | 0
LDNO HV: LV Sub HH Metered | [6 empty] | LDNO HV: LV Sub HH Metered
> HV HH Metered | [6 empty] | > HV HH Metered
HV HH Metered | 0.0004917% | 0.003381% | 0.002889% | 0.292 | 2.0075 | 1.7155 | HV HH Metered | -0.001783% | 0.01973% | 0.02151% | -1.0585 | 11.7165 | 12.775
LDNO HV: HV HH Metered | [6 empty] | LDNO HV: HV HH Metered
> HV Sub HH Metered | [6 empty] | > HV Sub HH Metered
HV Sub HH Metered | [6 empty] | HV Sub HH Metered
> NHH UMS | [6 empty] | > NHH UMS
NHH UMS | [6 empty] | NHH UMS
LDNO LV: NHH UMS | [6 empty] | LDNO LV: NHH UMS
LDNO HV: NHH UMS | [6 empty] | LDNO HV: NHH UMS
> LV UMS (Pseudo HH Metered) | [6 empty] | > LV UMS (Pseudo HH Metered)
LV UMS (Pseudo HH Metered) | [6 empty] | LV UMS (Pseudo HH Metered)
LDNO LV: LV UMS (Pseudo HH Metered) | [6 empty] | LDNO LV: LV UMS (Pseudo HH Metered)
LDNO HV: LV UMS (Pseudo HH Metered) | [6 empty] | LDNO HV: LV UMS (Pseudo HH Metered)
> LV Generation NHH | [6 empty] | > LV Generation NHH
LV Generation NHH | [6 empty] | LV Generation NHH
LDNO LV: LV Generation NHH | [6 empty] | LDNO LV: LV Generation NHH
LDNO HV: LV Generation NHH | [6 empty] | LDNO HV: LV Generation NHH
> LV Sub Generation NHH | [6 empty] | > LV Sub Generation NHH
LV Sub Generation NHH | [6 empty] | LV Sub Generation NHH
LDNO HV: LV Sub Generation NHH | [6 empty] | LDNO HV: LV Sub Generation NHH
> LV Generation Intermittent | [6 empty] | > LV Generation Intermittent
LV Generation Intermittent | [6 empty] | LV Generation Intermittent
LDNO LV: LV Generation Intermittent | [6 empty] | LDNO LV: LV Generation Intermittent
LDNO HV: LV Generation Intermittent | [6 empty] | LDNO HV: LV Generation Intermittent
> LV Generation Non-Intermittent | [6 empty] | > LV Generation Non-Intermittent
LV Generation Non-Intermittent | [6 empty] | LV Generation Non-Intermittent
LDNO LV: LV Generation Non-Intermittent | [6 empty] | LDNO LV: LV Generation Non-Intermittent
LDNO HV: LV Generation Non-Intermittent | [6 empty] | LDNO HV: LV Generation Non-Intermittent
> LV Sub Generation Intermittent | [6 empty] | > LV Sub Generation Intermittent
LV Sub Generation Intermittent | [6 empty] | LV Sub Generation Intermittent
LDNO HV: LV Sub Generation Intermittent | [6 empty] | LDNO HV: LV Sub Generation Intermittent
> LV Sub Generation Non-Intermittent | [6 empty] | > LV Sub Generation Non-Intermittent
LV Sub Generation Non-Intermittent | [6 empty] | LV Sub Generation Non-Intermittent
LDNO HV: LV Sub Generation Non-Intermittent | [6 empty] | LDNO HV: LV Sub Generation Non-Intermittent
> HV Generation Intermittent | [6 empty] | > HV Generation Intermittent
HV Generation Intermittent | -0% | -0.05119% | -0.05119% | 0 | 5.8765 | 5.8765 | HV Generation Intermittent | 0.003816% | -0.04197% | -0.04579% | -0.438 | 4.818 | 5.256
LDNO HV: HV Generation Intermittent | [6 empty] | LDNO HV: HV Generation Intermittent
> HV Generation Non-Intermittent | [6 empty] | > HV Generation Non-Intermittent
HV Generation Non-Intermittent | -0% | -0.02301% | -0.02301% | 0 | 5.8765 | 5.8765 | HV Generation Non-Intermittent | 0.001715% | -0.01886% | -0.02058% | -0.438 | 4.818 | 5.256
LDNO HV: HV Generation Non-Intermittent | [6 empty] | LDNO HV: HV Generation Non-Intermittent
> HV Sub Generation Non-Intermittent | [6 empty] | > HV Sub Generation Non-Intermittent
HV Sub Generation Non-Intermittent | [6 empty] | HV Sub Generation Non-Intermittent
> HV Sub Generation Intermittent | [6 empty] | > HV Sub Generation Intermittent
HV Sub Generation Intermittent | [6 empty] | HV Sub Generation Intermittent

## HV SM - tariffs
Tariffs for Charging Year: Base Model
| Open LLFCs | PCs | Unit rate 1 p/kWh | Unit rate 2 p/kWh | Unit rate 3 p/kWh | Fixed charge p/MPAN/day | Capacity charge p/kVA/day | Reactive power charge p/kVArh | Closed LLFCs
Domestic Unrestricted | 100, 105, 800, 860 | 1 | 2.77 | 0 | 0 | 3.72 | 0 | 0 | n/a
Domestic Two Rate | 101, 106, 801, 861, | 2 | 3.111 | 0.227 | 0 | 3.72 | 0 | 0 | n/a
Domestic Off Peak (related MPAN) | n/a | 2 | 0.232 | 0 | 0 | 0 | 0 | 0 | 194, 843
Small Non Domestic Unrestricted | 200, 810, 862 | 3 | 2.226 | 0 | 0 | 6.17 | 0 | 0 | n/a
Small Non Domestic Two Rate | 201, 811, 863 | 4 | 2.839 | 0.264 | 0 | 6.17 | 0 | 0 | n/a
Small Non Domestic Off Peak (related MPAN) | n/a | 4 | 0.25 | 0 | 0 | 0 | 0 | 0 | 294
LV Medium Non-Domestic | 300 | 5-8 | 2.604 | 0.184 | 0 | 44.69 | 0 | 0 | n/a
LV Sub Medium Non-Domestic | 344 | 5-8 | 1.758 | 0.124 | 0 | 3.65 | 0 | 0 | n/a
HV Medium Non-Domestic | 400 | 5-8 | 1.873 | 0.133 | 0 | 136.67 | 0 | 0 | n/a
LV HH Metered | 300 | 0 | 13.796 | 0.972 | 0.144 | 9.41 | 2.45 | 0.443 | n/a
LV Sub HH Metered | 344 | 0 | 13.778 | 0.934 | 0.141 | 6.8 | 2.93 | 0.386 | n/a
HV HH Metered | 400 | 0 | 10.169 | 0.662 | 0.098 | 75.27 | 2.95 | 0.299 | n/a
HV Sub HH Metered | 444 | 0 | 8.877 | 0.573 | 0.088 | 75.27 | 2.37 | 0.275 | n/a
NHH UMS | 701 | 1&8 | 3.561 | 0 | 0 | 0 | 0 | 0 | n/a
LV UMS (Pseudo HH Metered) | 700 | 0 | 30.903 | 2.914 | 1.028 | 0 | 0 | 0 | n/a
LV Generation NHH | 697 | 8 | -0.7 | 0 | 0 | 0 | 0 | 0 | n/a
LV Sub Generation NHH | 717 | 8 | -0.643 | 0 | 0 | 0 | 0 | 0 | n/a
LV Generation Intermittent | 697 | 0 | -0.7 | 0 | 0 | 0 | 0 | 0.231 | n/a
LV Generation Non-Intermittent | 603 | 0 | -5.57 | -0.55 | -0.103 | 0 | 0 | 0.231 | n/a
LV Sub Generation Intermittent | 602 | 0 | -0.643 | 0 | 0 | 0 | 0 | 0.202 | n/a
LV Sub Generation Non-Intermittent | 604 | 0 | -5.099 | -0.505 | -0.097 | 0 | 0 | 0.202 | n/a
HV Generation Intermittent | 698 | 0 | -0.425 | 0 | 0 | 30.98 | 0 | 0.162 | n/a
HV Generation Non-Intermittent | 606 | 0 | -3.304 | -0.334 | -0.073 | 30.98 | 0 | 0.162 | n/a
HV Sub Generation Non-Intermittent | 607 | 0 | -3.312 | -0.335 | -0.073 | 30.98 | 0 | 0.128 | n/a
HV Sub Generation Intermittent | 605 | 0 | -0.425 | 0 | 0 | 30.98 | 0 | 0.128 | n/a
LDNO LV: Domestic Unrestricted | 870 | 1 | 1.911 | 0 | 0 | 2.5664 | 0 | 0 | n/a
LDNO LV: Domestic Two Rate | 871 | 2 | 2.1462 | 0.1566 | 0 | 2.5664 | 0 | 0 | n/a
LDNO LV: Domestic Off Peak (related MPAN) | 872 | 2 | 0.16005 | 0 | 0 | 0 | 0 | 0 | n/a
LDNO LV: Small Non Domestic Unrestricted | 873 | 3 | 1.5357 | 0 | 0 | 4.2566 | 0 | 0 | n/a
LDNO LV: Small Non Domestic Two Rate | 874 | 4 | 1.9586 | 0.18213 | 0 | 4.2566 | 0 | 0 | n/a
LDNO LV: Small Non Domestic Off Peak (related MPAN) | 875 | 4 | 0.17247 | 0 | 0 | 0 | 0 | 0 | n/a
LDNO LV: LV Medium Non-Domestic | 876 | 5-8 | 1.7964 | 0.12694 | 0 | 30.8308 | 0 | 0 | n/a
LDNO LV: LV HH Metered | 877 | 0 | 9.5176 | 0.67056 | 0.099343 | 6.4918 | 1.6902 | 0.30562 | n/a
LDNO LV: NHH UMS | 878 | 1&8 | 2.4567 | 0 | 0 | 0 | 0 | 0 | n/a
LDNO LV: LV UMS (Pseudo HH Metered) | 879 | 0 | 21.3194 | 2.0103 | 0.7092 | 0 | 0 | 0 | n/a
LDNO LV: LV Generation NHH | 880 | 8 | -0.7 | 0 | 0 | 0 | 0 | 0 | n/a
LDNO LV: LV Generation Intermittent | 881 | 0 | -0.7 | 0 | 0 | 0 | 0 | 0.231 | n/a
LDNO LV: LV Generation Non-Intermittent | 882 | 0 | -5.57 | -0.55 | -0.103 | 0 | 0 | 0.231 | n/a
LDNO HV: Domestic Unrestricted | 883 | 1 | 1.0059 | 0 | 0 | 1.3509 | 0 | 0 | n/a
LDNO HV: Domestic Two Rate | 884 | 2 | 1.1298 | 0.082436 | 0 | 1.3509 | 0 | 0 | n/a
LDNO HV: Domestic Off Peak (related MPAN) | 885 | 2 | 0.084252 | 0 | 0 | 0 | 0 | 0 | n/a
LDNO HV: Small Non Domestic Unrestricted | 886 | 3 | 0.80838 | 0 | 0 | 2.2407 | 0 | 0 | n/a
LDNO HV: Small Non Domestic Two Rate | 887 | 4 | 1.031 | 0.095873 | 0 | 2.2407 | 0 | 0 | n/a
LDNO HV: Small Non Domestic Off Peak (related MPAN) | 888 | 4 | 0.090789 | 0 | 0 | 0 | 0 | 0 | n/a
LDNO HV: LV Medium Non-Domestic | 889 | 5-8 | 0.94566 | 0.066821 | 0 | 16.2294 | 0 | 0 | n/a
LDNO HV: LV HH Metered | 890 | 0 | 5.0101 | 0.35299 | 0.052294 | 3.4173 | 0.88973 | 0.16088 | n/a
LDNO HV: LV Sub HH Metered | 891 | 0 | 7.4537 | 0.50528 | 0.076279 | 3.6787 | 1.5851 | 0.20882 | n/a
LDNO HV: HV HH Metered | 892 | 0 | 6.5345 | 0.4254 | 0.062974 | 48.3678 | 1.8956 | 0.19213 | n/a
LDNO HV: NHH UMS | 893 | 1&8 | 1.2932 | 0 | 0 | 0 | 0 | 0 | n/a
LDNO HV: LV UMS (Pseudo HH Metered) | 894 | 0 | 11.2226 | 1.0582 | 0.37332 | 0 | 0 | 0 | n/a
LDNO HV: LV Generation NHH | 895 | 8 | -0.7 | 0 | 0 | 0 | 0 | 0 | n/a
LDNO HV: LV Sub Generation NHH | 902 | 8 | -0.643 | 0 | 0 | 0 | 0 | 0 | n/a
LDNO HV: LV Generation Intermittent | 896 | 0 | -0.7 | 0 | 0 | 0 | 0 | 0.231 | n/a
LDNO HV: LV Generation Non-Intermittent | 897 | 0 | -5.57 | -0.55 | -0.103 | 0 | 0 | 0.231 | n/a
LDNO HV: LV Sub Generation Intermittent | 898 | 0 | -0.643 | 0 | 0 | 0 | 0 | 0.202 | n/a
LDNO HV: LV Sub Generation Non-Intermittent | 899 | 0 | -5.099 | -0.505 | -0.097 | 0 | 0 | 0.202 | n/a
LDNO HV: HV Generation Intermittent | 900 | 0 | -0.425 | 0 | 0 | 0 | 0 | 0.162 | n/a
LDNO HV: HV Generation Non-Intermittent | 901 | 0 | -3.304 | -0.334 | -0.073 | 0 | 0 | 0.162 | n/a
Tariffs for Charging Year: Scenario 1
| Open LLFCs | PCs | Unit rate 1 p/kWh | Unit rate 2 p/kWh | Unit rate 3 p/kWh | Fixed charge p/MPAN/day | Capacity charge p/kVA/day | Reactive power charge p/kVArh | Closed LLFCs
Domestic Unrestricted | 100, 105, 800, 860 | 1 | 2.77 | 0 | 0 | 3.72 | 0 | 0 | n/a
Domestic Two Rate | 101, 106, 801, 861, | 2 | 3.111 | 0.227 | 0 | 3.72 | 0 | 0 | n/a
Domestic Off Peak (related MPAN) | n/a | 2 | 0.232 | 0 | 0 | 0 | 0 | 0 | 194, 843
Small Non Domestic Unrestricted | 200, 810, 862 | 3 | 2.226 | 0 | 0 | 6.17 | 0 | 0 | n/a
Small Non Domestic Two Rate | 201, 811, 863 | 4 | 2.839 | 0.264 | 0 | 6.17 | 0 | 0 | n/a
Small Non Domestic Off Peak (related MPAN) | n/a | 4 | 0.25 | 0 | 0 | 0 | 0 | 0 | 294
LV Medium Non-Domestic | 300 | 5-8 | 2.604 | 0.184 | 0 | 44.69 | 0 | 0 | n/a
LV Sub Medium Non-Domestic | 344 | 5-8 | 1.758 | 0.124 | 0 | 3.65 | 0 | 0 | n/a
HV Medium Non-Domestic | 400 | 5-8 | 1.873 | 0.133 | 0 | 136.74 | 0 | 0 | n/a
LV HH Metered | 300 | 0 | 13.796 | 0.972 | 0.144 | 9.41 | 2.45 | 0.443 | n/a
LV Sub HH Metered | 344 | 0 | 13.778 | 0.934 | 0.141 | 6.8 | 2.93 | 0.386 | n/a
HV HH Metered | 400 | 0 | 10.169 | 0.662 | 0.098 | 75.35 | 2.95 | 0.299 | n/a
HV Sub HH Metered | 444 | 0 | 8.877 | 0.573 | 0.088 | 75.35 | 2.37 | 0.275 | n/a
NHH UMS | 701 | 1&8 | 3.561 | 0 | 0 | 0 | 0 | 0 | n/a
LV UMS (Pseudo HH Metered) | 700 | 0 | 30.903 | 2.914 | 1.028 | 0 | 0 | 0 | n/a
LV Generation NHH | 697 | 8 | -0.7 | 0 | 0 | 0 | 0 | 0 | n/a
LV Sub Generation NHH | 717 | 8 | -0.643 | 0 | 0 | 0 | 0 | 0 | n/a
LV Generation Intermittent | 697 | 0 | -0.7 | 0 | 0 | 0 | 0 | 0.231 | n/a
LV Generation Non-Intermittent | 603 | 0 | -5.57 | -0.55 | -0.103 | 0 | 0 | 0.231 | n/a
LV Sub Generation Intermittent | 602 | 0 | -0.643 | 0 | 0 | 0 | 0 | 0.202 | n/a
LV Sub Generation Non-Intermittent | 604 | 0 | -5.099 | -0.505 | -0.097 | 0 | 0 | 0.202 | n/a
HV Generation Intermittent | 698 | 0 | -0.425 | 0 | 0 | 30.98 | 0 | 0.162 | n/a
HV Generation Non-Intermittent | 606 | 0 | -3.304 | -0.334 | -0.073 | 30.98 | 0 | 0.162 | n/a
HV Sub Generation Non-Intermittent | 607 | 0 | -3.312 | -0.335 | -0.073 | 30.98 | 0 | 0.128 | n/a
HV Sub Generation Intermittent | 605 | 0 | -0.425 | 0 | 0 | 30.98 | 0 | 0.128 | n/a
LDNO LV: Domestic Unrestricted | 870 | 1 | 1.911 | 0 | 0 | 2.5664 | 0 | 0 | n/a
LDNO LV: Domestic Two Rate | 871 | 2 | 2.1462 | 0.1566 | 0 | 2.5664 | 0 | 0 | n/a
LDNO LV: Domestic Off Peak (related MPAN) | 872 | 2 | 0.16005 | 0 | 0 | 0 | 0 | 0 | n/a
LDNO LV: Small Non Domestic Unrestricted | 873 | 3 | 1.5357 | 0 | 0 | 4.2566 | 0 | 0 | n/a
LDNO LV: Small Non Domestic Two Rate | 874 | 4 | 1.9586 | 0.18213 | 0 | 4.2566 | 0 | 0 | n/a
LDNO LV: Small Non Domestic Off Peak (related MPAN) | 875 | 4 | 0.17247 | 0 | 0 | 0 | 0 | 0 | n/a
LDNO LV: LV Medium Non-Domestic | 876 | 5-8 | 1.7964 | 0.12694 | 0 | 30.8308 | 0 | 0 | n/a
LDNO LV: LV HH Metered | 877 | 0 | 9.5176 | 0.67056 | 0.099343 | 6.4918 | 1.6902 | 0.30562 | n/a
LDNO LV: NHH UMS | 878 | 1&8 | 2.4567 | 0 | 0 | 0 | 0 | 0 | n/a
LDNO LV: LV UMS (Pseudo HH Metered) | 879 | 0 | 21.3194 | 2.0103 | 0.7092 | 0 | 0 | 0 | n/a
LDNO LV: LV Generation NHH | 880 | 8 | -0.7 | 0 | 0 | 0 | 0 | 0 | n/a
LDNO LV: LV Generation Intermittent | 881 | 0 | -0.7 | 0 | 0 | 0 | 0 | 0.231 | n/a
LDNO LV: LV Generation Non-Intermittent | 882 | 0 | -5.57 | -0.55 | -0.103 | 0 | 0 | 0.231 | n/a
LDNO HV: Domestic Unrestricted | 883 | 1 | 1.0059 | 0 | 0 | 1.3509 | 0 | 0 | n/a
LDNO HV: Domestic Two Rate | 884 | 2 | 1.1298 | 0.082436 | 0 | 1.3509 | 0 | 0 | n/a
LDNO HV: Domestic Off Peak (related MPAN) | 885 | 2 | 0.084252 | 0 | 0 | 0 | 0 | 0 | n/a
LDNO HV: Small Non Domestic Unrestricted | 886 | 3 | 0.80838 | 0 | 0 | 2.2407 | 0 | 0 | n/a
LDNO HV: Small Non Domestic Two Rate | 887 | 4 | 1.031 | 0.095873 | 0 | 2.2407 | 0 | 0 | n/a
LDNO HV: Small Non Domestic Off Peak (related MPAN) | 888 | 4 | 0.090789 | 0 | 0 | 0 | 0 | 0 | n/a
LDNO HV: LV Medium Non-Domestic | 889 | 5-8 | 0.94566 | 0.066821 | 0 | 16.2294 | 0 | 0 | n/a
LDNO HV: LV HH Metered | 890 | 0 | 5.0101 | 0.35299 | 0.052294 | 3.4173 | 0.88973 | 0.16088 | n/a
LDNO HV: LV Sub HH Metered | 891 | 0 | 7.4537 | 0.50528 | 0.076279 | 3.6787 | 1.5851 | 0.20882 | n/a
LDNO HV: HV HH Metered | 892 | 0 | 6.5345 | 0.4254 | 0.062974 | 48.4193 | 1.8956 | 0.19213 | n/a
LDNO HV: NHH UMS | 893 | 1&8 | 1.2932 | 0 | 0 | 0 | 0 | 0 | n/a
LDNO HV: LV UMS (Pseudo HH Metered) | 894 | 0 | 11.2226 | 1.0582 | 0.37332 | 0 | 0 | 0 | n/a
LDNO HV: LV Generation NHH | 895 | 8 | -0.7 | 0 | 0 | 0 | 0 | 0 | n/a
LDNO HV: LV Sub Generation NHH | 902 | 8 | -0.643 | 0 | 0 | 0 | 0 | 0 | n/a
LDNO HV: LV Generation Intermittent | 896 | 0 | -0.7 | 0 | 0 | 0 | 0 | 0.231 | n/a
LDNO HV: LV Generation Non-Intermittent | 897 | 0 | -5.57 | -0.55 | -0.103 | 0 | 0 | 0.231 | n/a
LDNO HV: LV Sub Generation Intermittent | 898 | 0 | -0.643 | 0 | 0 | 0 | 0 | 0.202 | n/a
LDNO HV: LV Sub Generation Non-Intermittent | 899 | 0 | -5.099 | -0.505 | -0.097 | 0 | 0 | 0.202 | n/a
LDNO HV: HV Generation Intermittent | 900 | 0 | -0.425 | 0 | 0 | 0 | 0 | 0.162 | n/a
LDNO HV: HV Generation Non-Intermittent | 901 | 0 | -3.304 | -0.334 | -0.073 | 0 | 0 | 0.162 | n/a
Tariffs for Charging Year: Scenario 2
| Open LLFCs | PCs | Unit rate 1 p/kWh | Unit rate 2 p/kWh | Unit rate 3 p/kWh | Fixed charge p/MPAN/day | Capacity charge p/kVA/day | Reactive power charge p/kVArh | Closed LLFCs
Domestic Unrestricted | 100, 105, 800, 860 | 1 | 2.77 | 0 | 0 | 3.72 | 0 | 0 | n/a
Domestic Two Rate | 101, 106, 801, 861, | 2 | 3.111 | 0.227 | 0 | 3.72 | 0 | 0 | n/a
Domestic Off Peak (related MPAN) | n/a | 2 | 0.232 | 0 | 0 | 0 | 0 | 0 | 194, 843
Small Non Domestic Unrestricted | 200, 810, 862 | 3 | 2.226 | 0 | 0 | 6.17 | 0 | 0 | n/a
Small Non Domestic Two Rate | 201, 811, 863 | 4 | 2.839 | 0.264 | 0 | 6.17 | 0 | 0 | n/a
Small Non Domestic Off Peak (related MPAN) | n/a | 4 | 0.25 | 0 | 0 | 0 | 0 | 0 | 294
LV Medium Non-Domestic | 300 | 5-8 | 2.604 | 0.184 | 0 | 44.69 | 0 | 0 | n/a
LV Sub Medium Non-Domestic | 344 | 5-8 | 1.758 | 0.124 | 0 | 3.65 | 0 | 0 | n/a
HV Medium Non-Domestic | 400 | 5-8 | 1.873 | 0.133 | 0 | 137.21 | 0 | 0 | n/a
LV HH Metered | 300 | 0 | 13.796 | 0.972 | 0.144 | 9.41 | 2.45 | 0.443 | n/a
LV Sub HH Metered | 344 | 0 | 13.778 | 0.934 | 0.141 | 6.8 | 2.93 | 0.386 | n/a
HV HH Metered | 400 | 0 | 10.169 | 0.662 | 0.098 | 75.82 | 2.95 | 0.299 | n/a
HV Sub HH Metered | 444 | 0 | 8.877 | 0.573 | 0.088 | 75.82 | 2.37 | 0.275 | n/a
NHH UMS | 701 | 1&8 | 3.561 | 0 | 0 | 0 | 0 | 0 | n/a
LV UMS (Pseudo HH Metered) | 700 | 0 | 30.903 | 2.914 | 1.028 | 0 | 0 | 0 | n/a
LV Generation NHH | 697 | 8 | -0.7 | 0 | 0 | 0 | 0 | 0 | n/a
LV Sub Generation NHH | 717 | 8 | -0.643 | 0 | 0 | 0 | 0 | 0 | n/a
LV Generation Intermittent | 697 | 0 | -0.7 | 0 | 0 | 0 | 0 | 0.231 | n/a
LV Generation Non-Intermittent | 603 | 0 | -5.57 | -0.55 | -0.103 | 0 | 0 | 0.231 | n/a
LV Sub Generation Intermittent | 602 | 0 | -0.643 | 0 | 0 | 0 | 0 | 0.202 | n/a
LV Sub Generation Non-Intermittent | 604 | 0 | -5.099 | -0.505 | -0.097 | 0 | 0 | 0.202 | n/a
HV Generation Intermittent | 698 | 0 | -0.425 | 0 | 0 | 32.59 | 0 | 0.162 | n/a
HV Generation Non-Intermittent | 606 | 0 | -3.304 | -0.334 | -0.073 | 32.59 | 0 | 0.162 | n/a
HV Sub Generation Non-Intermittent | 607 | 0 | -3.312 | -0.335 | -0.073 | 32.59 | 0 | 0.128 | n/a
HV Sub Generation Intermittent | 605 | 0 | -0.425 | 0 | 0 | 32.59 | 0 | 0.128 | n/a
LDNO LV: Domestic Unrestricted | 870 | 1 | 1.911 | 0 | 0 | 2.5664 | 0 | 0 | n/a
LDNO LV: Domestic Two Rate | 871 | 2 | 2.1462 | 0.1566 | 0 | 2.5664 | 0 | 0 | n/a
LDNO LV: Domestic Off Peak (related MPAN) | 872 | 2 | 0.16005 | 0 | 0 | 0 | 0 | 0 | n/a
LDNO LV: Small Non Domestic Unrestricted | 873 | 3 | 1.5357 | 0 | 0 | 4.2566 | 0 | 0 | n/a
LDNO LV: Small Non Domestic Two Rate | 874 | 4 | 1.9586 | 0.18213 | 0 | 4.2566 | 0 | 0 | n/a
LDNO LV: Small Non Domestic Off Peak (related MPAN) | 875 | 4 | 0.17247 | 0 | 0 | 0 | 0 | 0 | n/a
LDNO LV: LV Medium Non-Domestic | 876 | 5-8 | 1.7964 | 0.12694 | 0 | 30.8308 | 0 | 0 | n/a
LDNO LV: LV HH Metered | 877 | 0 | 9.5176 | 0.67056 | 0.099343 | 6.4918 | 1.6902 | 0.30562 | n/a
LDNO LV: NHH UMS | 878 | 1&8 | 2.4567 | 0 | 0 | 0 | 0 | 0 | n/a
LDNO LV: LV UMS (Pseudo HH Metered) | 879 | 0 | 21.3194 | 2.0103 | 0.7092 | 0 | 0 | 0 | n/a
LDNO LV: LV Generation NHH | 880 | 8 | -0.7 | 0 | 0 | 0 | 0 | 0 | n/a
LDNO LV: LV Generation Intermittent | 881 | 0 | -0.7 | 0 | 0 | 0 | 0 | 0.231 | n/a
LDNO LV: LV Generation Non-Intermittent | 882 | 0 | -5.57 | -0.55 | -0.103 | 0 | 0 | 0.231 | n/a
LDNO HV: Domestic Unrestricted | 883 | 1 | 1.0059 | 0 | 0 | 1.3509 | 0 | 0 | n/a
LDNO HV: Domestic Two Rate | 884 | 2 | 1.1298 | 0.082436 | 0 | 1.3509 | 0 | 0 | n/a
LDNO HV: Domestic Off Peak (related MPAN) | 885 | 2 | 0.084252 | 0 | 0 | 0 | 0 | 0 | n/a
LDNO HV: Small Non Domestic Unrestricted | 886 | 3 | 0.80838 | 0 | 0 | 2.2407 | 0 | 0 | n/a
LDNO HV: Small Non Domestic Two Rate | 887 | 4 | 1.031 | 0.095873 | 0 | 2.2407 | 0 | 0 | n/a
LDNO HV: Small Non Domestic Off Peak (related MPAN) | 888 | 4 | 0.090789 | 0 | 0 | 0 | 0 | 0 | n/a
LDNO HV: LV Medium Non-Domestic | 889 | 5-8 | 0.94566 | 0.066821 | 0 | 16.2294 | 0 | 0 | n/a
LDNO HV: LV HH Metered | 890 | 0 | 5.0101 | 0.35299 | 0.052294 | 3.4173 | 0.88973 | 0.16088 | n/a
LDNO HV: LV Sub HH Metered | 891 | 0 | 7.4537 | 0.50528 | 0.076279 | 3.6787 | 1.5851 | 0.20882 | n/a
LDNO HV: HV HH Metered | 892 | 0 | 6.5345 | 0.4254 | 0.062974 | 48.7213 | 1.8956 | 0.19213 | n/a
LDNO HV: NHH UMS | 893 | 1&8 | 1.2932 | 0 | 0 | 0 | 0 | 0 | n/a
LDNO HV: LV UMS (Pseudo HH Metered) | 894 | 0 | 11.2226 | 1.0582 | 0.37332 | 0 | 0 | 0 | n/a
LDNO HV: LV Generation NHH | 895 | 8 | -0.7 | 0 | 0 | 0 | 0 | 0 | n/a
LDNO HV: LV Sub Generation NHH | 902 | 8 | -0.643 | 0 | 0 | 0 | 0 | 0 | n/a
LDNO HV: LV Generation Intermittent | 896 | 0 | -0.7 | 0 | 0 | 0 | 0 | 0.231 | n/a
LDNO HV: LV Generation Non-Intermittent | 897 | 0 | -5.57 | -0.55 | -0.103 | 0 | 0 | 0.231 | n/a
LDNO HV: LV Sub Generation Intermittent | 898 | 0 | -0.643 | 0 | 0 | 0 | 0 | 0.202 | n/a
LDNO HV: LV Sub Generation Non-Intermittent | 899 | 0 | -5.099 | -0.505 | -0.097 | 0 | 0 | 0.202 | n/a
LDNO HV: HV Generation Intermittent | 900 | 0 | -0.425 | 0 | 0 | 0 | 0 | 0.162 | n/a
LDNO HV: HV Generation Non-Intermittent | 901 | 0 | -3.304 | -0.334 | -0.073 | 0 | 0 | 0.162 | n/a
Tariffs for Charging Year: Scenario 3
| Open LLFCs | PCs | Unit rate 1 p/kWh | Unit rate 2 p/kWh | Unit rate 3 p/kWh | Fixed charge p/MPAN/day | Capacity charge p/kVA/day | Reactive power charge p/kVArh | Closed LLFCs
Domestic Unrestricted | 100, 105, 800, 860 | 1 | 2.77 | 0 | 0 | 3.72 | 0 | 0 | n/a
Domestic Two Rate | 101, 106, 801, 861, | 2 | 3.111 | 0.227 | 0 | 3.72 | 0 | 0 | n/a
Domestic Off Peak (related MPAN) | n/a | 2 | 0.232 | 0 | 0 | 0 | 0 | 0 | 194, 843
Small Non Domestic Unrestricted | 200, 810, 862 | 3 | 2.226 | 0 | 0 | 6.17 | 0 | 0 | n/a
Small Non Domestic Two Rate | 201, 811, 863 | 4 | 2.839 | 0.264 | 0 | 6.17 | 0 | 0 | n/a
Small Non Domestic Off Peak (related MPAN) | n/a | 4 | 0.25 | 0 | 0 | 0 | 0 | 0 | 294
LV Medium Non-Domestic | 300 | 5-8 | 2.604 | 0.184 | 0 | 44.69 | 0 | 0 | n/a
LV Sub Medium Non-Domestic | 344 | 5-8 | 1.758 | 0.124 | 0 | 3.65 | 0 | 0 | n/a
HV Medium Non-Domestic | 400 | 5-8 | 1.873 | 0.133 | 0 | 136.38 | 0 | 0 | n/a
LV HH Metered | 300 | 0 | 13.796 | 0.972 | 0.144 | 9.41 | 2.45 | 0.443 | n/a
LV Sub HH Metered | 344 | 0 | 13.778 | 0.934 | 0.141 | 6.8 | 2.93 | 0.386 | n/a
HV HH Metered | 400 | 0 | 10.169 | 0.662 | 0.098 | 74.98 | 2.95 | 0.299 | n/a
HV Sub HH Metered | 444 | 0 | 8.877 | 0.573 | 0.088 | 74.98 | 2.37 | 0.275 | n/a
NHH UMS | 701 | 1&8 | 3.561 | 0 | 0 | 0 | 0 | 0 | n/a
LV UMS (Pseudo HH Metered) | 700 | 0 | 30.903 | 2.914 | 1.028 | 0 | 0 | 0 | n/a
LV Generation NHH | 697 | 8 | -0.7 | 0 | 0 | 0 | 0 | 0 | n/a
LV Sub Generation NHH | 717 | 8 | -0.643 | 0 | 0 | 0 | 0 | 0 | n/a
LV Generation Intermittent | 697 | 0 | -0.7 | 0 | 0 | 0 | 0 | 0.231 | n/a
LV Generation Non-Intermittent | 603 | 0 | -5.57 | -0.55 | -0.103 | 0 | 0 | 0.231 | n/a
LV Sub Generation Intermittent | 602 | 0 | -0.643 | 0 | 0 | 0 | 0 | 0.202 | n/a
LV Sub Generation Non-Intermittent | 604 | 0 | -5.1 | -0.505 | -0.097 | 0 | 0 | 0.202 | n/a
HV Generation Intermittent | 698 | 0 | -0.425 | 0 | 0 | 30.86 | 0 | 0.162 | n/a
HV Generation Non-Intermittent | 606 | 0 | -3.304 | -0.334 | -0.073 | 30.86 | 0 | 0.162 | n/a
HV Sub Generation Non-Intermittent | 607 | 0 | -3.312 | -0.335 | -0.073 | 30.86 | 0 | 0.128 | n/a
HV Sub Generation Intermittent | 605 | 0 | -0.425 | 0 | 0 | 30.86 | 0 | 0.128 | n/a
LDNO LV: Domestic Unrestricted | 870 | 1 | 1.911 | 0 | 0 | 2.5664 | 0 | 0 | n/a
LDNO LV: Domestic Two Rate | 871 | 2 | 2.1462 | 0.1566 | 0 | 2.5664 | 0 | 0 | n/a
LDNO LV: Domestic Off Peak (related MPAN) | 872 | 2 | 0.16005 | 0 | 0 | 0 | 0 | 0 | n/a
LDNO LV: Small Non Domestic Unrestricted | 873 | 3 | 1.5357 | 0 | 0 | 4.2566 | 0 | 0 | n/a
LDNO LV: Small Non Domestic Two Rate | 874 | 4 | 1.9586 | 0.18213 | 0 | 4.2566 | 0 | 0 | n/a
LDNO LV: Small Non Domestic Off Peak (related MPAN) | 875 | 4 | 0.17247 | 0 | 0 | 0 | 0 | 0 | n/a
LDNO LV: LV Medium Non-Domestic | 876 | 5-8 | 1.7964 | 0.12694 | 0 | 30.8308 | 0 | 0 | n/a
LDNO LV: LV HH Metered | 877 | 0 | 9.5176 | 0.67056 | 0.099343 | 6.4918 | 1.6902 | 0.30562 | n/a
LDNO LV: NHH UMS | 878 | 1&8 | 2.4567 | 0 | 0 | 0 | 0 | 0 | n/a
LDNO LV: LV UMS (Pseudo HH Metered) | 879 | 0 | 21.3194 | 2.0103 | 0.7092 | 0 | 0 | 0 | n/a
LDNO LV: LV Generation NHH | 880 | 8 | -0.7 | 0 | 0 | 0 | 0 | 0 | n/a
LDNO LV: LV Generation Intermittent | 881 | 0 | -0.7 | 0 | 0 | 0 | 0 | 0.231 | n/a
LDNO LV: LV Generation Non-Intermittent | 882 | 0 | -5.57 | -0.55 | -0.103 | 0 | 0 | 0.231 | n/a
LDNO HV: Domestic Unrestricted | 883 | 1 | 1.0059 | 0 | 0 | 1.3509 | 0 | 0 | n/a
LDNO HV: Domestic Two Rate | 884 | 2 | 1.1298 | 0.082436 | 0 | 1.3509 | 0 | 0 | n/a
LDNO HV: Domestic Off Peak (related MPAN) | 885 | 2 | 0.084252 | 0 | 0 | 0 | 0 | 0 | n/a
LDNO HV: Small Non Domestic Unrestricted | 886 | 3 | 0.80838 | 0 | 0 | 2.2407 | 0 | 0 | n/a
LDNO HV: Small Non Domestic Two Rate | 887 | 4 | 1.031 | 0.095873 | 0 | 2.2407 | 0 | 0 | n/a
LDNO HV: Small Non Domestic Off Peak (related MPAN) | 888 | 4 | 0.090789 | 0 | 0 | 0 | 0 | 0 | n/a
LDNO HV: LV Medium Non-Domestic | 889 | 5-8 | 0.94566 | 0.066821 | 0 | 16.2294 | 0 | 0 | n/a
LDNO HV: LV HH Metered | 890 | 0 | 5.0101 | 0.35299 | 0.052294 | 3.4173 | 0.88973 | 0.16088 | n/a
LDNO HV: LV Sub HH Metered | 891 | 0 | 7.4537 | 0.50528 | 0.076279 | 3.6787 | 1.5851 | 0.20882 | n/a
LDNO HV: HV HH Metered | 892 | 0 | 6.5345 | 0.4254 | 0.062974 | 48.1815 | 1.8956 | 0.19213 | n/a
LDNO HV: NHH UMS | 893 | 1&8 | 1.2932 | 0 | 0 | 0 | 0 | 0 | n/a
LDNO HV: LV UMS (Pseudo HH Metered) | 894 | 0 | 11.2226 | 1.0582 | 0.37332 | 0 | 0 | 0 | n/a
LDNO HV: LV Generation NHH | 895 | 8 | -0.7 | 0 | 0 | 0 | 0 | 0 | n/a
LDNO HV: LV Sub Generation NHH | 902 | 8 | -0.643 | 0 | 0 | 0 | 0 | 0 | n/a
LDNO HV: LV Generation Intermittent | 896 | 0 | -0.7 | 0 | 0 | 0 | 0 | 0.231 | n/a
LDNO HV: LV Generation Non-Intermittent | 897 | 0 | -5.57 | -0.55 | -0.103 | 0 | 0 | 0.231 | n/a
LDNO HV: LV Sub Generation Intermittent | 898 | 0 | -0.643 | 0 | 0 | 0 | 0 | 0.202 | n/a
LDNO HV: LV Sub Generation Non-Intermittent | 899 | 0 | -5.1 | -0.505 | -0.097 | 0 | 0 | 0.202 | n/a
LDNO HV: HV Generation Intermittent | 900 | 0 | -0.425 | 0 | 0 | 0 | 0 | 0.162 | n/a
LDNO HV: HV Generation Non-Intermittent | 901 | 0 | -3.304 | -0.334 | -0.073 | 0 | 0 | 0.162 | n/a
Tariffs for Charging Year: Scenario 4
| Open LLFCs | PCs | Unit rate 1 p/kWh | Unit rate 2 p/kWh | Unit rate 3 p/kWh | Fixed charge p/MPAN/day | Capacity charge p/kVA/day | Reactive power charge p/kVArh | Closed LLFCs
Domestic Unrestricted | 100, 105, 800, 860 | 1 | 2.77 | 0 | 0 | 3.72 | 0 | 0 | n/a
Domestic Two Rate | 101, 106, 801, 861, | 2 | 3.111 | 0.227 | 0 | 3.72 | 0 | 0 | n/a
Domestic Off Peak (related MPAN) | n/a | 2 | 0.232 | 0 | 0 | 0 | 0 | 0 | 194, 843
Small Non Domestic Unrestricted | 200, 810, 862 | 3 | 2.226 | 0 | 0 | 6.17 | 0 | 0 | n/a
Small Non Domestic Two Rate | 201, 811, 863 | 4 | 2.839 | 0.264 | 0 | 6.17 | 0 | 0 | n/a
Small Non Domestic Off Peak (related MPAN) | n/a | 4 | 0.25 | 0 | 0 | 0 | 0 | 0 | 294
LV Medium Non-Domestic | 300 | 5-8 | 2.604 | 0.184 | 0 | 44.69 | 0 | 0 | n/a
LV Sub Medium Non-Domestic | 344 | 5-8 | 1.758 | 0.124 | 0 | 3.65 | 0 | 0 | n/a
HV Medium Non-Domestic | 400 | 5-8 | 1.873 | 0.133 | 0 | 139.88 | 0 | 0 | n/a
LV HH Metered | 300 | 0 | 13.796 | 0.972 | 0.144 | 9.41 | 2.45 | 0.443 | n/a
LV Sub HH Metered | 344 | 0 | 13.778 | 0.934 | 0.141 | 6.8 | 2.93 | 0.386 | n/a
HV HH Metered | 400 | 0 | 10.169 | 0.662 | 0.098 | 78.48 | 2.95 | 0.299 | n/a
HV Sub HH Metered | 444 | 0 | 8.877 | 0.573 | 0.088 | 78.48 | 2.37 | 0.275 | n/a
NHH UMS | 701 | 1&8 | 3.561 | 0 | 0 | 0 | 0 | 0 | n/a
LV UMS (Pseudo HH Metered) | 700 | 0 | 30.902 | 2.914 | 1.028 | 0 | 0 | 0 | n/a
LV Generation NHH | 697 | 8 | -0.7 | 0 | 0 | 0 | 0 | 0 | n/a
LV Sub Generation NHH | 717 | 8 | -0.643 | 0 | 0 | 0 | 0 | 0 | n/a
LV Generation Intermittent | 697 | 0 | -0.7 | 0 | 0 | 0 | 0 | 0.231 | n/a
LV Generation Non-Intermittent | 603 | 0 | -5.57 | -0.55 | -0.103 | 0 | 0 | 0.231 | n/a
LV Sub Generation Intermittent | 602 | 0 | -0.643 | 0 | 0 | 0 | 0 | 0.202 | n/a
LV Sub Generation Non-Intermittent | 604 | 0 | -5.099 | -0.505 | -0.097 | 0 | 0 | 0.202 | n/a
HV Generation Intermittent | 698 | 0 | -0.425 | 0 | 0 | 32.3 | 0 | 0.162 | n/a
HV Generation Non-Intermittent | 606 | 0 | -3.304 | -0.334 | -0.073 | 32.3 | 0 | 0.162 | n/a
HV Sub Generation Non-Intermittent | 607 | 0 | -3.311 | -0.335 | -0.073 | 32.3 | 0 | 0.128 | n/a
HV Sub Generation Intermittent | 605 | 0 | -0.425 | 0 | 0 | 32.3 | 0 | 0.128 | n/a
LDNO LV: Domestic Unrestricted | 870 | 1 | 1.911 | 0 | 0 | 2.5664 | 0 | 0 | n/a
LDNO LV: Domestic Two Rate | 871 | 2 | 2.1462 | 0.1566 | 0 | 2.5664 | 0 | 0 | n/a
LDNO LV: Domestic Off Peak (related MPAN) | 872 | 2 | 0.16005 | 0 | 0 | 0 | 0 | 0 | n/a
LDNO LV: Small Non Domestic Unrestricted | 873 | 3 | 1.5357 | 0 | 0 | 4.2566 | 0 | 0 | n/a
LDNO LV: Small Non Domestic Two Rate | 874 | 4 | 1.9586 | 0.18213 | 0 | 4.2566 | 0 | 0 | n/a
LDNO LV: Small Non Domestic Off Peak (related MPAN) | 875 | 4 | 0.17247 | 0 | 0 | 0 | 0 | 0 | n/a
LDNO LV: LV Medium Non-Domestic | 876 | 5-8 | 1.7964 | 0.12694 | 0 | 30.8308 | 0 | 0 | n/a
LDNO LV: LV HH Metered | 877 | 0 | 9.5176 | 0.67056 | 0.099343 | 6.4918 | 1.6902 | 0.30562 | n/a
LDNO LV: NHH UMS | 878 | 1&8 | 2.4567 | 0 | 0 | 0 | 0 | 0 | n/a
LDNO LV: LV UMS (Pseudo HH Metered) | 879 | 0 | 21.3187 | 2.0103 | 0.7092 | 0 | 0 | 0 | n/a
LDNO LV: LV Generation NHH | 880 | 8 | -0.7 | 0 | 0 | 0 | 0 | 0 | n/a
LDNO LV: LV Generation Intermittent | 881 | 0 | -0.7 | 0 | 0 | 0 | 0 | 0.231 | n/a
LDNO LV: LV Generation Non-Intermittent | 882 | 0 | -5.57 | -0.55 | -0.103 | 0 | 0 | 0.231 | n/a
LDNO HV: Domestic Unrestricted | 883 | 1 | 1.0059 | 0 | 0 | 1.3509 | 0 | 0 | n/a
LDNO HV: Domestic Two Rate | 884 | 2 | 1.1298 | 0.082436 | 0 | 1.3509 | 0 | 0 | n/a
LDNO HV: Domestic Off Peak (related MPAN) | 885 | 2 | 0.084252 | 0 | 0 | 0 | 0 | 0 | n/a
LDNO HV: Small Non Domestic Unrestricted | 886 | 3 | 0.80838 | 0 | 0 | 2.2407 | 0 | 0 | n/a
LDNO HV: Small Non Domestic Two Rate | 887 | 4 | 1.031 | 0.095873 | 0 | 2.2407 | 0 | 0 | n/a
LDNO HV: Small Non Domestic Off Peak (related MPAN) | 888 | 4 | 0.090789 | 0 | 0 | 0 | 0 | 0 | n/a
LDNO HV: LV Medium Non-Domestic | 889 | 5-8 | 0.94566 | 0.066821 | 0 | 16.2294 | 0 | 0 | n/a
LDNO HV: LV HH Metered | 890 | 0 | 5.0101 | 0.35299 | 0.052294 | 3.4173 | 0.88973 | 0.16088 | n/a
LDNO HV: LV Sub HH Metered | 891 | 0 | 7.4537 | 0.50528 | 0.076279 | 3.6787 | 1.5851 | 0.20882 | n/a
LDNO HV: HV HH Metered | 892 | 0 | 6.5345 | 0.4254 | 0.062974 | 50.4306 | 1.8956 | 0.19213 | n/a
LDNO HV: NHH UMS | 893 | 1&8 | 1.2932 | 0 | 0 | 0 | 0 | 0 | n/a
LDNO HV: LV UMS (Pseudo HH Metered) | 894 | 0 | 11.2222 | 1.0582 | 0.37332 | 0 | 0 | 0 | n/a
LDNO HV: LV Generation NHH | 895 | 8 | -0.7 | 0 | 0 | 0 | 0 | 0 | n/a
LDNO HV: LV Sub Generation NHH | 902 | 8 | -0.643 | 0 | 0 | 0 | 0 | 0 | n/a
LDNO HV: LV Generation Intermittent | 896 | 0 | -0.7 | 0 | 0 | 0 | 0 | 0.231 | n/a
LDNO HV: LV Generation Non-Intermittent | 897 | 0 | -5.57 | -0.55 | -0.103 | 0 | 0 | 0.231 | n/a
LDNO HV: LV Sub Generation Intermittent | 898 | 0 | -0.643 | 0 | 0 | 0 | 0 | 0.202 | n/a
LDNO HV: LV Sub Generation Non-Intermittent | 899 | 0 | -5.099 | -0.505 | -0.097 | 0 | 0 | 0.202 | n/a
LDNO HV: HV Generation Intermittent | 900 | 0 | -0.425 | 0 | 0 | 0 | 0 | 0.162 | n/a
LDNO HV: HV Generation Non-Intermittent | 901 | 0 | -3.304 | -0.334 | -0.073 | 0 | 0 | 0.162 | n/a

## HV SM - typical bill
| Y | Y+1 | Y+2 | Y+3 | Y+4
TARIFF | Base Model | Scenario 1 | Scenario 2 | Scenario 3 | Scenario 4
> Domestic Unrestricted
Domestic Unrestricted | 111.3751 | 111.3751 | 111.3751 | 111.3751 | 111.3751
LDNO LV: Domestic Unrestricted | 62.855 | 62.855 | 62.855 | 62.855 | 62.855
LDNO HV: Domestic Unrestricted | 29.3976 | 29.3976 | 29.3976 | 29.3976 | 29.3976
> Domestic Two Rate
Domestic Two Rate | 126.3071 | 126.3071 | 126.3071 | 126.3071 | 126.3071
LDNO LV: Domestic Two Rate
LDNO HV: Domestic Two Rate
> Domestic Off Peak (related MPAN)
Domestic Off Peak (related MPAN)
LDNO LV: Domestic Off Peak (related MPAN)
LDNO HV: Domestic Off Peak (related MPAN)
> Small Non Domestic Unrestricted
Small Non Domestic Unrestricted | 333.6829 | 333.6829 | 333.6829 | 333.6829 | 333.6829
LDNO LV: Small Non Domestic Unrestricted | 184.3531 | 184.3531 | 184.3531 | 184.3531 | 184.3531
LDNO HV: Small Non Domestic Unrestricted | 162.3522 | 162.3522 | 162.3522 | 162.3522 | 162.3522
> Small Non Domestic Two Rate
Small Non Domestic Two Rate | 468.5868 | 468.5868 | 468.5868 | 468.5868 | 468.5868
LDNO LV: Small Non Domestic Two Rate
LDNO HV: Small Non Domestic Two Rate | 1079.6961 | 1079.6961 | 1079.6961 | 1079.6961 | 1079.6961
> Small Non Domestic Off Peak (related MPAN)
Small Non Domestic Off Peak (related MPAN)
LDNO LV: Small Non Domestic Off Peak (related MPAN)
LDNO HV: Small Non Domestic Off Peak (related MPAN)
> LV Medium Non-Domestic
LV Medium Non-Domestic | 2508.4515 | 2508.4515 | 2508.4515 | 2508.4515 | 2508.4515
LDNO LV: LV Medium Non-Domestic
LDNO HV: LV Medium Non-Domestic | 840.9865 | 840.9865 | 840.9865 | 840.9865 | 840.9865
> LV Sub Medium Non-Domestic
LV Sub Medium Non-Domestic
> HV Medium Non-Domestic
HV Medium Non-Domestic | 1633.956 | 1634.2115 | 1635.927 | 1632.8975 | 1645.6725
> LV HH Metered
LV HH Metered | 9620.3969 | 9620.3969 | 9620.3969 | 9620.3969 | 9620.3969
LDNO LV: LV HH Metered
LDNO HV: LV HH Metered
> LV Sub HH Metered
LV Sub HH Metered | 9208.0911 | 9208.0911 | 9208.0911 | 9208.0911 | 9208.0911
LDNO HV: LV Sub HH Metered
> HV HH Metered
HV HH Metered | 59381.3617 | 59381.6537 | 59383.3692 | 59380.3032 | 59393.0782
LDNO HV: HV HH Metered
> HV Sub HH Metered
HV Sub HH Metered
> NHH UMS
NHH UMS
LDNO LV: NHH UMS
LDNO HV: NHH UMS
> LV UMS (Pseudo HH Metered)
LV UMS (Pseudo HH Metered)
LDNO LV: LV UMS (Pseudo HH Metered)
LDNO HV: LV UMS (Pseudo HH Metered)
> LV Generation NHH
LV Generation NHH
LDNO LV: LV Generation NHH
LDNO HV: LV Generation NHH
> LV Sub Generation NHH
LV Sub Generation NHH
LDNO HV: LV Sub Generation NHH
> LV Generation Intermittent
LV Generation Intermittent
LDNO LV: LV Generation Intermittent
LDNO HV: LV Generation Intermittent
> LV Generation Non-Intermittent
LV Generation Non-Intermittent
LDNO LV: LV Generation Non-Intermittent
LDNO HV: LV Generation Non-Intermittent
> LV Sub Generation Intermittent
LV Sub Generation Intermittent
LDNO HV: LV Sub Generation Intermittent
> LV Sub Generation Non-Intermittent
LV Sub Generation Non-Intermittent
LDNO HV: LV Sub Generation Non-Intermittent
> HV Generation Intermittent
HV Generation Intermittent | -11478.8827 | -11478.8827 | -11473.0062 | -11479.3207 | -11474.0647
LDNO HV: HV Generation Intermittent
> HV Generation Non-Intermittent
HV Generation Non-Intermittent | -25542.4811 | -25542.4811 | -25536.6046 | -25542.9191 | -25537.6631
LDNO HV: HV Generation Non-Intermittent
> HV Sub Generation Non-Intermittent
HV Sub Generation Non-Intermittent
> HV Sub Generation Intermittent
HV Sub Generation Intermittent