## Cover
CDCM charging model
Pre-release for DCP 423 working group
Model date: | 2023-12-12
Development stage: | Pre-release
Model number: | 10
DCUSA text version: | Attachment B DCP 423 Draft Legal Text (shared 07/11/2023)
DCUSA text schedule: | Schedule 16
DISCLAIMER | Neither the authors nor Cambridge Economic Policy Associates/TNEI accept or assume any responsibility or duty of care to any third party.
© All rights reserved by Cambridge Economic Policy Associates Ltd (CEPA) and TNEI Services Ltd (TNEI).
Charging year: | 2025/26
DNO name: | [enter DNO name]
Data version: | [enter data version name]
Notes: | [enter DNO comments, if any]
Key:
Format | Description
Cell intentionally blank
Value | Hardcoded input
Value | User input
Value | Model output
Value | Calculation
Value | Value from another worksheet
Value | Value used on another worksheet
Value | Issue identified in a check
Text | Label
Text | Annotation
Text | Column heading
Text | Level 1 heading
Text | Level 2 heading
Text | Level 3 and 4 heading
Sheet tab colour | Information sheet
Sheet tab colour | Input sheet
Sheet tab colour | Calculation sheet
Sheet tab colour | Output sheet

## Version control
Version control
[enter DNO name] - [enter data version name]
CDCM charging model - Pre-release v10 - 2025/26
15074 issues identified in checks on this sheet
Model version
|  |  | Model date: |  | 2023-12-12
|  |  | Development stage: |  | Pre-release
|  |  | Model number: |  | 10
|  |  | DCUSA text version: |  | Attachment B DCP 423 Draft Legal Text (shared 07/11/2023)
|  |  | DCUSA text schedule: |  | Schedule 16
Version log
|  |  | Model date | Development stage | Model number | DCUSA text version | DCUSA text schedule | Author | Description of changes
|  |  | 2018-05-30 | Pre-release | 1 | 2019-20 pre-release plus Expert Panel clarifications | Schedule 16 | CEPA-TNEI | -
|  |  | 2018-07-20 | Pre-release | 2 | DCUSA v10.3 (released 28/06/2018) | Schedule 16 | CEPA-TNEI | References to DCUSA text updated to comply with version 10.3 (released 28/06/2018).
|  |  | 2018-10-16 | Release for charge setting | 3 | 01 April 2020 DCUSA Charging Methodologies Pre-Release (released 09/10/2018) | Schedule 16 | CEPA-TNEI | Updated references to legal text version, corrected issue with data validation on 'Inputs by customer type' sheet, added outdated table references to 'Output to other models' sheet for consistency with DCUSA text.
|  |  | 2019-07-17 | Pre-release | 4 | DCP 268 Draft Legal Text v2.0 (shared 10/06/2019) | Schedule 16 | CEPA-TNEI | Implemented DCP268 as per service 1 request (received 10/06/2019): replaced 33 existing tariffs with 16 enduring tariffs, modified structure of fixed inputs and inputs by customer type, modified pseudo-load coefficient calculation, modified revenue matching calculation.
|  |  | 2019-11-08 | Release for charge setting | 5 | Attachment A_01 April 2021 Charging Methodologies Pre-Release_Issued October 2019 (shared 10/10/2019) | Schedule 16 | CEPA-TNEI | Updated references to legal text version, and implemented DCP332 and DCP333, assuming implementation of DCP 356 (as described in the user guide).
|  |  | 2020-01-30 | Release for charge setting | 6 | 01 April 2021 Charging Methodologies Pre-Release – December 2019 (Schedules 15-16-17-18-20-29) (DCPs 268-332-333-341-342-356) (shared 19/12/2019) | Schedule 16 | CEPA-TNEI | Updated references to legal text version, and implemented DCP341 and DCP 356.
|  |  | 2020-05-26 | Pre-release | 6 | Attachment A_DCP 361 Draft Legal Text v0.2 (shared 15/04/2020) | Schedule 16 | CEPA-TNEI | Implemented DCP 361.
|  |  | 2020-11-06 | Release for charge setting | 7 | 01 April 2022 Charging Methodologies Pre-Release – October 2020 (Schedules 16, 17, 18, 20 and 29) DCP 361 | Schedule 16 | CEPA-TNEI | Updated references to legal text version.
|  |  | 2021-01-29 | Pre-release | 7 | Attachment A_DCP 379 Draft Legal Text.pdf (shared 14/01/2021) | Schedule 16 | CEPA-TNEI | Implemented DCP 379
|  |  | 2021-02-23 | Release for charge setting | 8 | "01 April 2022 Charging Methodologies Pre-Release – October 2020 (Schedules 16, 17, 18, 20 and 29) DCP 361" and "Attachment A_DCP 379 Draft Legal Text" (shared 16/02/2021) | Schedule 16 | CEPA-TNEI | Release for charge setting including DCP 379.
|  |  | 2021-11-22 | Release for charge setting | 8 | Attachment A_Charging Methodologies Pre-Release_01042023 (shared 15/11/2021) | Schedule 16 | CEPA-TNEI | Release for charge setting. Cover sheet, version control and annotation changes only.
|  |  | 2022-03-07 | Pre-release | 8 | Attachment A_Charging Methodologies Pre-Release_01042023 (shared 15/11/2021) | Schedule 16 | CEPA-TNEI | Added "Pass-through Smart Meter Communication Licence Costs" to the "Output to other models" sheet to facilitate DCP395.
|  |  | 2022-10-27 | Release for charge setting | 9 | Attachment A_2024-25 Charging Methodologies Pre-Release (shared 06/10/2022) | Schedule 16 | CEPA-TNEI | Release for charge setting including DCP 395.
|  |  | 2023-11-06 | Release for charge setting | 10 | Attachment A_2025-26 Charging Methodologies Pre-Release (shared on 09/10/2023) | Schedule 16 | CEPA-TNEI | Release for charge setting. Some tariff names changed to faciliate DCP 414.
|  |  | 2023-12-12 | Pre-release | 10 | Attachment B DCP 423 Draft Legal Text (shared 07/11/2023) | Schedule 16 | CEPA-TNEI | Implemented DCP 423
Model checks
Issues identified by in-built model checks, by sheet
|  |  | Fixed inputs |  | Input 101 | number of issues | 0
|  |  | Inputs by customer type |  | Input 102 | number of issues | 9
|  |  | Inputs by network level |  | Input 103 | number of issues | 7
|  |  | General inputs |  | Input 104 | number of issues | 0
|  |  | Standing Charge Factors |  | Section 101 | number of issues | 0
|  |  | Load & loss characteristics |  | Section 102 | number of issues | 0
|  |  | Customer contributions |  | Section 103 | number of issues | 0
|  |  | Volume adjustments |  | Section 104 | number of issues | 0
|  |  | Pseudo-load coefficients |  | Section 105 | number of issues | 1035
|  |  | System peak demand |  | Section 106 | number of issues | 1664
|  |  | Service model assets |  | Section 107 | number of issues | 0
|  |  | Unit costs |  | Section 108 | number of issues | 137
|  |  | Initial unit rates |  | Section 109 | number of issues | 1785
|  |  | Service model charges |  | Section 110 | number of issues | 36
|  |  | Unit rate charges |  | Section 111 | number of issues | 1974
|  |  | Capacity charges |  | Section 112 | number of issues | 754
|  |  | Reactive power charges |  | Section 113 | number of issues | 898
|  |  | Fixed charges |  | Section 114 | number of issues | 651
|  |  | SoLR & bad debt adders |  | Section 115 | number of issues | 31
|  |  | Revenue matching |  | Section 116 | number of issues | 2719
|  |  | Rounding |  | Section 117 | number of issues | 1582
|  |  | Net revenue summary |  | Section 118 | number of issues | 1131
|  |  | Tariff summary |  | Output 101 | number of issues | 428
|  |  | Output to other models |  | Output 102 | number of issues | 233
|  |  | Total |  |  | number of issues | 15074
Version log lists
Development stages
Working draft
Interim release
Pre-release
Release for charge setting
…
End of sheet

## Model map
Model map
[enter DNO name] - [enter data version name]
CDCM charging model - Pre-release v10 - 2025/26
Model map
End of sheet
Calculation sheets
Calculation of charges before revenue matching
Cost and volumes characteristics
Revenue matching and rounding
Initial unit rates
Service model assets
Customer contributions
Volume adjustments
Pseudo-load coefficients
Unit rate charges
Capacity charges
Fixed charges
Reactive power charges
Results sheets
Tariff summary
Information sheets
Input sheets
Cover
Version control
Model map
Revenue matching
Rounding
Fixed inputs
General inputs
Inputs by network level
Index
Named ranges
Inputs by customer type
Standing charge factors
Load & loss characteristics
System peak demand
Unit costs
Service model charges
Output to other models
Net revenue summary
SoLR & bad debt adders

## Index
Index
[enter DNO name] - [enter data version name]
CDCM charging model - Pre-release v10 - 2025/26
Description
This sheet contains links to each sheet of the model and the main sections within them.
It also contains links to more granular sections within the sheets for inputs, calculations and outputs.
Index of sheets and main sections
The following table provides links to all the sheets within this model and the main sections within them.
|  |  | Sheet | Section
Cover
|  |  | Version control | Model version
Version log
Model checks
Version log lists
|  |  | Model map | Model map
|  |  | Named ranges | List of named ranges
|  |  | Fixed inputs | Fixed inputs
|  |  | Inputs by customer type | Inputs by customer type
|  |  | Inputs by network level | Inputs by network level
|  |  | General inputs | General inputs
|  |  | Standing charge factors | Adjustments to standing charges
|  |  | Load & loss characteristics | Load and loss characteristics
User loss factor adjustments
|  |  | Customer contributions | Customer contributions
|  |  | Volume adjustments | LDNO discounts
Volume discounting
Volume discounting for revenue matching
|  |  | Pseudo-load coefficients | Step 1: Ratio of coincidence to load factor assuming units evenly spread within time bands, and peak falls in Red period
Step 2: Calculate correction factor
Step 3: Ratio of coincidence factor (to network asset peak) to load factor, given peaking probabilities, multiplied by correction factor
Step 4: Results of Step 3
|  |  | System peak demand | Common inputs for chargeable load calculations
Load at system peak charged to unit rates
Load at system peak charged to standing charges
System peak based on chargeable load
|  |  | Service model assets | Service model notional asset values
|  |  | Unit costs | 500MW model costs
Allocation of other costs
Outputs
|  |  | Initial unit rates | Inputs for yardstick and unit rate calculations
Calculation of yardstick & unit rate charges
|  |  | Service model charges | Inputs to service model charge calculation
Allocation of service model costs
|  |  | Unit rate charges | Inputs to unit rate charge calculations
Application of standing charges to unit rates
|  |  | Capacity charges | Inputs to capacity charge calculations
Calculation of capacity charges
Capacity charges (and elements allocated to fixed charges)
|  |  | Reactive power charges | Inputs to reactive power charge calculations
Calculation of yardstick charges for generation
Calculation of reactive power charges
|  |  | Fixed charges | Inputs to fixed charge calculations
Calculation of fixed charges
|  |  | SoLR & bad debt adders | Fixed tariff adjustments
|  |  | Revenue matching | Pre-matching net revenue calculations
Residual charge calculation
Adjustments for negative fixed charges
Final adders
|  |  | Rounding | Inputs
Rounding of tariff forecast
|  |  | Net revenue summary | Inputs to net revenue summary calculation
Typical bills
Comparison with previous year
LDNO margins
|  |  | Tariff summary | Tariff summary
|  |  | Output to other models | Outputs for PCDM
Outputs for EDCM
Outputs for users' internal use
Index of inputs, calculation sections and outputs
The following table provides links to each input, calculation and output section. Each has a unique identifier for ease of reference.
|  |  | Sheet | Section
|  |  | Fixed inputs | Input 101-A: Conversions and time
Input 101-B: Input 101-B: Rounding
Input 101-C: Financial and general assumptions
Input 101-D: Mappings
Input 101-E: Standing charge factors
Input 101-F: Flags
Input 101-G: Identifiers for customer groupings
Input 101-H: Decimal places for error checks
Input 101-I: Map of applicable MPANs
Input 101-J: Revenue matching inputs
|  |  | Inputs by customer type | Input 102-A: Load characteristics
Input 102-B: Volume forecasts for the charging year
Input 102-C: Non-Domestic Aggregated (Related MPAN) distribution by bands
Input 102-D: Service model asset values
Input 102-E: Previous year all-the-way tariff forecast
Input 102-F: Previous year net revenue (if known)
|  |  | Inputs by network level | Input 103-A: Network and load inputs
Input 103-B: Customer contributions under current connection charging policy
Input 103-C: DRM asset costs
Input 103-D: Peaking probabilities by network level
|  |  | General inputs | Input 104-A: Inputs by distribution timeband
Input 104-B: LDNO discount inputs
Input 104-C: CDCM target revenue
Input 104-D: Financial and general assumptions
Input 104-E: Transmission exit charges
Input 104-F: Other expenditure
|  |  | Standing charge factors | Section 101-A: Adjustments to standing charges
|  |  | Load & loss characteristics | Section 102-A: Load characteristics
Section 102-B: Loss adjustment factors
Section 102-C: Proportion of relevant load going through 132kV/HV direct transformation
Section 102-D: Network use factors
Section 102-E: User loss factors
|  |  | Customer contributions | Section 103-A: Network use factors
Section 103-B: Customer contributions
|  |  | Volume adjustments | Section 104-A: LDNO discounts
Section 104-B: Aggregation of volumes
Section 104-C: Volume discounting
Section 104-D: No residual volume discounting
Section 104-E: Residual band 1 volume discounting
Section 104-F: Residual band 2 volume discounting
Section 104-G: Residual band 3 volume discounting
Section 104-H: Residual band 4 volume discounting
Section 104-I: Discounted volumes by residual band
Section 104-J: Volumes by residual band
Section 104-K: Non-domestic aggregated (related MPAN) distribution across bands
|  |  | Pseudo-load coefficients | Section 105-A: Flags and hours in timebands
Section 105-B: Average load by timeband
Section 105-C: Aggregated groups for pseudo-load coefficients
Section 105-D: Ratio of coincidence to load factor assuming units evenly spread within time bands, and peak falls in Red period
Section 105-E: Load characteristics for all customers
Section 105-F: Aggregated load characteristics for grouped customers
Section 105-G: Calculation of correction factor
Section 105-H: Peaking probabilities, by network level
Section 105-I: Peaking probabilities, by network level and customer type
Section 105-J: Ratio of coincidence factor to load factor, based on uniform distribution in timebands and peaking probabilities
Section 105-K: Load coefficient
Section 105-L: Pseudo load coefficients, by unit rate
|  |  | System peak demand | Section 106-A: Common inputs for chargeable load calculations
Section 106-B: System peak load, by unit rate
Section 106-C: System peak load, all unit rates
Section 106-D: Unit rate contributions to chargeable peak load
Section 106-E: Adjustment of import and exceeded capacity
Section 106-F: Calculation of LV circuit diversity factor
Section 106-G: Import/exceeded capacity contribution to system peak
Section 106-H: Estimated capacity contribution to system peak
Section 106-I: System peak based on chargeable load
|  |  | Service model assets | Section 107-A: Service model notional asset values
|  |  | Unit costs | Section 108-A: Financial data
Section 108-B: Diversity and loss adjustment factors
Section 108-C: Maximum demand
Section 108-D: Rerouting matrix
Section 108-E: Annuitised cost of assets
Section 108-F: System simultaneous peak load based on charegable units
Section 108-G: Notional asset values, by network level
Section 108-H: Other operating costs
Section 108-I: Other operating costs by network level
Section 108-J: Notional asset values by network level
Section 108-K: Unit costs
Section 108-L: Values used for allocating costs to service models
|  |  | Initial unit rates | Section 109-A: Inputs for yardstick and unit rate calculations
Section 109-B: Yardstick charges
Section 109-C: Unit rate 1
Section 109-D: Unit rate 2
Section 109-E: Unit rate 3
|  |  | Service model charges | Section 110-A: Inputs to service model charge calculation
Section 110-B: Calculation of other operating expenditure per £ of notional asset value
Section 110-C: Calculation of service model charges
|  |  | Unit rate charges | Section 111-A: Initial unit rate 1
Section 111-B: Initial unit rate 2
Section 111-C: Initial unit rate 3
Section 111-D: Standing charge factors
Section 111-E: Contributions to unit rate 1 p/kWh by network level (taking account of standing charges)
Section 111-F: Contributions to unit rate 2 p/kWh by network level (taking account of standing charges)
Section 111-G: Contributions to unit rate 3 p/kWh by network level (taking account of standing charges)
Section 111-H: Unit rates, post application of standing charges
|  |  | Capacity charges | Section 112-A: Inputs to capacity charge calculations
Section 112-B: Capacity-based charge elements (to be split between capacity & fixed charges)
Section 112-C: Exceeded capacity-based charge elements
Section 112-D: Capacity charges for eligible customers, by network level
Section 112-E: Exceeded capacity charges for eligible customers, by network level
Section 112-F: Capacity and exceeded capacity charges
Section 112-G: Capacity elements allocated to fixed charges
|  |  | Reactive power charges | Section 113-A: Inputs to reactive power charge calculations
Section 113-B: Yardstick charge (demand)
Section 113-C: Yardstick charge used for generation
Section 113-D: Reactive power charges, all customer categories
Section 113-E: Reactive power charges for applicable customers
|  |  | Fixed charges | Section 114-A: Volumes (discounted MPANs & maximum load)
Section 114-B: Capacity elements allocated to fixed charges
Section 114-C: Service model costs allocated to fixed charges
Section 114-D: Flags
Section 114-E: Revenue allocated to fixed charges
Section 114-F: Revenue allocated to fixed charges, by aggregation group
Section 114-G: Fixed charges, by network level
Section 114-H: Aggregated fixed charges
|  |  | SoLR & bad debt adders | Section 115-A: Inputs for fixed tariff adjustments
Section 115-B: Calculation of fixed tariff adjustments
Section 115-C: Calculation of fixed charge adder revenue
|  |  | Revenue matching | Section 116-A: Inputs to revenue matching
Section 116-B: Net revenue before matching
Section 116-C: Grouping of residual bands where a band has insufficient customers
Section 116-D: Calculating MPANs for matching
Section 116-E: Calculating unit volumes for matching
Section 116-F: Allocating revenue to tariffs
Section 116-G: Calculating the residual fixed charge
Section 116-H: Calculating the initial residual unit rate
Section 116-I: Floor on negative residual fixed charges
Section 116-J: Ranking unit rate volumes and tariffs
Section 116-K: Revenue matching for three timebands
Section 116-L: Revenue matching for two timebands
Section 116-M: Revenue matching for one timeband
Section 116-N: Revenue matching adders by timeband
Section 116-O: Final adders
|  |  | Rounding | Section 117-A: Pre-match, pre-rounding tariff forecast
Section 117-B: Adders for revenue matching
Section 117-C: Adder to fixed charge for allocated pass-through costs
Section 117-D: LDNO discounts
Section 117-E: Decimal places for rounding
Section 117-F: Tariff forecast, post-revenue matching
Section 117-G: Tariff forecast, post-adders & discounting
Section 117-H: Tariff forecast, post-rounding
|  |  | Net revenue summary | Section 118-A: Volume forecasts
Section 118-B: Tariff forecast
Section 118-C: Net revenue components
Section 118-D: Net revenue by tariff
Section 118-E: Net revenue summary (for information only)
Section 118-F: Typical bills
Section 118-G: Average bill per kWh
Section 118-H: Previous year all the way tariff forecast
Section 118-I: Previous year net revenue from all the way tariff forecast
Section 118-J: LDNO typical bills using all-the-way volumes
Section 118-K: LDNO margins
|  |  | Tariff summary | Output 101-A: Tariffs for 2025/26
|  |  | Output to other models | Output 102-A: CDCM notional EHV asset values
Output 102-B: CDCM smart meter communication licence costs
Output 102-C: CDCM end user tariff forecast
Output 102-D: CDCM non-tariff outputs to EDCM
Output 102-E: Outputs for DNOs' internal use
Output 102-F: Outputs for IDNOs' internal use
End of sheet

## Named ranges
Named ranges
[enter DNO name] - [enter data version name]
CDCM charging model - Pre-release v10 - 2025/26
List of named ranges
|  | charging_year | Year for which charges are being calculated | Cover
|  | check_decimals | Number of decimal places of precision for in-built model checks | Fixed inputs
|  | days_in_year | Days in the charging year | General inputs
|  | DNO_name | Name of DNO | Cover
|  | hours_in_day | Hours per day | Fixed inputs
|  | hours_in_year | Hours in the charging year | General inputs
|  | hundred | Equal to 100 | Fixed inputs
|  | PowerFactor | Power factor, equal to 0.95 | Fixed inputs
|  | ten | Equal to 10 | Fixed inputs
|  | thousand | Equal to 1000 | Fixed inputs
End of sheet

## Fixed inputs
Fixed inputs
[enter DNO name] - [enter data version name]
CDCM charging model - Pre-release v10 - 2025/26
0 issues identified in checks on this sheet
| Click here to return to model map |  |  |  |  | Units | Constants |  | Domestic Aggregated or CT | Domestic Aggregated (Related MPAN) | Non-Domestic Aggregated or CT | Non-Domestic Aggregated (Related MPAN) | LV Site Specific | LV Sub Site Specific | HV Site Specific | Unmetered Supplies | LV Generation Aggregated | LV Sub Generation Aggregated | LV Generation Site Specific | LV Generation Site Specific no RP Charge | LV Sub Generation Site Specific | LV Sub Generation Site Specific no RP Charge | HV Generation Site Specific | HV Generation Site Specific no RP Charge | [16 empty] | Legal text reference
Description
This sheet sets out the inputs that should be constant across DNOs
Fixed inputs
Input 101-A: Conversions and time
|  |  |  | Hours per day |  | hours | 24
|  |  |  | Ten |  | integer | 10
|  |  |  | One hundred |  | integer | 100
|  |  |  | One thousand |  | integer | 1000
Input 101-B: Input 101-B: Rounding
Number of decimal places each final charge should be rounded to, specified in Paragraph 14.
|  |  |  | Decimal places |  |  |  | > | [32 empty] | Paragraph 14
[5 empty] | Unit rate 1 | integer | 3
[5 empty] | Unit rate 2 | integer | 3
[5 empty] | Unit rate 3 | integer | 3
[5 empty] | Fixed charge | integer | 2
[5 empty] | Capacity charge | integer | 2
[5 empty] | Exceeded capacity charge | integer | 2
[5 empty] | Reactive power charge | integer | 3
Input 101-C: Financial and general assumptions
|  |  |  | Annualisation period |  | years | 40 | > | [32 empty] | Paragraph 57
|  |  |  | Power factor |  | % | 0.95 | > | [32 empty] | Paragraphs 21 & 79
|  |  |  | Indirect cost proportion |  | % | 60% | > | [32 empty] | Paragraph 39
|  |  |  | Network model GSP peak demand |  | MW | 500 | > | [32 empty] | Paragraph 20
Input 101-D: Mappings
LDNO discount map
[5 empty] | LDNO LV: LV user | 1 or 0 |  |  | 1 | 1 | 1 | 1 | 1 | 0 | 0 | 1
[5 empty] | LDNO HV: LV user | 1 or 0 |  |  | 1 | 1 | 1 | 1 | 1 | 0 | 0 | 1
[5 empty] | LDNO HV: LV Sub user | 1 or 0 |  |  | 0 | 0 | 0 | 0 | 0 | 1 | 0 | 0
[5 empty] | LDNO HV: HV user | 1 or 0 |  |  | 0 | 0 | 0 | 0 | 0 | 0 | 1 | 0
|  |  |  | Network level at which users are supplied |  |  |  | > | [32 empty] | Paragraph 30
Network use factors based on customer contributed assets
[5 empty] | HV substation | 1 or 0 |  |  | 0 | 0 | 0 | 0 | 0 | 0 | 0 | 0 | 0 | 0 | 0 | 0 | 0 | 0 | 0 | 0
[5 empty] | HV network | 1 or 0 |  |  | 0 | 0 | 0 | 0 | 0 | 0 | 1 | 0 | 0 | 0 | 0 | 0 | 0 | 0 | 1 | 1
[5 empty] | LV substation | 1 or 0 |  |  | 0 | 0 | 0 | 0 | 0 | 1 | 0 | 0 | 0 | 1 | 0 | 0 | 1 | 1 | 0 | 0
[5 empty] | LV network | 1 or 0 |  |  | 1 | 1 | 1 | 1 | 1 | 0 | 0 | 1 | 1 | 0 | 1 | 1 | 0 | 0 | 0 | 0
Network use factors (assuming generation contributes at level of connection)
These assume demand and generation use the network from the point of connection.
[5 empty] | Transmission exit | 1, 0 or -1 |  |  | 1 | 1 | 1 | 1 | 1 | 1 | 1 | 1 | -1 | -1 | -1 | -1 | -1 | -1 | -1 | -1
[5 empty] | GSPs | 1, 0 or -1 |  |  | 1 | 1 | 1 | 1 | 1 | 1 | 1 | 1 | -1 | -1 | -1 | -1 | -1 | -1 | -1 | -1
[5 empty] | 132kV | 1, 0 or -1 |  |  | 1 | 1 | 1 | 1 | 1 | 1 | 1 | 1 | -1 | -1 | -1 | -1 | -1 | -1 | -1 | -1
[5 empty] | 132kV/EHV | 1, 0 or -1 |  |  | 1 | 1 | 1 | 1 | 1 | 1 | 1 | 1 | -1 | -1 | -1 | -1 | -1 | -1 | -1 | -1
[5 empty] | EHV | 1, 0 or -1 |  |  | 1 | 1 | 1 | 1 | 1 | 1 | 1 | 1 | -1 | -1 | -1 | -1 | -1 | -1 | -1 | -1
[5 empty] | EHV/HV | 1, 0 or -1 |  |  | 1 | 1 | 1 | 1 | 1 | 1 | 1 | 1 | -1 | -1 | -1 | -1 | -1 | -1 | -1 | -1
[5 empty] | 132kV/HV | 1, 0 or -1 |  |  | 1 | 1 | 1 | 1 | 1 | 1 | 1 | 1 | -1 | -1 | -1 | -1 | -1 | -1 | -1 | -1
[5 empty] | HV | 1, 0 or -1 |  |  | 1 | 1 | 1 | 1 | 1 | 1 | 1 | 1 | -1 | -1 | -1 | -1 | -1 | -1 | -1 | -1
[5 empty] | HV/LV | 1, 0 or -1 |  |  | 1 | 1 | 1 | 1 | 1 | 1 | 0 | 1 | -1 | -1 | -1 | -1 | -1 | -1 | 0 | 0
[5 empty] | LV circuits | 1, 0 or -1 |  |  | 1 | 1 | 1 | 1 | 1 | 0 | 0 | 1 | -1 | 0 | -1 | -1 | 0 | 0 | 0 | 0
|  |  |  | Network use factors (assuming generation makes no contribution at level of connection) |  |  |  | > | [32 empty] | Paragraphs 62 & 71
Equal to 0 for the network level at which generation is connected, otherwise equal to network use factor
[5 empty] | Transmission exit | 1, 0 or -1 |  |  | 1 | 1 | 1 | 1 | 1 | 1 | 1 | 1 | -1 | -1 | -1 | -1 | -1 | -1 | -1 | -1
[5 empty] | GSPs | 1, 0 or -1 |  |  | 1 | 1 | 1 | 1 | 1 | 1 | 1 | 1 | -1 | -1 | -1 | -1 | -1 | -1 | -1 | -1
[5 empty] | 132kV | 1, 0 or -1 |  |  | 1 | 1 | 1 | 1 | 1 | 1 | 1 | 1 | -1 | -1 | -1 | -1 | -1 | -1 | -1 | -1
[5 empty] | 132kV/EHV | 1, 0 or -1 |  |  | 1 | 1 | 1 | 1 | 1 | 1 | 1 | 1 | -1 | -1 | -1 | -1 | -1 | -1 | -1 | -1
[5 empty] | EHV | 1, 0 or -1 |  |  | 1 | 1 | 1 | 1 | 1 | 1 | 1 | 1 | -1 | -1 | -1 | -1 | -1 | -1 | -1 | -1
[5 empty] | EHV/HV | 1, 0 or -1 |  |  | 1 | 1 | 1 | 1 | 1 | 1 | 1 | 1 | -1 | -1 | -1 | -1 | -1 | -1 | -1 | -1
[5 empty] | 132kV/HV | 1, 0 or -1 |  |  | 1 | 1 | 1 | 1 | 1 | 1 | 1 | 1 | -1 | -1 | -1 | -1 | -1 | -1 | -1 | -1
[5 empty] | HV | 1, 0 or -1 |  |  | 1 | 1 | 1 | 1 | 1 | 1 | 1 | 1 | -1 | -1 | -1 | -1 | -1 | -1 | 0 | 0
[5 empty] | HV/LV | 1, 0 or -1 |  |  | 1 | 1 | 1 | 1 | 1 | 1 | 0 | 1 | -1 | 0 | -1 | -1 | 0 | 0 | 0 | 0
[5 empty] | LV circuits | 1, 0 or -1 |  |  | 1 | 1 | 1 | 1 | 1 | 0 | 0 | 1 | 0 | 0 | 0 | 0 | 0 | 0 | 0 | 0
Input 101-E: Standing charge factors
|  |  |  | Standing charge factors |  |  |  | > | [32 empty] | Paragraph 74
Sets the proportion of costs to be recovered through fixed and capacity charge components.
[5 empty] | Transmission exit | %
[5 empty] | GSPs | %
[5 empty] | 132kV | %
[5 empty] | 132kV/EHV | %
[5 empty] | EHV | % | [8 empty] | 20%
[5 empty] | EHV/HV | % | [8 empty] | 100%
[5 empty] | 132kV/HV | %
[5 empty] | HV | % | [6 empty] | 20% | 100% | 100%
[5 empty] | HV/LV | % | [6 empty] | 100% | 100%
[5 empty] | LV circuits | % |  |  | 100% | 100% | 100% | 100% | 100% |  |  | 0%
Input 101-F: Flags
Override discount rate applied
See Schedule 16, para 125. This has been interpreted to mean that MPANs are fully discounted,
and everything else is not
MWh
[5 empty] | Override discount | TRUE / FALSE |  | > | FALSE | FALSE | FALSE | FALSE | FALSE | FALSE | FALSE | FALSE | TRUE | TRUE | TRUE | TRUE | TRUE | TRUE | TRUE | TRUE | [16 empty] | Paragraph 99
[5 empty] | Discount % | % | [10 empty] | 0% | 0% | 0% | 0% | 0% | 0% | 0% | 0%
MPANs
[5 empty] | Override discount | TRUE / FALSE |  |  | FALSE | FALSE | FALSE | FALSE | FALSE | FALSE | FALSE | FALSE | TRUE | TRUE | TRUE | TRUE | TRUE | TRUE | TRUE | TRUE
[5 empty] | Discount % | % | [10 empty] | 100% | 100% | 100% | 100% | 100% | 100% | 100% | 100%
Import capacity (kVA)
[5 empty] | Override discount | TRUE / FALSE |  |  | FALSE | FALSE | FALSE | FALSE | FALSE | FALSE | FALSE | FALSE | TRUE | TRUE | TRUE | TRUE | TRUE | TRUE | TRUE | TRUE
[5 empty] | Discount % | % | [10 empty] | 0% | 0% | 0% | 0% | 0% | 0% | 0% | 0%
Exceeded capacity (kVA)
[5 empty] | Override discount | TRUE / FALSE |  |  | FALSE | FALSE | FALSE | FALSE | FALSE | FALSE | FALSE | FALSE | TRUE | TRUE | TRUE | TRUE | TRUE | TRUE | TRUE | TRUE
[5 empty] | Discount % | % | [10 empty] | 0% | 0% | 0% | 0% | 0% | 0% | 0% | 0%
Reactive power units (MVArh)
[5 empty] | Override discount | TRUE / FALSE |  |  | FALSE | FALSE | FALSE | FALSE | FALSE | FALSE | FALSE | FALSE | TRUE | TRUE | TRUE | TRUE | TRUE | TRUE | TRUE | TRUE
[5 empty] | Discount % | % | [10 empty] | 0% | 0% | 0% | 0% | 0% | 0% | 0% | 0%
Unmetered supply flags
These are used to flag UMS tariff forecast in the pseudo load coefficient calculations, because UMS
customers are subject to a different timebanding
[5 empty] | Unmetered supply flags | TRUE / FALSE |  |  | FALSE | FALSE | FALSE | FALSE | FALSE | FALSE | FALSE | TRUE | FALSE | FALSE | FALSE | FALSE | FALSE | FALSE | FALSE | FALSE
Flags used in calculation of LV diversity allowance
FALSE = exclude
[5 empty] | Flag for customers included in aggregate maximum demand | TRUE / FALSE |  |  | TRUE | FALSE | TRUE | FALSE | TRUE | TRUE | TRUE | TRUE | TRUE | TRUE | TRUE | TRUE | TRUE | TRUE | TRUE | TRUE
|  |  |  | Flags for applicability of capacity & reactive charges |  |  |  | > | [32 empty] | Paragraphs 141 & 146
0 = charges not applicable to customer type
For fixed charges, 1 = capacity element is allocated to fixed charges
[5 empty] | Capacity charge | 1 or 0 |  |  | 0 | 0 | 0 | 0 | 1 | 1 | 1 | 0 | 0 | 0 | 0 | 0 | 0 | 0 | 0 | 0
[5 empty] | Exceeded capacity charge | 1 or 0 |  |  | 0 | 0 | 0 | 0 | 1 | 1 | 1 | 0 | 0 | 0 | 0 | 0 | 0 | 0 | 0 | 0
[5 empty] | Reactive power | 1 or 0 |  |  | 0 | 0 | 0 | 0 | 1 | 1 | 1 | 0 | 0 | 0 | 1 | 0 | 1 | 0 | 1 | 0
[5 empty] | Capacity charge allocated to fixed charge | 1 or 0 |  |  | 1 | 0 | 1 | 0 | 0 | 0 | 0 | 0 | 0 | 0 | 0 | 0 | 0 | 0 | 0 | 0
Input 101-G: Identifiers for customer groupings
Groupings for fixed charges
|  |  |  | Sets out the groups that are aggregated when calculating fixed charges. Each group is given an identifier. |  |  |  | > | [32 empty] | Paragraph 83
[5 empty] | Groupings for fixed charges | integer |  |  | 1 |  | 1
|  |  |  | Groupings for aggregated pseudo-load coefficients |  |  |  | > | [32 empty] | Paragraph 70 c) iv
Sets out the groups that are equalised for unit rates, as set out in Paragraph 70 c) iv
[5 empty] | Pseudo-load coefficient aggregation group | integer |  |  | 1 | 1 | 2 | 2 | 3 | 4 | 5
Input 101-H: Decimal places for error checks
|  |  |  | Decimals of precision for error checks |  | integer | 3
Input 101-I: Map of applicable MPANs
|  |  |  | Map of applicable MPANs |  |  |  | > | [32 empty] | Paragraphs 101 and 103
[5 empty] | Pass-through Supplier of Last Resort Adjustment | 1 or 0 |  |  | 1 | 0 | 0 | 0 | 0 | 0 | 0 | 0 | 0 | 0 | 0 | 0 | 0 | 0 | 0 | 0
[5 empty] | Pass-through Eligible Bad Debt Adjustment | 1 or 0 |  |  | 1 | 0 | 1 | 0 | 1 | 1 | 1 | 0 | 0 | 0 | 0 | 0 | 0 | 0 | 0 | 0
[5 empty] | Pass-through COVID-19 Bad Debt Adjustment | 1 or 0 |  |  | 1 | 0 | 1 | 0 | 1 | 1 | 1 | 0 | 0 | 0 | 0 | 0 | 0 | 0 | 0 | 0
Input 101-J: Revenue matching inputs
|  |  |  | Flags for calculation of revenue matching |  |  |  |  | Domestic Aggregated or CT with Residual | Domestic Aggregated (Related MPAN) | Non-Domestic Aggregated or CT No Residual | Non-Domestic Aggregated or CT Band 1 | Non-Domestic Aggregated or CT Band 2 | Non-Domestic Aggregated or CT Band 3 | Non-Domestic Aggregated or CT Band 4 | Non-Domestic Aggregated (Related MPAN) | LV Site Specific No Residual | LV Site Specific Band 1 | LV Site Specific Band 2 | LV Site Specific Band 3 | LV Site Specific Band 4 | LV Sub Site Specific No Residual | LV Sub Site Specific Band 1 | LV Sub Site Specific Band 2 | LV Sub Site Specific Band 3 | LV Sub Site Specific Band 4 | HV Site Specific No Residual | HV Site Specific Band 1 | HV Site Specific Band 2 | HV Site Specific Band 3 | HV Site Specific Band 4 | Unmetered Supplies | LV Generation Aggregated | LV Sub Generation Aggregated | LV Generation Site Specific | LV Generation Site Specific no RP Charge | LV Sub Generation Site Specific | LV Sub Generation Site Specific no RP Charge | HV Generation Site Specific | HV Generation Site Specific no RP Charge
[5 empty] | Residual charges | TRUE or FALSE |  |  | TRUE | FALSE | FALSE | TRUE | TRUE | TRUE | TRUE | FALSE | FALSE | TRUE | TRUE | TRUE | TRUE | FALSE | TRUE | TRUE | TRUE | TRUE | FALSE | TRUE | TRUE | TRUE | TRUE | TRUE | FALSE | FALSE | FALSE | FALSE | FALSE | FALSE | FALSE | FALSE
[5 empty] | Residual fixed charge | TRUE or FALSE |  |  | TRUE |  |  | TRUE | TRUE | TRUE | TRUE |  |  | TRUE | TRUE | TRUE | TRUE |  | TRUE | TRUE | TRUE | TRUE |  | TRUE | TRUE | TRUE | TRUE | FALSE
[5 empty] | Residual, no fixed charge | TRUE or FALSE |  |  | FALSE |  |  | FALSE | FALSE | FALSE | FALSE |  |  | FALSE | FALSE | FALSE | FALSE |  | FALSE | FALSE | FALSE | FALSE |  | FALSE | FALSE | FALSE | FALSE | TRUE
[5 empty] | Residual group | integer |  |  | 1 |  |  | 2 | 2 | 2 | 2 |  |  | 3 | 3 | 3 | 3 |  | 3 | 3 | 3 | 3 |  | 4 | 4 | 4 | 4 | 5
[5 empty] | Residual band | integer |  |  | 1 |  |  | 1 | 2 | 3 | 4 |  |  | 1 | 2 | 3 | 4 |  | 1 | 2 | 3 | 4 |  | 1 | 2 | 3 | 4 | 1
[5 empty] | Index of tariff before revenue matching | integer |  |  | 1 | 2 | 3 | 3 | 3 | 3 | 3 | 4 | 5 | 5 | 5 | 5 | 5 | 6 | 6 | 6 | 6 | 6 | 7 | 7 | 7 | 7 | 7 | 8 | 9 | 10 | 11 | 12 | 13 | 14 | 15 | 16
|  |  |  | Minimum number of MPANs in residual band |  | integer | 2
Band grouping configurations
The legal text requires that any bands with fewer than 2 customers are combined with another band. This input
[5 empty] | defines the different possible configurations of these band combinations. |  |  |  | Domestic Aggregated or CT with Residual | Domestic Aggregated (Related MPAN) | Non-Domestic Aggregated or CT No Residual | Non-Domestic Aggregated or CT Band 1 | Non-Domestic Aggregated or CT Band 2 | Non-Domestic Aggregated or CT Band 3 | Non-Domestic Aggregated or CT Band 4 | Non-Domestic Aggregated (Related MPAN) | LV Site Specific No Residual | LV Site Specific Band 1 | LV Site Specific Band 2 | LV Site Specific Band 3 | LV Site Specific Band 4 | LV Sub Site Specific No Residual | LV Sub Site Specific Band 1 | LV Sub Site Specific Band 2 | LV Sub Site Specific Band 3 | LV Sub Site Specific Band 4 | HV Site Specific No Residual | HV Site Specific Band 1 | HV Site Specific Band 2 | HV Site Specific Band 3 | HV Site Specific Band 4 | Unmetered Supplies | LV Generation Aggregated | LV Sub Generation Aggregated | LV Generation Site Specific | LV Generation Site Specific no RP Charge | LV Sub Generation Site Specific | LV Sub Generation Site Specific no RP Charge | HV Generation Site Specific | HV Generation Site Specific no RP Charge
[5 empty] | Band grouping configuration 1 | integer |  |  | 1 |  |  | 1 | 2 | 3 | 4 |  |  | 1 | 2 | 3 | 4 |  | 1 | 2 | 3 | 4 |  | 1 | 2 | 3 | 4 | 1
[5 empty] | Band grouping configuration 2 | integer |  |  | 1 |  |  | 1 | 1 | 2 | 3 |  |  | 1 | 1 | 2 | 3 |  | 1 | 1 | 2 | 3 |  | 1 | 1 | 2 | 3 | 1
[5 empty] | Band grouping configuration 3 | integer |  |  | 1 |  |  | 1 | 2 | 2 | 3 |  |  | 1 | 2 | 2 | 3 |  | 1 | 2 | 2 | 3 |  | 1 | 2 | 2 | 3 | 1
[5 empty] | Band grouping configuration 4 | integer |  |  | 1 |  |  | 1 | 2 | 3 | 3 |  |  | 1 | 2 | 3 | 3 |  | 1 | 2 | 3 | 3 |  | 1 | 2 | 3 | 3 | 1
[5 empty] | Band grouping configuration 5 | integer |  |  | 1 |  |  | 1 | 1 | 2 | 2 |  |  | 1 | 1 | 2 | 2 |  | 1 | 1 | 2 | 2 |  | 1 | 1 | 2 | 2 | 1
[5 empty] | Band grouping configuration 6 | integer |  |  | 1 |  |  | 1 | 1 | 1 | 2 |  |  | 1 | 1 | 1 | 2 |  | 1 | 1 | 1 | 2 |  | 1 | 1 | 1 | 2 | 1
[5 empty] | Band grouping configuration 7 | integer |  |  | 1 |  |  | 1 | 2 | 2 | 2 |  |  | 1 | 2 | 2 | 2 |  | 1 | 2 | 2 | 2 |  | 1 | 2 | 2 | 2 | 1
[5 empty] | Band grouping configuration 8 | integer |  |  | 1 |  |  | 1 | 1 | 1 | 1 |  |  | 1 | 1 | 1 | 1 |  | 1 | 1 | 1 | 1 |  | 1 | 1 | 1 | 1 | 1
Checks
|  |  |  | Check for error values |  | number of issues | 0
Check that discount overrides are either FALSE, or non-zero
[5 empty] | MWh override | number of issues | 0 |  | 0 | 0 | 0 | 0 | 0 | 0 | 0 | 0 | 0 | 0 | 0 | 0 | 0 | 0 | 0 | 0
[5 empty] | MPAN override | number of issues | 0 |  | 0 | 0 | 0 | 0 | 0 | 0 | 0 | 0 | 0 | 0 | 0 | 0 | 0 | 0 | 0 | 0
[5 empty] | Import capacity override | number of issues | 0 |  | 0 | 0 | 0 | 0 | 0 | 0 | 0 | 0 | 0 | 0 | 0 | 0 | 0 | 0 | 0 | 0
[5 empty] | Exceeded capacity override | number of issues | 0 |  | 0 | 0 | 0 | 0 | 0 | 0 | 0 | 0 | 0 | 0 | 0 | 0 | 0 | 0 | 0 | 0
[5 empty] | Reactive power override | number of issues | 0 |  | 0 | 0 | 0 | 0 | 0 | 0 | 0 | 0 | 0 | 0 | 0 | 0 | 0 | 0 | 0 | 0
|  |  |  | Summary of checks |  | number of issues | 0
End of sheet

## Inputs by customer type
Inputs by customer type
[enter DNO name] - [enter data version name]
CDCM charging model - Pre-release v10 - 2025/26
9 issues identified in checks on this sheet
| Click here to return to model map |  |  |  |  | Units | Constants |  | Domestic Aggregated or CT | Domestic Aggregated (Related MPAN) | Non-Domestic Aggregated or CT | Non-Domestic Aggregated (Related MPAN) | LV Site Specific | LV Sub Site Specific | HV Site Specific | Unmetered Supplies | LV Generation Aggregated | LV Sub Generation Aggregated | LV Generation Site Specific | LV Generation Site Specific no RP Charge | LV Sub Generation Site Specific | LV Sub Generation Site Specific no RP Charge | HV Generation Site Specific | HV Generation Site Specific no RP Charge | [16 empty] | Legal text reference
Description
This sheet sets out the inputs by customer type to be filled in by DNOs.
Inputs by customer type
Input 102-A: Load characteristics
|  |  |  | Load factor |  | % |  | > | [32 empty] | Paragraph 42 (a)
|  |  |  | Coincidence factor |  | % |  | > | [32 empty] | Paragraph 42 (b)
Input 102-B: Volume forecasts for the charging year
|  |  | Volumes for all the way tariffs are entered here, separately for each residual band. |  |  |  |  | > | [32 empty] | Paragraph 52
All the way volume forecast - No Residual
[5 empty] | Rate 1 units | MWh
[5 empty] | Rate 2 units | MWh
[5 empty] | Rate 3 units | MWh
[5 empty] | MPANs | MPANs
[5 empty] | Import capacity | kVA
[5 empty] | Exceeded capacity | kVA
[5 empty] | Reactive power units | MVArh
All the way volume forecast - Residual Band 1
[5 empty] | Rate 1 units | MWh
[5 empty] | Rate 2 units | MWh
[5 empty] | Rate 3 units | MWh
[5 empty] | MPANs | MPANs
[5 empty] | Import capacity | kVA
[5 empty] | Exceeded capacity | kVA
[5 empty] | Reactive power units | MVArh
All the way volume forecast - Residual Band 2
[5 empty] | Rate 1 units | MWh
[5 empty] | Rate 2 units | MWh
[5 empty] | Rate 3 units | MWh
[5 empty] | MPANs | MPANs
[5 empty] | Import capacity | kVA
[5 empty] | Exceeded capacity | kVA
[5 empty] | Reactive power units | MVArh
All the way volume forecast - Residual Band 3
[5 empty] | Rate 1 units | MWh
[5 empty] | Rate 2 units | MWh
[5 empty] | Rate 3 units | MWh
[5 empty] | MPANs | MPANs
[5 empty] | Import capacity | kVA
[5 empty] | Exceeded capacity | kVA
[5 empty] | Reactive power units | MVArh
All the way volume forecast - Residual Band 4
[5 empty] | Rate 1 units | MWh
[5 empty] | Rate 2 units | MWh
[5 empty] | Rate 3 units | MWh
[5 empty] | MPANs | MPANs
[5 empty] | Import capacity | kVA
[5 empty] | Exceeded capacity | kVA
[5 empty] | Reactive power units | MVArh
|  |  | Volumes for LNDO LV tariffs are entered here, separately for each residual band. |  |  |  |  | > | [32 empty] | Paragraph 52
LDNO LV volume forecast - No Residual
[5 empty] | Rate 1 units | MWh
[5 empty] | Rate 2 units | MWh
[5 empty] | Rate 3 units | MWh
[5 empty] | MPANs | MPANs
[5 empty] | Import capacity | kVA
[5 empty] | Exceeded capacity | kVA
[5 empty] | Reactive power units | MVArh
LDNO LV volume forecast - Residual Band 1
[5 empty] | Rate 1 units | MWh
[5 empty] | Rate 2 units | MWh
[5 empty] | Rate 3 units | MWh
[5 empty] | MPANs | MPANs
[5 empty] | Import capacity | kVA
[5 empty] | Exceeded capacity | kVA
[5 empty] | Reactive power units | MVArh
LDNO LV volume forecast - Residual Band 2
[5 empty] | Rate 1 units | MWh
[5 empty] | Rate 2 units | MWh
[5 empty] | Rate 3 units | MWh
[5 empty] | MPANs | MPANs
[5 empty] | Import capacity | kVA
[5 empty] | Exceeded capacity | kVA
[5 empty] | Reactive power units | MVArh
LDNO LV volume forecast - Residual Band 3
[5 empty] | Rate 1 units | MWh
[5 empty] | Rate 2 units | MWh
[5 empty] | Rate 3 units | MWh
[5 empty] | MPANs | MPANs
[5 empty] | Import capacity | kVA
[5 empty] | Exceeded capacity | kVA
[5 empty] | Reactive power units | MVArh
LDNO LV volume forecast - Residual Band 4
[5 empty] | Rate 1 units | MWh
[5 empty] | Rate 2 units | MWh
[5 empty] | Rate 3 units | MWh
[5 empty] | MPANs | MPANs
[5 empty] | Import capacity | kVA
[5 empty] | Exceeded capacity | kVA
[5 empty] | Reactive power units | MVArh
|  |  | Volumes for LNDO HV tariffs are entered here, separately for each residual band. |  |  |  |  | > | [32 empty] | Paragraph 52
LDNO HV volume forecast - No Residual
[5 empty] | Rate 1 units | MWh
[5 empty] | Rate 2 units | MWh
[5 empty] | Rate 3 units | MWh
[5 empty] | MPANs | MPANs
[5 empty] | Import capacity | kVA
[5 empty] | Exceeded capacity | kVA
[5 empty] | Reactive power units | MVArh
LDNO HV volume forecast - Residual Band 1
[5 empty] | Rate 1 units | MWh
[5 empty] | Rate 2 units | MWh
[5 empty] | Rate 3 units | MWh
[5 empty] | MPANs | MPANs
[5 empty] | Import capacity | kVA
[5 empty] | Exceeded capacity | kVA
[5 empty] | Reactive power units | MVArh
LDNO HV volume forecast - Residual Band 2
[5 empty] | Rate 1 units | MWh
[5 empty] | Rate 2 units | MWh
[5 empty] | Rate 3 units | MWh
[5 empty] | MPANs | MPANs
[5 empty] | Import capacity | kVA
[5 empty] | Exceeded capacity | kVA
[5 empty] | Reactive power units | MVArh
LDNO HV volume forecast - Residual Band 3
[5 empty] | Rate 1 units | MWh
[5 empty] | Rate 2 units | MWh
[5 empty] | Rate 3 units | MWh
[5 empty] | MPANs | MPANs
[5 empty] | Import capacity | kVA
[5 empty] | Exceeded capacity | kVA
[5 empty] | Reactive power units | MVArh
LDNO HV volume forecast - Residual Band 4
[5 empty] | Rate 1 units | MWh
[5 empty] | Rate 2 units | MWh
[5 empty] | Rate 3 units | MWh
[5 empty] | MPANs | MPANs
[5 empty] | Import capacity | kVA
[5 empty] | Exceeded capacity | kVA
[5 empty] | Reactive power units | MVArh
|  |  |  | 'Designated Property' MPANs with EDCM-level LDNO boundaries |  | MPANs |  | > | [32 empty] | Paragraphs 53A, 53B, 101 and 102
Input 102-C: Non-Domestic Aggregated (Related MPAN) distribution by bands
|  |  | The split of Non-Domestic Aggregated (Related MPAN) units by residual band is used to allocate residual revenue |  |  |  |  | > | [32 empty] | Paragraph 92 (a)
between bands to be recovered from Non-Domestic Aggregated customers.
|  |  |  | All the way non-domestic aggregated (related MPAN) distribution by bands |  |  |  |  | No residual | Band 1 | Band 2 | Band 3 | Band 4
[5 empty] | Rate 1 units | %
[5 empty] | Rate 2 units | %
[5 empty] | Rate 3 units | %
|  |  |  | LDNO LV non-domestic aggregated (related MPAN) distribution by bands |  |  |  |  | No residual | Band 1 | Band 2 | Band 3 | Band 4
[5 empty] | Rate 1 units | %
[5 empty] | Rate 2 units | %
[5 empty] | Rate 3 units | %
|  |  |  | LDNO HV non-domestic aggregated (related MPAN) distribution by bands |  |  |  |  | No residual | Band 1 | Band 2 | Band 3 | Band 4
[5 empty] | Rate 1 units | %
[5 empty] | Rate 2 units | %
[5 empty] | Rate 3 units | %
Input 102-D: Service model asset values
Service model costs should be entered per customer or per MWh for unmetered customers
[8 empty] | > | [32 empty] | Paragraphs 32 to 37
|  |  |  | LV customer service model asset values |  | £ per MPAN
|  |  |  | HV customer service model asset values |  | £ per MPAN
|  |  |  | LV UMS customer service model asset values |  | £/MWh/year |  | > | [32 empty] | Paragraph 36
Input 102-E: Previous year all-the-way tariff forecast
Previous year tariff forecast are not an input to tariff calculations in the CDCM itself,
but are used by some DNOs to complete 'Tariff Movement Explanation' reports.
|  |  |  | Previous year all-the-way tariff forecast |  |  |  |  | Domestic Aggregated or CT with Residual | Domestic Aggregated (Related MPAN) | Non-Domestic Aggregated or CT No Residual | Non-Domestic Aggregated or CT Band 1 | Non-Domestic Aggregated or CT Band 2 | Non-Domestic Aggregated or CT Band 3 | Non-Domestic Aggregated or CT Band 4 | Non-Domestic Aggregated (Related MPAN) | LV Site Specific No Residual | LV Site Specific Band 1 | LV Site Specific Band 2 | LV Site Specific Band 3 | LV Site Specific Band 4 | LV Sub Site Specific No Residual | LV Sub Site Specific Band 1 | LV Sub Site Specific Band 2 | LV Sub Site Specific Band 3 | LV Sub Site Specific Band 4 | HV Site Specific No Residual | HV Site Specific Band 1 | HV Site Specific Band 2 | HV Site Specific Band 3 | HV Site Specific Band 4 | Unmetered Supplies | LV Generation Aggregated | LV Sub Generation Aggregated | LV Generation Site Specific | LV Generation Site Specific no RP Charge | LV Sub Generation Site Specific | LV Sub Generation Site Specific no RP Charge | HV Generation Site Specific | HV Generation Site Specific no RP Charge
[5 empty] | Unit rate 1 | p/kWh
[5 empty] | Unit rate 2 | p/kWh
[5 empty] | Unit rate 3 | p/kWh
[5 empty] | Fixed charge | p/MPAN/day
[5 empty] | Capacity charge | p/kVA/day
[5 empty] | Exceeded capacity charge | p/kVA/day
[5 empty] | Reactive power charge | p/kVArh
Input 102-F: Previous year net revenue (if known)
Previous year net revenue is not an input to tariff calculations in the CDCM itself,
but is used by some DNOs to complete 'Tariff Movement Explanation' reports.
If this table is left blank the model will estimate previous year net revenue using volume forecasts for the current charging year.
[9 empty] | Domestic Aggregated or CT with Residual | Domestic Aggregated (Related MPAN) | Non-Domestic Aggregated or CT No Residual | Non-Domestic Aggregated or CT Band 1 | Non-Domestic Aggregated or CT Band 2 | Non-Domestic Aggregated or CT Band 3 | Non-Domestic Aggregated or CT Band 4 | Non-Domestic Aggregated (Related MPAN) | LV Site Specific No Residual | LV Site Specific Band 1 | LV Site Specific Band 2 | LV Site Specific Band 3 | LV Site Specific Band 4 | LV Sub Site Specific No Residual | LV Sub Site Specific Band 1 | LV Sub Site Specific Band 2 | LV Sub Site Specific Band 3 | LV Sub Site Specific Band 4 | HV Site Specific No Residual | HV Site Specific Band 1 | HV Site Specific Band 2 | HV Site Specific Band 3 | HV Site Specific Band 4 | Unmetered Supplies | LV Generation Aggregated | LV Sub Generation Aggregated | LV Generation Site Specific | LV Generation Site Specific no RP Charge | LV Sub Generation Site Specific | LV Sub Generation Site Specific no RP Charge | HV Generation Site Specific | HV Generation Site Specific no RP Charge
|  |  |  | Previous year net revenue |  | £
Checks
Check that all the way non-domestic aggregated (related MPAN) distribution by bands adds to 100%
[5 empty] | Rate 1 units | TRUE / FALSE | FALSE
[5 empty] | Rate 2 units | TRUE / FALSE | FALSE
[5 empty] | Rate 3 units | TRUE / FALSE | FALSE
Check that LDNO LV non-domestic aggregated (related MPAN) distribution by bands adds to 100%
[5 empty] | Rate 1 units | TRUE / FALSE | FALSE
[5 empty] | Rate 2 units | TRUE / FALSE | FALSE
[5 empty] | Rate 3 units | TRUE / FALSE | FALSE
Check that LDNO HV non-domestic aggregated (related MPAN) distribution by bands adds to 100%
[5 empty] | Rate 1 units | TRUE / FALSE | FALSE
[5 empty] | Rate 2 units | TRUE / FALSE | FALSE
[5 empty] | Rate 3 units | TRUE / FALSE | FALSE
|  |  |  | Checks on non-domestic aggregated (related MPAN) distributions |  | number of issues | 9
|  |  |  | Check for error values |  | number of issues | 0
|  |  |  | Summary of checks |  | number of issues | 9
End of sheet

## Inputs by network level
Inputs by network level
[enter DNO name] - [enter data version name]
CDCM charging model - Pre-release v10 - 2025/26
7 issues identified in checks on this sheet
| Click here to return to model map |  |  |  |  | Units | Constants |  | Transmission exit | GSPs | 132kV | 132kV/EHV | EHV | EHV/HV | 132kV/HV | HV | HV/LV | LV circuits | Legal text reference
Description
This sheet sets out the inputs by network level to be filled in by DNOs.
Inputs by network level
Input 103-A: Network and load inputs
|  |  |  | Diversity allowance between top and bottom of network level |  | % |  | > | [10 empty] | Paragraphs 26 to 28
|  |  |  | Proportion of load going through 132kV/HV direct transformation |  | %
|  |  |  | Loss adjustment factors to transmission |  | scalar |  | > | [10 empty] | Paragraph 47
|  |  |  | Average kVAr by kVA, by network level |  | kVAr/kVA |  | > | [10 empty] | Paragraphs 50 to 51
Input 103-B: Customer contributions under current connection charging policy
[8 empty] | > | [10 empty] | Paragraphs 29 to 31
Customer contributions under current connection charging policy
[5 empty] | LV network | %
[5 empty] | LV substation | %
[5 empty] | HV network | %
[5 empty] | HV substation | %
Input 103-C: DRM asset costs
|  |  |  | Gross asset cost by network level |  | £ |  | >
Input 103-D: Peaking probabilities by network level
Red, Amber & Green peaking probabilities must sum to 100%, except for unused network levels, which should sum to 0%
|  |  |  | Peaking probabilities by network level |  |  |  | > | [10 empty] | Paragraphs 48 to 49
[5 empty] | Red | %
[5 empty] | Amber | %
[5 empty] | Green | %
[5 empty] | Black | %
Checks
|  |  |  | Check for error values |  | number of issues | 0
|  |  |  | Check that loss adjustment factor = 1 at grid supply point |  | number of issues | 1
Peaking probabilities check
0% peaking probabilities are permitted for 132kV, 132kV/EHV & 132kV/HV network levels, which do not exist for all DNOs
[5 empty] | General | number of issues | 6 |  |  | 1 |  |  | 1 | 1 |  | 1 | 1 | 1
[5 empty] | 132kV | number of issues | 0 |  |  |  | 0 | 0 |  |  | 0
|  |  |  | Summary of checks |  | number of issues | 7
End of sheet

## General inputs
General inputs
[enter DNO name] - [enter data version name]
CDCM charging model - Pre-release v10 - 2025/26
0 issues identified in checks on this sheet
| Click here to return to model map |  |  |  |  | Units | Constants |  | Legal text reference
Description
This sheet sets out the other inputs to be filled in by DNOs
General inputs
Input 104-A: Inputs by distribution timeband
|  |  | Typical annual hours by special distribution time band |  |  |  |  | > | Paragraphs 40 to 41
|  |  |  | Black |  | hours per year
|  |  |  | Yellow |  | hours per year
|  |  |  | Green |  | hours per year
|  |  | Typical annual hours by distribution time band |  |  |  |  | > | Paragraphs 40 to 41
|  |  |  | Red |  | hours per year
|  |  |  | Amber |  | hours per year
|  |  |  | Green |  | hours per year
Input 104-B: LDNO discount inputs
Inputs sourced from the PCDM
|  |  | Embedded network (LDNO) discount percentages |  |  |  |  | > | Paragraph 53
|  |  |  | LDNO LV: LV user |  | %
|  |  |  | LDNO HV: LV user |  | %
|  |  |  | LDNO HV: LV Sub user |  | %
|  |  |  | LDNO HV: HV user |  | %
Input 104-C: CDCM target revenue
|  |  | The contents of this table are defined in Paragraph 1.5 of Schedule 15 (Table 1) |  |  |  |  | > | Paragraph 54, Schedule 15 Table 1
The only rows used as inputs to the model itself are "Latest forecast of CDCM Revenue" and "Pass-through… Adjustment" items.
|  |  |  | Base Demand Revenue before inflation |  | £
|  |  |  | Annual Iteration adjustment before inflation |  | £
|  |  |  | RPI True-up before inflation |  | £
|  |  |  | Price index adjustment (RPI index) |  | scalar
|  |  |  | Base demand revenue |  | £ | 0
|  |  |  | Inflation adjustment |  | £ | 0
|  |  |  | Pass-Through Licence Fees |  | £
|  |  |  | Pass-Through Business Rates |  | £
|  |  |  | Pass-Through Transmission Connection Point Charges |  | £
|  |  |  | Pass-through Smart Meter Communication Licence Costs |  | £
|  |  |  | Pass-through Smart Meter IT Costs |  | £
|  |  |  | Pass-through Ring Fence Costs |  | £
|  |  |  | Pass-through Supplier of Last Resort Adjustment |  | £
|  |  |  | Pass-through Eligible Bad Debt Adjustment |  | £
|  |  |  | Pass-through COVID-19 Bad Debt Adjustment |  | £
|  |  |  | Pass-Through Others |  | £
|  |  |  | Allowed Pass-Through Items |  | £ | 0
|  |  |  | Broad Measure of Customer Service incentive |  | £
|  |  |  | Quality of Service incentive |  | £
|  |  |  | Connections Engagement incentive |  | £
|  |  |  | Time to Connect incentive |  | £
|  |  |  | Losses Discretionary Reward incentive |  | £
|  |  |  | Network Innovation Allowance |  | £
|  |  |  | Low Carbon Network Fund - Tier 1 unrecoverable |  | £
|  |  |  | Low Carbon Network Fund - Tier 2 & Discretionary Funding |  | £
|  |  |  | Connection Guaranteed Standards Systems & Processes penalty |  | £
|  |  |  | Residual Losses and Growth Incentive - Losses |  | £
|  |  |  | Residual Losses and Growth Incentive - Growth |  | £
|  |  |  | Incentive Revenue and Other Adjustments |  | £ | 0
|  |  |  | Correction Factor |  | £
|  |  |  | Total allowed Revenue |  | £ | 0
|  |  |  | Other 1. Excluded services - Top-up, standby, and enhanced system security |  | £
|  |  |  | Other 2. Excluded services - Revenue protection services |  | £
|  |  |  | Other 3. Excluded services - Miscellaneous |  | £
|  |  |  | Other 4. Please describe if used |  | £
|  |  |  | Other 5. Please describe if used |  | £
|  |  |  | Total other revenue recovered by Use of System Charges |  | £ | 0
|  |  |  | Total Revenue for Use of System Charges |  | £ | 0
|  |  |  | 1. Revenue raised outside CDCM - EDCM and Certain Interconnector Revenue |  | £
|  |  |  | 2. Revenue raised outside CDCM - Voluntary under-recovery |  | £
|  |  |  | 3. Revenue raised outside CDCM - Please describe if used |  | £
|  |  |  | 4. Revenue raised outside CDCM - Please describe if used |  | £
|  |  |  | Total Revenue to be raised outside the CDCM |  | £ | 0
|  |  |  | Latest forecast of CDCM Revenue |  | £ | 0
Input 104-D: Financial and general assumptions
|  |  |  | Real pre-tax cost of capital |  | % |  | > | Paragraph 57
|  |  |  | Days in the charging year |  | days
|  |  |  | Hours in charging year |  | hours | 0
Input 104-E: Transmission exit charges
|  |  |  | Transmission exit charges |  | £ per year |  | > | Paragraph 38
Input 104-F: Other expenditure
|  |  |  | Other expenditure |  |  |  | > | Paragraph 39
[5 empty] | Direct cost | £ per year
[5 empty] | Indirect cost | £ per year
[5 empty] | Network rates | £ per year
Checks
|  |  |  | Check for error values |  | number of issues | 0
Hours in charging year check
[5 empty] | Normal distribution timebands | number of issues | 0
[5 empty] | Special distribution timebands | number of issues | 0
|  |  |  | Summary of checks |  | number of issues | 0
End of sheet

## Standing charge factors
Standing charge factors
[enter DNO name] - [enter data version name]
CDCM charging model - Pre-release v10 - 2025/26
0 issues identified in checks on this sheet
| Click here to return to model map |  |  |  |  | Units | Constants |  | Domestic Aggregated or CT | Domestic Aggregated (Related MPAN) | Non-Domestic Aggregated or CT | Non-Domestic Aggregated (Related MPAN) | LV Site Specific | LV Sub Site Specific | HV Site Specific | Unmetered Supplies | LV Generation Aggregated | LV Sub Generation Aggregated | LV Generation Site Specific | LV Generation Site Specific no RP Charge | LV Sub Generation Site Specific | LV Sub Generation Site Specific no RP Charge | HV Generation Site Specific | HV Generation Site Specific no RP Charge | Legal text reference
Description
This sheet contains standing charge factors, as described in DCUSA Schedule 16, Paragraphs 74-76.
Standing charge factors are used to split network costs between those to be recovered through unit rate charges
and those to be recovered through standing (capacity or fixed) charges, depending on the customer class and
the network level at which costs occur.
Standing charge factors are only applied for demand users.
A factor of 100% implies that all costs will be allocated to standing charges.
Adjustments to standing charges
Section 101-A: Adjustments to standing charges
Brings in standing charge factors and adjusts them for share of load going through 132/HV
|  |  |  | Raw inputs for standing charge factors, by network level |  |  |  | > | [16 empty] | Paragraph 74
Standing charge factors as specified in Paragraph 74
[5 empty] | Transmission exit | % |  |  | 0% | 0% | 0% | 0% | 0% | 0% | 0% | 0%
[5 empty] | GSPs | % |  |  | 0% | 0% | 0% | 0% | 0% | 0% | 0% | 0%
[5 empty] | 132kV | % |  |  | 0% | 0% | 0% | 0% | 0% | 0% | 0% | 0%
[5 empty] | 132kV/EHV | % |  |  | 0% | 0% | 0% | 0% | 0% | 0% | 0% | 0%
[5 empty] | EHV | % |  |  | 0% | 0% | 0% | 0% | 0% | 0% | 20% | 0%
[5 empty] | EHV/HV | % |  |  | 0% | 0% | 0% | 0% | 0% | 0% | 100% | 0%
[5 empty] | 132kV/HV | % |  |  | 0% | 0% | 0% | 0% | 0% | 0% | 0% | 0%
[5 empty] | HV | % |  |  | 0% | 0% | 0% | 0% | 20% | 100% | 100% | 0%
[5 empty] | HV/LV | % |  |  | 0% | 0% | 0% | 0% | 100% | 100% | 0% | 0%
[5 empty] | LV circuits | % |  |  | 100% | 100% | 100% | 100% | 100% | 0% | 0% | 0%
[5 empty] | LV customers | %
[5 empty] | HV customers | %
Proportion of load going through 132kV/HV direct transformation
[5 empty] | Proportion of load going through 132kV/HV direct transformation | % | 0%
Standing charges factors adapted to use 132kV/HV, by network level
Adjustments as described in Paragraph 75 and 76
[5 empty] | Transmission exit | %
[5 empty] | GSPs | %
[5 empty] | 132kV | % |  | > | 0% | 0% | 0% | 0% | 0% | 0% | 0% | 0% | [8 empty] | Paragraph 76
[5 empty] | 132kV/EHV | % |  |  | 0% | 0% | 0% | 0% | 0% | 0% | 0% | 0%
[5 empty] | EHV | % |  |  | 0% | 0% | 0% | 0% | 0% | 0% | 20% | 0%
[5 empty] | EHV/HV | % |  |  | 0% | 0% | 0% | 0% | 0% | 0% | 100% | 0%
[5 empty] | 132kV/HV | % |  | > | 0% | 0% | 0% | 0% | 0% | 0% | 100% | 0% | [8 empty] | Paragraph 75
[5 empty] | HV | % |  |  | 0% | 0% | 0% | 0% | 20% | 100% | 100% | 0%
[5 empty] | HV/LV | % |  |  | 0% | 0% | 0% | 0% | 100% | 100% | 0% | 0%
[5 empty] | LV circuits | % |  |  | 100% | 100% | 100% | 100% | 100% | 0% | 0% | 0%
[5 empty] | LV customers | %
[5 empty] | HV customers | %
Checks
|  |  |  | Check for error values |  | number of issues | 0
End of sheet

## Load & loss characteristics
Load & loss characteristics
[enter DNO name] - [enter data version name]
CDCM charging model - Pre-release v10 - 2025/26
0 issues identified in checks on this sheet
| Click here to return to model map |  |  |  |  | Units | Constants |  | Transmission exit | GSPs | 132kV | 132kV/EHV | EHV | EHV/HV | 132kV/HV | HV | HV/LV | LV circuits | LV customers | HV customers | Legal text reference
Description
This sheet adjusts diversity allowances, coincidence factors and loss adjustment factors for use in the model
This sheet then uses network use factors and loss adjustment factors to calculate user loss factors
Network use factors and user loss factors are also adjusted for the share of load going through 132/HV transformation
Load and loss characteristics
Brings in diversity allowances to calculate coincidence and cumulative diversity factors. Also adjusts loss adjustment factors.
Section 102-A: Load characteristics
|  |  |  | Network model diversity allowances |  | % |  |  |  | 0% | 0% |  | 0% |  |  | 0%
|  |  |  | Coincidence factor |  | % |  |  | 100% | 100% | 100% | 100% | 100% | 100% | 100% | 100% | 100% | 100%
|  |  |  | Network model cumulative diversity factor |  | % |  |  | 0% | 0% | 0% | 0% | 0% | 0% | 0% | 0% | 0% | 0%
|  |  |  | Adjustment for 132/HV diversity |  | % | [8 empty] | 0%
|  |  |  | Adjusted network model cumulative diversity factor |  | % |  | > | 0% | 0% | 0% | 0% | 0% | 0% | 0% | 0% | 0% | 0% |  |  | Paragraphs 42 to 44
Section 102-B: Loss adjustment factors
|  |  |  | Loss adjustment factor to transmission |  | scalar |  |  |  | 0 | 0 | 0 | 0 | 0 |  | 0 | 0 | 0
|  |  |  | Adjustment for 132/HV transformation & transmission exit |  | scalar |  |  | 0 | [5 empty] | 0
|  |  |  | Loss adjustment factor to transmission for each DRM network level |  | scalar |  | > | 0 | 0 | 0 | 0 | 0 | 0 | 0 | 0 | 0 | 0 |  |  | Paragraph 47
User loss factor adjustments
Calculates user loss factors and makes adjustments for share of load going through 132kV/HV
Section 102-C: Proportion of relevant load going through 132kV/HV direct transformation
|  |  |  | 132kV/HV |  | % | 0%
|  |  |  | Adjustment to network use factors for 132/HV share |  | % | [5 empty] | 100% | 100% | 100% | 0%
Section 102-D: Network use factors
Network use factors assume demand and generation use the network from the point of connection.
Network use factors (assuming generation contributes at level of connection)
These values are drawn from the "Fixed inputs" sheet.
[5 empty] | Domestic Aggregated or CT | 1, 0 or -1 |  |  | 1 | 1 | 1 | 1 | 1 | 1 | 1 | 1 | 1 | 1
[5 empty] | Domestic Aggregated (Related MPAN) | 1, 0 or -1 |  |  | 1 | 1 | 1 | 1 | 1 | 1 | 1 | 1 | 1 | 1
[5 empty] | Non-Domestic Aggregated or CT | 1, 0 or -1 |  |  | 1 | 1 | 1 | 1 | 1 | 1 | 1 | 1 | 1 | 1
[5 empty] | Non-Domestic Aggregated (Related MPAN) | 1, 0 or -1 |  |  | 1 | 1 | 1 | 1 | 1 | 1 | 1 | 1 | 1 | 1
[5 empty] | LV Site Specific | 1, 0 or -1 |  |  | 1 | 1 | 1 | 1 | 1 | 1 | 1 | 1 | 1 | 1
[5 empty] | LV Sub Site Specific | 1, 0 or -1 |  |  | 1 | 1 | 1 | 1 | 1 | 1 | 1 | 1 | 1 | 0
[5 empty] | HV Site Specific | 1, 0 or -1 |  |  | 1 | 1 | 1 | 1 | 1 | 1 | 1 | 1 | 0 | 0
[5 empty] | Unmetered Supplies | 1, 0 or -1 |  |  | 1 | 1 | 1 | 1 | 1 | 1 | 1 | 1 | 1 | 1
[5 empty] | LV Generation Aggregated | 1, 0 or -1 |  |  | -1 | -1 | -1 | -1 | -1 | -1 | -1 | -1 | -1 | -1
[5 empty] | LV Sub Generation Aggregated | 1, 0 or -1 |  |  | -1 | -1 | -1 | -1 | -1 | -1 | -1 | -1 | -1 | 0
[5 empty] | LV Generation Site Specific | 1, 0 or -1 |  |  | -1 | -1 | -1 | -1 | -1 | -1 | -1 | -1 | -1 | -1
[5 empty] | LV Generation Site Specific no RP Charge | 1, 0 or -1 |  |  | -1 | -1 | -1 | -1 | -1 | -1 | -1 | -1 | -1 | -1
[5 empty] | LV Sub Generation Site Specific | 1, 0 or -1 |  |  | -1 | -1 | -1 | -1 | -1 | -1 | -1 | -1 | -1 | 0
[5 empty] | LV Sub Generation Site Specific no RP Charge | 1, 0 or -1 |  |  | -1 | -1 | -1 | -1 | -1 | -1 | -1 | -1 | -1 | 0
[5 empty] | HV Generation Site Specific | 1, 0 or -1 |  |  | -1 | -1 | -1 | -1 | -1 | -1 | -1 | -1 | 0 | 0
[5 empty] | HV Generation Site Specific no RP Charge | 1, 0 or -1 |  |  | -1 | -1 | -1 | -1 | -1 | -1 | -1 | -1 | 0 | 0
Network use factors (assuming generation contributes at level of connection) scaled for 132/HV
These have been adjusted for the share of load going through 132/HV transformation
[5 empty] | Domestic Aggregated or CT | 1, 0 or -1 |  |  | 1 | 1 | 1 | 1 | 1 | 1 | 0 | 1 | 1 | 1
[5 empty] | Domestic Aggregated (Related MPAN) | 1, 0 or -1 |  |  | 1 | 1 | 1 | 1 | 1 | 1 | 0 | 1 | 1 | 1
[5 empty] | Non-Domestic Aggregated or CT | 1, 0 or -1 |  |  | 1 | 1 | 1 | 1 | 1 | 1 | 0 | 1 | 1 | 1
[5 empty] | Non-Domestic Aggregated (Related MPAN) | 1, 0 or -1 |  |  | 1 | 1 | 1 | 1 | 1 | 1 | 0 | 1 | 1 | 1
[5 empty] | LV Site Specific | 1, 0 or -1 |  |  | 1 | 1 | 1 | 1 | 1 | 1 | 0 | 1 | 1 | 1
[5 empty] | LV Sub Site Specific | 1, 0 or -1 |  |  | 1 | 1 | 1 | 1 | 1 | 1 | 0 | 1 | 1 | 0
[5 empty] | HV Site Specific | 1, 0 or -1 |  |  | 1 | 1 | 1 | 1 | 1 | 1 | 0 | 1 | 0 | 0
[5 empty] | Unmetered Supplies | 1, 0 or -1 |  |  | 1 | 1 | 1 | 1 | 1 | 1 | 0 | 1 | 1 | 1
[5 empty] | LV Generation Aggregated | 1, 0 or -1 |  |  | -1 | -1 | -1 | -1 | -1 | -1 | 0 | -1 | -1 | -1
[5 empty] | LV Sub Generation Aggregated | 1, 0 or -1 |  |  | -1 | -1 | -1 | -1 | -1 | -1 | 0 | -1 | -1 | 0
[5 empty] | LV Generation Site Specific | 1, 0 or -1 |  |  | -1 | -1 | -1 | -1 | -1 | -1 | 0 | -1 | -1 | -1
[5 empty] | LV Generation Site Specific no RP Charge | 1, 0 or -1 |  |  | -1 | -1 | -1 | -1 | -1 | -1 | 0 | -1 | -1 | -1
[5 empty] | LV Sub Generation Site Specific | 1, 0 or -1 |  |  | -1 | -1 | -1 | -1 | -1 | -1 | 0 | -1 | -1 | 0
[5 empty] | LV Sub Generation Site Specific no RP Charge | 1, 0 or -1 |  |  | -1 | -1 | -1 | -1 | -1 | -1 | 0 | -1 | -1 | 0
[5 empty] | HV Generation Site Specific | 1, 0 or -1 |  |  | -1 | -1 | -1 | -1 | -1 | -1 | 0 | -1 | 0 | 0
[5 empty] | HV Generation Site Specific no RP Charge | 1, 0 or -1 |  |  | -1 | -1 | -1 | -1 | -1 | -1 | 0 | -1 | 0 | 0
|  |  |  | Network use factors (assuming generation makes no contribution at level of connection) |  |  |  | > | [12 empty] | Paragraphs 62 and 71
Equal to 0 for the network level at which generation is connected, otherwise equal to network use factor
[5 empty] | Domestic Aggregated or CT | 1 or 0 |  |  | 1 | 1 | 1 | 1 | 1 | 1 | 1 | 1 | 1 | 1
[5 empty] | Domestic Aggregated (Related MPAN) | 1 or 0 |  |  | 1 | 1 | 1 | 1 | 1 | 1 | 1 | 1 | 1 | 1
[5 empty] | Non-Domestic Aggregated or CT | 1 or 0 |  |  | 1 | 1 | 1 | 1 | 1 | 1 | 1 | 1 | 1 | 1
[5 empty] | Non-Domestic Aggregated (Related MPAN) | 1 or 0 |  |  | 1 | 1 | 1 | 1 | 1 | 1 | 1 | 1 | 1 | 1
[5 empty] | LV Site Specific | 1 or 0 |  |  | 1 | 1 | 1 | 1 | 1 | 1 | 1 | 1 | 1 | 1
[5 empty] | LV Sub Site Specific | 1 or 0 |  |  | 1 | 1 | 1 | 1 | 1 | 1 | 1 | 1 | 1 | 0
[5 empty] | HV Site Specific | 1 or 0 |  |  | 1 | 1 | 1 | 1 | 1 | 1 | 1 | 1 | 0 | 0
[5 empty] | Unmetered Supplies | 1 or 0 |  |  | 1 | 1 | 1 | 1 | 1 | 1 | 1 | 1 | 1 | 1
[5 empty] | LV Generation Aggregated | 1 or 0 |  |  | -1 | -1 | -1 | -1 | -1 | -1 | -1 | -1 | -1 | 0
[5 empty] | LV Sub Generation Aggregated | 1 or 0 |  |  | -1 | -1 | -1 | -1 | -1 | -1 | -1 | -1 | 0 | 0
[5 empty] | LV Generation Site Specific | 1 or 0 |  |  | -1 | -1 | -1 | -1 | -1 | -1 | -1 | -1 | -1 | 0
[5 empty] | LV Generation Site Specific no RP Charge | 1 or 0 |  |  | -1 | -1 | -1 | -1 | -1 | -1 | -1 | -1 | -1 | 0
[5 empty] | LV Sub Generation Site Specific | 1 or 0 |  |  | -1 | -1 | -1 | -1 | -1 | -1 | -1 | -1 | 0 | 0
[5 empty] | LV Sub Generation Site Specific no RP Charge | 1 or 0 |  |  | -1 | -1 | -1 | -1 | -1 | -1 | -1 | -1 | 0 | 0
[5 empty] | HV Generation Site Specific | 1 or 0 |  |  | -1 | -1 | -1 | -1 | -1 | -1 | -1 | 0 | 0 | 0
[5 empty] | HV Generation Site Specific no RP Charge | 1 or 0 |  |  | -1 | -1 | -1 | -1 | -1 | -1 | -1 | 0 | 0 | 0
|  |  |  | Network use factors (assuming generation makes no contribution at level of connection), scaled for 132/HV |  |  |  | > | [12 empty] | Paragraphs 62 and 71
Equal to 0 for the network level at which generation is connected, otherwise equal to network use factor
These have been adjusted for the share of load going through 132/HV transformation
[5 empty] | Domestic Aggregated or CT | 1 or 0 |  |  | 1 | 1 | 1 | 1 | 1 | 1 | 0 | 1 | 1 | 1
[5 empty] | Domestic Aggregated (Related MPAN) | 1 or 0 |  |  | 1 | 1 | 1 | 1 | 1 | 1 | 0 | 1 | 1 | 1
[5 empty] | Non-Domestic Aggregated or CT | 1 or 0 |  |  | 1 | 1 | 1 | 1 | 1 | 1 | 0 | 1 | 1 | 1
[5 empty] | Non-Domestic Aggregated (Related MPAN) | 1 or 0 |  |  | 1 | 1 | 1 | 1 | 1 | 1 | 0 | 1 | 1 | 1
[5 empty] | LV Site Specific | 1 or 0 |  |  | 1 | 1 | 1 | 1 | 1 | 1 | 0 | 1 | 1 | 1
[5 empty] | LV Sub Site Specific | 1 or 0 |  |  | 1 | 1 | 1 | 1 | 1 | 1 | 0 | 1 | 1 | 0
[5 empty] | HV Site Specific | 1 or 0 |  |  | 1 | 1 | 1 | 1 | 1 | 1 | 0 | 1 | 0 | 0
[5 empty] | Unmetered Supplies | 1 or 0 |  |  | 1 | 1 | 1 | 1 | 1 | 1 | 0 | 1 | 1 | 1
[5 empty] | LV Generation Aggregated | 1 or 0 |  |  | -1 | -1 | -1 | -1 | -1 | -1 | 0 | -1 | -1 | 0
[5 empty] | LV Sub Generation Aggregated | 1 or 0 |  |  | -1 | -1 | -1 | -1 | -1 | -1 | 0 | -1 | 0 | 0
[5 empty] | LV Generation Site Specific | 1 or 0 |  |  | -1 | -1 | -1 | -1 | -1 | -1 | 0 | -1 | -1 | 0
[5 empty] | LV Generation Site Specific no RP Charge | 1 or 0 |  |  | -1 | -1 | -1 | -1 | -1 | -1 | 0 | -1 | -1 | 0
[5 empty] | LV Sub Generation Site Specific | 1 or 0 |  |  | -1 | -1 | -1 | -1 | -1 | -1 | 0 | -1 | 0 | 0
[5 empty] | LV Sub Generation Site Specific no RP Charge | 1 or 0 |  |  | -1 | -1 | -1 | -1 | -1 | -1 | 0 | -1 | 0 | 0
[5 empty] | HV Generation Site Specific | 1 or 0 |  |  | -1 | -1 | -1 | -1 | -1 | -1 | 0 | 0 | 0 | 0
[5 empty] | HV Generation Site Specific no RP Charge | 1 or 0 |  |  | -1 | -1 | -1 | -1 | -1 | -1 | 0 | 0 | 0 | 0
Section 102-E: User loss factors
User loss factor (assuming generation contributes at level of connection)
For demand, it is the loss factor at network level which user is supplied.
|  |  |  | For generation, it is the loss factor at network level which user is supplied. |  |  | Maximum
[5 empty] | Domestic Aggregated or CT | scalar | 0 |  | 0 | 0 | 0 | 0 | 0 | 0 | 0 | 0 | 0 | 0
[5 empty] | Domestic Aggregated (Related MPAN) | scalar | 0 |  | 0 | 0 | 0 | 0 | 0 | 0 | 0 | 0 | 0 | 0
[5 empty] | Non-Domestic Aggregated or CT | scalar | 0 |  | 0 | 0 | 0 | 0 | 0 | 0 | 0 | 0 | 0 | 0
[5 empty] | Non-Domestic Aggregated (Related MPAN) | scalar | 0 |  | 0 | 0 | 0 | 0 | 0 | 0 | 0 | 0 | 0 | 0
[5 empty] | LV Site Specific | scalar | 0 |  | 0 | 0 | 0 | 0 | 0 | 0 | 0 | 0 | 0 | 0
[5 empty] | LV Sub Site Specific | scalar | 0 |  | 0 | 0 | 0 | 0 | 0 | 0 | 0 | 0 | 0 | 0
[5 empty] | HV Site Specific | scalar | 0 |  | 0 | 0 | 0 | 0 | 0 | 0 | 0 | 0 | 0 | 0
[5 empty] | Unmetered Supplies | scalar | 0 |  | 0 | 0 | 0 | 0 | 0 | 0 | 0 | 0 | 0 | 0
[5 empty] | LV Generation Aggregated | scalar | 0 |  | 0 | 0 | 0 | 0 | 0 | 0 | 0 | 0 | 0 | 0
[5 empty] | LV Sub Generation Aggregated | scalar | 0 |  | 0 | 0 | 0 | 0 | 0 | 0 | 0 | 0 | 0 | 0
[5 empty] | LV Generation Site Specific | scalar | 0 |  | 0 | 0 | 0 | 0 | 0 | 0 | 0 | 0 | 0 | 0
[5 empty] | LV Generation Site Specific no RP Charge | scalar | 0 |  | 0 | 0 | 0 | 0 | 0 | 0 | 0 | 0 | 0 | 0
[5 empty] | LV Sub Generation Site Specific | scalar | 0 |  | 0 | 0 | 0 | 0 | 0 | 0 | 0 | 0 | 0 | 0
[5 empty] | LV Sub Generation Site Specific no RP Charge | scalar | 0 |  | 0 | 0 | 0 | 0 | 0 | 0 | 0 | 0 | 0 | 0
[5 empty] | HV Generation Site Specific | scalar | 0 |  | 0 | 0 | 0 | 0 | 0 | 0 | 0 | 0 | 0 | 0
[5 empty] | HV Generation Site Specific no RP Charge | scalar | 0 |  | 0 | 0 | 0 | 0 | 0 | 0 | 0 | 0 | 0 | 0
|  |  |  | User loss factor (assuming generation does not contribute at level of connection) |  |  |  | > | [12 empty] | Paragraph 70 (a)
These have been adjusted for the share of load going through 132/HV transformation
[5 empty] | Domestic Aggregated or CT | scalar |  |  | 0 | 0 | 0 | 0 | 0 | 0 | 0 | 0 | 0 | 0
[5 empty] | Domestic Aggregated (Related MPAN) | scalar |  |  | 0 | 0 | 0 | 0 | 0 | 0 | 0 | 0 | 0 | 0
[5 empty] | Non-Domestic Aggregated or CT | scalar |  |  | 0 | 0 | 0 | 0 | 0 | 0 | 0 | 0 | 0 | 0
[5 empty] | Non-Domestic Aggregated (Related MPAN) | scalar |  |  | 0 | 0 | 0 | 0 | 0 | 0 | 0 | 0 | 0 | 0
[5 empty] | LV Site Specific | scalar |  |  | 0 | 0 | 0 | 0 | 0 | 0 | 0 | 0 | 0 | 0
[5 empty] | LV Sub Site Specific | scalar |  |  | 0 | 0 | 0 | 0 | 0 | 0 | 0 | 0 | 0 | 0
[5 empty] | HV Site Specific | scalar |  |  | 0 | 0 | 0 | 0 | 0 | 0 | 0 | 0 | 0 | 0
[5 empty] | Unmetered Supplies | scalar |  |  | 0 | 0 | 0 | 0 | 0 | 0 | 0 | 0 | 0 | 0
[5 empty] | LV Generation Aggregated | scalar |  |  | 0 | 0 | 0 | 0 | 0 | 0 | 0 | 0 | 0 | 0
[5 empty] | LV Sub Generation Aggregated | scalar |  |  | 0 | 0 | 0 | 0 | 0 | 0 | 0 | 0 | 0 | 0
[5 empty] | LV Generation Site Specific | scalar |  |  | 0 | 0 | 0 | 0 | 0 | 0 | 0 | 0 | 0 | 0
[5 empty] | LV Generation Site Specific no RP Charge | scalar |  |  | 0 | 0 | 0 | 0 | 0 | 0 | 0 | 0 | 0 | 0
[5 empty] | LV Sub Generation Site Specific | scalar |  |  | 0 | 0 | 0 | 0 | 0 | 0 | 0 | 0 | 0 | 0
[5 empty] | LV Sub Generation Site Specific no RP Charge | scalar |  |  | 0 | 0 | 0 | 0 | 0 | 0 | 0 | 0 | 0 | 0
[5 empty] | HV Generation Site Specific | scalar |  |  | 0 | 0 | 0 | 0 | 0 | 0 | 0 | 0 | 0 | 0
[5 empty] | HV Generation Site Specific no RP Charge | scalar |  |  | 0 | 0 | 0 | 0 | 0 | 0 | 0 | 0 | 0 | 0
|  |  |  | User loss factor (assuming generation contributes at level of connection) |  |  |  | > | [12 empty] | Paragraph 70 (a)
These have been adjusted for the share of load going through 132/HV transformation
[5 empty] | Domestic Aggregated or CT | scalar
[5 empty] | Domestic Aggregated (Related MPAN) | scalar
[5 empty] | Non-Domestic Aggregated or CT | scalar
[5 empty] | Non-Domestic Aggregated (Related MPAN) | scalar
[5 empty] | LV Site Specific | scalar
[5 empty] | LV Sub Site Specific | scalar
[5 empty] | HV Site Specific | scalar
[5 empty] | Unmetered Supplies | scalar
[5 empty] | LV Generation Aggregated | scalar |  |  | 0 | 0 | 0 | 0 | 0 | 0 | 0 | 0 | 0 | 0
[5 empty] | LV Sub Generation Aggregated | scalar |  |  | 0 | 0 | 0 | 0 | 0 | 0 | 0 | 0 | 0 | 0
[5 empty] | LV Generation Site Specific | scalar |  |  | 0 | 0 | 0 | 0 | 0 | 0 | 0 | 0 | 0 | 0
[5 empty] | LV Generation Site Specific no RP Charge | scalar |  |  | 0 | 0 | 0 | 0 | 0 | 0 | 0 | 0 | 0 | 0
[5 empty] | LV Sub Generation Site Specific | scalar |  |  | 0 | 0 | 0 | 0 | 0 | 0 | 0 | 0 | 0 | 0
[5 empty] | LV Sub Generation Site Specific no RP Charge | scalar |  |  | 0 | 0 | 0 | 0 | 0 | 0 | 0 | 0 | 0 | 0
[5 empty] | HV Generation Site Specific | scalar |  |  | 0 | 0 | 0 | 0 | 0 | 0 | 0 | 0 | 0 | 0
[5 empty] | HV Generation Site Specific no RP Charge | scalar |  |  | 0 | 0 | 0 | 0 | 0 | 0 | 0 | 0 | 0 | 0
Checks
|  |  |  | Check for error values |  | number of issues | 0
End of sheet

## Customer contributions
Customer contributions
[enter DNO name] - [enter data version name]
CDCM charging model - Pre-release v10 - 2025/26
0 issues identified in checks on this sheet
| Click here to return to model map |  |  |  | Units | Constants | [13 empty] | Legal text reference
Description
This sheet calculates customer contributions towards assets (i.e. assets that are paid for, and should not be
recovered under Use of System charges)
Customer contributions
Maps customer contributions to customer categories
Section 103-A: Network use factors
|  |  | Network level at which users are supplied |  |  |  | > | [12 empty] | Paragraph 30
Network use factors based on customer contributed assets
[8 empty] | HV substation | HV network | LV substation | LV network
|  |  |  | Domestic Aggregated or CT | 1 or 0 |  |  | 0 | 0 | 0 | 1
|  |  |  | Domestic Aggregated (Related MPAN) | 1 or 0 |  |  | 0 | 0 | 0 | 1
|  |  |  | Non-Domestic Aggregated or CT | 1 or 0 |  |  | 0 | 0 | 0 | 1
|  |  |  | Non-Domestic Aggregated (Related MPAN) | 1 or 0 |  |  | 0 | 0 | 0 | 1
|  |  |  | LV Site Specific | 1 or 0 |  |  | 0 | 0 | 0 | 1
|  |  |  | LV Sub Site Specific | 1 or 0 |  |  | 0 | 0 | 1 | 0
|  |  |  | HV Site Specific | 1 or 0 |  |  | 0 | 1 | 0 | 0
|  |  |  | Unmetered Supplies | 1 or 0 |  |  | 0 | 0 | 0 | 1
|  |  |  | LV Generation Aggregated | 1 or 0 |  |  | 0 | 0 | 0 | 1
|  |  |  | LV Sub Generation Aggregated | 1 or 0 |  |  | 0 | 0 | 1 | 0
|  |  |  | LV Generation Site Specific | 1 or 0 |  |  | 0 | 0 | 0 | 1
|  |  |  | LV Generation Site Specific no RP Charge | 1 or 0 |  |  | 0 | 0 | 0 | 1
|  |  |  | LV Sub Generation Site Specific | 1 or 0 |  |  | 0 | 0 | 1 | 0
|  |  |  | LV Sub Generation Site Specific no RP Charge | 1 or 0 |  |  | 0 | 0 | 1 | 0
|  |  |  | HV Generation Site Specific | 1 or 0 |  |  | 0 | 1 | 0 | 0
|  |  |  | HV Generation Site Specific no RP Charge | 1 or 0 |  |  | 0 | 1 | 0 | 0
Section 103-B: Customer contributions
|  |  | Customer contributions, by network level of supply |  |  |  | > | [12 empty] | Paragraph 29
Share of customer contributions by network level and asset type
[8 empty] | Transmission exit | GSPs | 132kV | 132kV/EHV | EHV | EHV/HV | 132kV/HV | HV | HV/LV | LV circuits | LV customers | HV customers
|  |  |  | LV network | % |  |  |  |  | 0% | 0% | 0% | 0% | 0% | 0% | 0% | 0%
|  |  |  | LV substation | % |  |  |  |  | 0% | 0% | 0% | 0% | 0% | 0% | 0% | 0%
|  |  |  | HV network | % |  |  |  |  | 0% | 0% | 0% | 0% | 0% | 0% | 0% | 0%
|  |  |  | HV substation | % |  |  |  |  | 0% | 0% | 0% | 0% | 0% | 0% | 0% | 0%
Customer contributions, by network level
Customer contributions by network level and customer type based on mappings above
[8 empty] | Transmission exit | GSPs | 132kV | 132kV/EHV | EHV | EHV/HV | 132kV/HV | HV | HV/LV | LV circuits | LV customers | HV customers
|  |  |  | Domestic Aggregated or CT |  | % |  |  |  | 0% | 0% | 0% | 0% | 0% | 0% | 0% | 0%
|  |  |  | Domestic Aggregated (Related MPAN) |  | % |  |  |  | 0% | 0% | 0% | 0% | 0% | 0% | 0% | 0%
|  |  |  | Non-Domestic Aggregated or CT |  | % |  |  |  | 0% | 0% | 0% | 0% | 0% | 0% | 0% | 0%
|  |  |  | Non-Domestic Aggregated (Related MPAN) |  | % |  |  |  | 0% | 0% | 0% | 0% | 0% | 0% | 0% | 0%
|  |  |  | LV Site Specific |  | % |  |  |  | 0% | 0% | 0% | 0% | 0% | 0% | 0% | 0%
|  |  |  | LV Sub Site Specific |  | % |  |  |  | 0% | 0% | 0% | 0% | 0% | 0% | 0% | 0%
|  |  |  | HV Site Specific |  | % |  |  |  | 0% | 0% | 0% | 0% | 0% | 0% | 0% | 0%
|  |  |  | Unmetered Supplies |  | % |  |  |  | 0% | 0% | 0% | 0% | 0% | 0% | 0% | 0%
|  |  |  | LV Generation Aggregated |  | % |  |  |  | 0% | 0% | 0% | 0% | 0% | 0% | 0% | 0%
|  |  |  | LV Sub Generation Aggregated |  | % |  |  |  | 0% | 0% | 0% | 0% | 0% | 0% | 0% | 0%
|  |  |  | LV Generation Site Specific |  | % |  |  |  | 0% | 0% | 0% | 0% | 0% | 0% | 0% | 0%
|  |  |  | LV Generation Site Specific no RP Charge |  | % |  |  |  | 0% | 0% | 0% | 0% | 0% | 0% | 0% | 0%
|  |  |  | LV Sub Generation Site Specific |  | % |  |  |  | 0% | 0% | 0% | 0% | 0% | 0% | 0% | 0%
|  |  |  | LV Sub Generation Site Specific no RP Charge |  | % |  |  |  | 0% | 0% | 0% | 0% | 0% | 0% | 0% | 0%
|  |  |  | HV Generation Site Specific |  | % |  |  |  | 0% | 0% | 0% | 0% | 0% | 0% | 0% | 0%
|  |  |  | HV Generation Site Specific no RP Charge |  | % |  |  |  | 0% | 0% | 0% | 0% | 0% | 0% | 0% | 0%
Checks
|  |  | Check for error values |  | number of issues | 0
End of sheet

## Volume adjustments
Volume adjustments
[enter DNO name] - [enter data version name]
CDCM charging model - Pre-release v10 - 2025/26
0 issues identified in checks on this sheet
| Click here to return to model map |  |  |  |  | Units | Constants |  | Domestic Aggregated or CT | Domestic Aggregated (Related MPAN) | Non-Domestic Aggregated or CT | Non-Domestic Aggregated (Related MPAN) | LV Site Specific | LV Sub Site Specific | HV Site Specific | Unmetered Supplies | LV Generation Aggregated | LV Sub Generation Aggregated | LV Generation Site Specific | LV Generation Site Specific no RP Charge | LV Sub Generation Site Specific | LV Sub Generation Site Specific no RP Charge | HV Generation Site Specific | HV Generation Site Specific no RP Charge | Legal text reference
Description
This sheet calculates volumes (kWh, MPAN, import and exceeded capacity) to be used throughout the model.
This sheet first calculates the discounts to be applied to LDNO volumes, then combines these with volumes for
all the way customers.
LDNO discounts
Section 104-A: LDNO discounts
This section maps the LDNO discounts from the PCDM to different customer categories
Generation LDNO customers do not receive the standard LDNO discounts, and this adjustment is made in this section
|  |  |  | Discounts from PCDM |  |  |  | >
|  |  |  | LDNO discounts calculated in the PCDM | [20 empty] | Paragraph 97
[5 empty] | LDNO LV: LV user | % | 0%
[5 empty] | LDNO HV: LV user | % | 0%
[5 empty] | LDNO HV: LV Sub user | % | 0%
[5 empty] | LDNO HV: HV user | % | 0%
|  |  |  | Discount mapping |  |  |  | > | [16 empty] | Paragraphs 98 & 99
Maps customer types to LDNO discount categories and calculates the appropriate discount to be applied to
each customer
[5 empty] | LDNO LV: LV user | 1 or 0 |  |  | 1 | 1 | 1 | 1 | 1 | 0 | 0 | 1 | 0 | 0 | 0 | 0 | 0 | 0 | 0 | 0
[5 empty] | LDNO HV: LV user | 1 or 0 |  |  | 1 | 1 | 1 | 1 | 1 | 0 | 0 | 1 | 0 | 0 | 0 | 0 | 0 | 0 | 0 | 0
[5 empty] | LDNO HV: LV Sub user | 1 or 0 |  |  | 0 | 0 | 0 | 0 | 0 | 1 | 0 | 0 | 0 | 0 | 0 | 0 | 0 | 0 | 0 | 0
[5 empty] | LDNO HV: HV user | 1 or 0 |  |  | 0 | 0 | 0 | 0 | 0 | 0 | 1 | 0 | 0 | 0 | 0 | 0 | 0 | 0 | 0 | 0
[5 empty] | LV discount | % |  |  | 0% | 0% | 0% | 0% | 0% | 0% | 0% | 0% | 0% | 0% | 0% | 0% | 0% | 0% | 0% | 0%
[5 empty] | HV discount | % |  |  | 0% | 0% | 0% | 0% | 0% | 0% | 0% | 0% | 0% | 0% | 0% | 0% | 0% | 0% | 0% | 0%
|  |  |  | Discount override |  |  |  | > | [16 empty] | Paragraphs 98 & 99
This table overrides discount factors for certain categories of user
[5 empty] | Flag for overriding MWh discount rate | TRUE / FALSE |  |  | FALSE | FALSE | FALSE | FALSE | FALSE | FALSE | FALSE | FALSE | TRUE | TRUE | TRUE | TRUE | TRUE | TRUE | TRUE | TRUE
[5 empty] | Flag for overriding MPAN discount rate | TRUE / FALSE |  |  | FALSE | FALSE | FALSE | FALSE | FALSE | FALSE | FALSE | FALSE | TRUE | TRUE | TRUE | TRUE | TRUE | TRUE | TRUE | TRUE
[5 empty] | Flag for overriding import capacity discount rate | TRUE / FALSE |  |  | FALSE | FALSE | FALSE | FALSE | FALSE | FALSE | FALSE | FALSE | TRUE | TRUE | TRUE | TRUE | TRUE | TRUE | TRUE | TRUE
[5 empty] | Flag for overriding exceeded capacity discount rate | TRUE / FALSE |  |  | FALSE | FALSE | FALSE | FALSE | FALSE | FALSE | FALSE | FALSE | TRUE | TRUE | TRUE | TRUE | TRUE | TRUE | TRUE | TRUE
[5 empty] | Flag for overriding reactive power units discount rate | TRUE / FALSE |  |  | FALSE | FALSE | FALSE | FALSE | FALSE | FALSE | FALSE | FALSE | TRUE | TRUE | TRUE | TRUE | TRUE | TRUE | TRUE | TRUE
[5 empty] | Override MWh discount rate | % |  |  | 0% | 0% | 0% | 0% | 0% | 0% | 0% | 0% | 0% | 0% | 0% | 0% | 0% | 0% | 0% | 0%
[5 empty] | Override MPAN discount rate | % |  |  | 0% | 0% | 0% | 0% | 0% | 0% | 0% | 0% | 100% | 100% | 100% | 100% | 100% | 100% | 100% | 100%
[5 empty] | Override import capacity discount rate | % |  |  | 0% | 0% | 0% | 0% | 0% | 0% | 0% | 0% | 0% | 0% | 0% | 0% | 0% | 0% | 0% | 0%
[5 empty] | Override exceeded capacity discount rate | % |  |  | 0% | 0% | 0% | 0% | 0% | 0% | 0% | 0% | 0% | 0% | 0% | 0% | 0% | 0% | 0% | 0%
[5 empty] | Override reactive power units discount rate | % |  |  | 0% | 0% | 0% | 0% | 0% | 0% | 0% | 0% | 0% | 0% | 0% | 0% | 0% | 0% | 0% | 0%
Volume discounting
Section 104-B: Aggregation of volumes
Volumes for all the way tariffs are imported from the inputs, separately for each residual band.
|  |  |  | All the way volume forecast - No Residual |  |  |  | >
[5 empty] | Rate 1 units | MWh |  |  |  | 0 | 0 | 0 | 0 | 0 | 0 |  | 0 | 0 | 0 | 0 | 0 | 0 | 0 | 0
[5 empty] | Rate 2 units | MWh |  |  |  | 0 | 0 | 0 | 0 | 0 | 0 |  | 0 | 0 | 0 | 0 | 0 | 0 | 0 | 0
[5 empty] | Rate 3 units | MWh |  |  |  | 0 | 0 | 0 | 0 | 0 | 0 |  | 0 | 0 | 0 | 0 | 0 | 0 | 0 | 0
[5 empty] | MPANs | MPANs |  |  |  | 0 | 0 | 0 | 0 | 0 | 0 |  | 0 | 0 | 0 | 0 | 0 | 0 | 0 | 0
[5 empty] | Import capacity | kVA |  |  |  | 0 | 0 | 0 | 0 | 0 | 0 |  | 0 | 0 | 0 | 0 | 0 | 0 | 0 | 0
[5 empty] | Exceeded capacity | kVA |  |  |  | 0 | 0 | 0 | 0 | 0 | 0 |  | 0 | 0 | 0 | 0 | 0 | 0 | 0 | 0
[5 empty] | Reactive power units | MVArh |  |  |  | 0 | 0 | 0 | 0 | 0 | 0 |  | 0 | 0 | 0 | 0 | 0 | 0 | 0 | 0
|  |  |  | All the way volume forecast - Residual Band 1 |  |  |  | >
[5 empty] | Rate 1 units | MWh |  |  | 0 |  | 0 |  | 0 | 0 | 0 | 0
[5 empty] | Rate 2 units | MWh |  |  | 0 |  | 0 |  | 0 | 0 | 0 | 0
[5 empty] | Rate 3 units | MWh |  |  | 0 |  | 0 |  | 0 | 0 | 0 | 0
[5 empty] | MPANs | MPANs |  |  | 0 |  | 0 |  | 0 | 0 | 0 | 0
[5 empty] | Import capacity | kVA |  |  | 0 |  | 0 |  | 0 | 0 | 0 | 0
[5 empty] | Exceeded capacity | kVA |  |  | 0 |  | 0 |  | 0 | 0 | 0 | 0
[5 empty] | Reactive power units | MVArh |  |  | 0 |  | 0 |  | 0 | 0 | 0 | 0
|  |  |  | All the way volume forecast - Residual Band 2 |  |  |  | >
[5 empty] | Rate 1 units | MWh |  |  |  |  | 0 |  | 0 | 0 | 0
[5 empty] | Rate 2 units | MWh |  |  |  |  | 0 |  | 0 | 0 | 0
[5 empty] | Rate 3 units | MWh |  |  |  |  | 0 |  | 0 | 0 | 0
[5 empty] | MPANs | MPANs |  |  |  |  | 0 |  | 0 | 0 | 0
[5 empty] | Import capacity | kVA |  |  |  |  | 0 |  | 0 | 0 | 0
[5 empty] | Exceeded capacity | kVA |  |  |  |  | 0 |  | 0 | 0 | 0
[5 empty] | Reactive power units | MVArh |  |  |  |  | 0 |  | 0 | 0 | 0
|  |  |  | All the way volume forecast - Residual Band 3 |  |  |  | >
[5 empty] | Rate 1 units | MWh |  |  |  |  | 0 |  | 0 | 0 | 0
[5 empty] | Rate 2 units | MWh |  |  |  |  | 0 |  | 0 | 0 | 0
[5 empty] | Rate 3 units | MWh |  |  |  |  | 0 |  | 0 | 0 | 0
[5 empty] | MPANs | MPANs |  |  |  |  | 0 |  | 0 | 0 | 0
[5 empty] | Import capacity | kVA |  |  |  |  | 0 |  | 0 | 0 | 0
[5 empty] | Exceeded capacity | kVA |  |  |  |  | 0 |  | 0 | 0 | 0
[5 empty] | Reactive power units | MVArh |  |  |  |  | 0 |  | 0 | 0 | 0
|  |  |  | All the way volume forecast - Residual Band 4 |  |  |  | >
[5 empty] | Rate 1 units | MWh |  |  |  |  | 0 |  | 0 | 0 | 0
[5 empty] | Rate 2 units | MWh |  |  |  |  | 0 |  | 0 | 0 | 0
[5 empty] | Rate 3 units | MWh |  |  |  |  | 0 |  | 0 | 0 | 0
[5 empty] | MPANs | MPANs |  |  |  |  | 0 |  | 0 | 0 | 0
[5 empty] | Import capacity | kVA |  |  |  |  | 0 |  | 0 | 0 | 0
[5 empty] | Exceeded capacity | kVA |  |  |  |  | 0 |  | 0 | 0 | 0
[5 empty] | Reactive power units | MVArh |  |  |  |  | 0 |  | 0 | 0 | 0
Volumes for LNDO LV tariffs are imported from the inputs, separately for each residual band.
|  |  |  | LDNO LV volume forecast - No Residual |  |  |  | >
[5 empty] | Rate 1 units | MWh |  |  |  | 0 | 0 | 0 | 0 | 0 | 0 |  | 0 |  | 0
[5 empty] | Rate 2 units | MWh |  |  |  | 0 | 0 | 0 | 0 | 0 | 0 |  | 0 |  | 0
[5 empty] | Rate 3 units | MWh |  |  |  | 0 | 0 | 0 | 0 | 0 | 0 |  | 0 |  | 0
[5 empty] | MPANs | MPANs |  |  |  | 0 | 0 | 0 | 0 | 0 | 0 |  | 0 |  | 0
[5 empty] | Import capacity | kVA |  |  |  | 0 | 0 | 0 | 0 | 0 | 0 |  | 0 |  | 0
[5 empty] | Exceeded capacity | kVA |  |  |  | 0 | 0 | 0 | 0 | 0 | 0 |  | 0 |  | 0
[5 empty] | Reactive power units | MVArh |  |  |  | 0 | 0 | 0 | 0 | 0 | 0 |  | 0 |  | 0
|  |  |  | LDNO LV volume forecast - Residual Band 1 |  |  |  | >
[5 empty] | Rate 1 units | MWh |  |  | 0 |  | 0 |  | 0 | 0 | 0 | 0
[5 empty] | Rate 2 units | MWh |  |  | 0 |  | 0 |  | 0 | 0 | 0 | 0
[5 empty] | Rate 3 units | MWh |  |  | 0 |  | 0 |  | 0 | 0 | 0 | 0
[5 empty] | MPANs | MPANs |  |  | 0 |  | 0 |  | 0 | 0 | 0 | 0
[5 empty] | Import capacity | kVA |  |  | 0 |  | 0 |  | 0 | 0 | 0 | 0
[5 empty] | Exceeded capacity | kVA |  |  | 0 |  | 0 |  | 0 | 0 | 0 | 0
[5 empty] | Reactive power units | MVArh |  |  | 0 |  | 0 |  | 0 | 0 | 0 | 0
|  |  |  | LDNO LV volume forecast - Residual Band 2 |  |  |  | >
[5 empty] | Rate 1 units | MWh |  |  |  |  | 0 |  | 0 | 0 | 0
[5 empty] | Rate 2 units | MWh |  |  |  |  | 0 |  | 0 | 0 | 0
[5 empty] | Rate 3 units | MWh |  |  |  |  | 0 |  | 0 | 0 | 0
[5 empty] | MPANs | MPANs |  |  |  |  | 0 |  | 0 | 0 | 0
[5 empty] | Import capacity | kVA |  |  |  |  | 0 |  | 0 | 0 | 0
[5 empty] | Exceeded capacity | kVA |  |  |  |  | 0 |  | 0 | 0 | 0
[5 empty] | Reactive power units | MVArh |  |  |  |  | 0 |  | 0 | 0 | 0
|  |  |  | LDNO LV volume forecast - Residual Band 3 |  |  |  | >
[5 empty] | Rate 1 units | MWh |  |  |  |  | 0 |  | 0 | 0 | 0
[5 empty] | Rate 2 units | MWh |  |  |  |  | 0 |  | 0 | 0 | 0
[5 empty] | Rate 3 units | MWh |  |  |  |  | 0 |  | 0 | 0 | 0
[5 empty] | MPANs | MPANs |  |  |  |  | 0 |  | 0 | 0 | 0
[5 empty] | Import capacity | kVA |  |  |  |  | 0 |  | 0 | 0 | 0
[5 empty] | Exceeded capacity | kVA |  |  |  |  | 0 |  | 0 | 0 | 0
[5 empty] | Reactive power units | MVArh |  |  |  |  | 0 |  | 0 | 0 | 0
|  |  |  | LDNO LV volume forecast - Residual Band 4 |  |  |  | >
[5 empty] | Rate 1 units | MWh |  |  |  |  | 0 |  | 0 | 0 | 0
[5 empty] | Rate 2 units | MWh |  |  |  |  | 0 |  | 0 | 0 | 0
[5 empty] | Rate 3 units | MWh |  |  |  |  | 0 |  | 0 | 0 | 0
[5 empty] | MPANs | MPANs |  |  |  |  | 0 |  | 0 | 0 | 0
[5 empty] | Import capacity | kVA |  |  |  |  | 0 |  | 0 | 0 | 0
[5 empty] | Exceeded capacity | kVA |  |  |  |  | 0 |  | 0 | 0 | 0
[5 empty] | Reactive power units | MVArh |  |  |  |  | 0 |  | 0 | 0 | 0
Volumes for LNDO HV tariffs are imported from the inputs, separately for each residual band.
|  |  |  | LDNO HV volume forecast - No Residual |  |  |  | >
[5 empty] | Rate 1 units | MWh |  |  |  | 0 | 0 | 0 | 0 | 0 | 0 |  | 0 | 0 | 0 | 0 | 0 | 0 | 0 | 0
[5 empty] | Rate 2 units | MWh |  |  |  | 0 | 0 | 0 | 0 | 0 | 0 |  | 0 | 0 | 0 | 0 | 0 | 0 | 0 | 0
[5 empty] | Rate 3 units | MWh |  |  |  | 0 | 0 | 0 | 0 | 0 | 0 |  | 0 | 0 | 0 | 0 | 0 | 0 | 0 | 0
[5 empty] | MPANs | MPANs |  |  |  | 0 | 0 | 0 | 0 | 0 | 0 |  | 0 | 0 | 0 | 0 | 0 | 0 | 0 | 0
[5 empty] | Import capacity | kVA |  |  |  | 0 | 0 | 0 | 0 | 0 | 0 |  | 0 | 0 | 0 | 0 | 0 | 0 | 0 | 0
[5 empty] | Exceeded capacity | kVA |  |  |  | 0 | 0 | 0 | 0 | 0 | 0 |  | 0 | 0 | 0 | 0 | 0 | 0 | 0 | 0
[5 empty] | Reactive power units | MVArh |  |  |  | 0 | 0 | 0 | 0 | 0 | 0 |  | 0 | 0 | 0 | 0 | 0 | 0 | 0 | 0
|  |  |  | LDNO HV volume forecast - Residual Band 1 |  |  |  | >
[5 empty] | Rate 1 units | MWh |  |  | 0 |  | 0 |  | 0 | 0 | 0 | 0
[5 empty] | Rate 2 units | MWh |  |  | 0 |  | 0 |  | 0 | 0 | 0 | 0
[5 empty] | Rate 3 units | MWh |  |  | 0 |  | 0 |  | 0 | 0 | 0 | 0
[5 empty] | MPANs | MPANs |  |  | 0 |  | 0 |  | 0 | 0 | 0 | 0
[5 empty] | Import capacity | kVA |  |  | 0 |  | 0 |  | 0 | 0 | 0 | 0
[5 empty] | Exceeded capacity | kVA |  |  | 0 |  | 0 |  | 0 | 0 | 0 | 0
[5 empty] | Reactive power units | MVArh |  |  | 0 |  | 0 |  | 0 | 0 | 0 | 0
|  |  |  | LDNO HV volume forecast - Residual Band 2 |  |  |  | >
[5 empty] | Rate 1 units | MWh |  |  |  |  | 0 |  | 0 | 0 | 0
[5 empty] | Rate 2 units | MWh |  |  |  |  | 0 |  | 0 | 0 | 0
[5 empty] | Rate 3 units | MWh |  |  |  |  | 0 |  | 0 | 0 | 0
[5 empty] | MPANs | MPANs |  |  |  |  | 0 |  | 0 | 0 | 0
[5 empty] | Import capacity | kVA |  |  |  |  | 0 |  | 0 | 0 | 0
[5 empty] | Exceeded capacity | kVA |  |  |  |  | 0 |  | 0 | 0 | 0
[5 empty] | Reactive power units | MVArh |  |  |  |  | 0 |  | 0 | 0 | 0
|  |  |  | LDNO HV volume forecast - Residual Band 3 |  |  |  | >
[5 empty] | Rate 1 units | MWh |  |  |  |  | 0 |  | 0 | 0 | 0
[5 empty] | Rate 2 units | MWh |  |  |  |  | 0 |  | 0 | 0 | 0
[5 empty] | Rate 3 units | MWh |  |  |  |  | 0 |  | 0 | 0 | 0
[5 empty] | MPANs | MPANs |  |  |  |  | 0 |  | 0 | 0 | 0
[5 empty] | Import capacity | kVA |  |  |  |  | 0 |  | 0 | 0 | 0
[5 empty] | Exceeded capacity | kVA |  |  |  |  | 0 |  | 0 | 0 | 0
[5 empty] | Reactive power units | MVArh |  |  |  |  | 0 |  | 0 | 0 | 0
|  |  |  | LDNO HV volume forecast - Residual Band 4 |  |  |  | >
[5 empty] | Rate 1 units | MWh |  |  |  |  | 0 |  | 0 | 0 | 0
[5 empty] | Rate 2 units | MWh |  |  |  |  | 0 |  | 0 | 0 | 0
[5 empty] | Rate 3 units | MWh |  |  |  |  | 0 |  | 0 | 0 | 0
[5 empty] | MPANs | MPANs |  |  |  |  | 0 |  | 0 | 0 | 0
[5 empty] | Import capacity | kVA |  |  |  |  | 0 |  | 0 | 0 | 0
[5 empty] | Exceeded capacity | kVA |  |  |  |  | 0 |  | 0 | 0 | 0
[5 empty] | Reactive power units | MVArh |  |  |  |  | 0 |  | 0 | 0 | 0
Total volumes, aggregated across all residual bands, are then calculated.
|  |  |  | All the way volume forecast |  |  |  | > | [16 empty] | Paragraph 52
[5 empty] | Rate 1 units | MWh |  |  | 0 | 0 | 0 | 0 | 0 | 0 | 0 | 0 | 0 | 0 | 0 | 0 | 0 | 0 | 0 | 0
[5 empty] | Rate 2 units | MWh |  |  | 0 | 0 | 0 | 0 | 0 | 0 | 0 | 0 | 0 | 0 | 0 | 0 | 0 | 0 | 0 | 0
[5 empty] | Rate 3 units | MWh |  |  | 0 | 0 | 0 | 0 | 0 | 0 | 0 | 0 | 0 | 0 | 0 | 0 | 0 | 0 | 0 | 0
[5 empty] | MPANs | MPANs |  |  | 0 | 0 | 0 | 0 | 0 | 0 | 0 | 0 | 0 | 0 | 0 | 0 | 0 | 0 | 0 | 0
[5 empty] | Import capacity | kVA | [6 empty] | 0 | 0 | 0
[5 empty] | Exceeded capacity | kVA | [6 empty] | 0 | 0 | 0
[5 empty] | Reactive power units | MVArh | [6 empty] | 0 | 0 | 0 |  |  |  | 0 |  | 0 |  | 0
|  |  |  | LDNO LV volume forecast |  |  |  | > | [16 empty] | Paragraph 52
[5 empty] | Rate 1 units | MWh |  |  | 0 | 0 | 0 | 0 | 0 |  |  | 0 | 0 |  | 0
[5 empty] | Rate 2 units | MWh |  |  | 0 | 0 | 0 | 0 | 0 |  |  | 0 | 0 |  | 0
[5 empty] | Rate 3 units | MWh |  |  | 0 | 0 | 0 | 0 | 0 |  |  | 0 | 0 |  | 0
[5 empty] | MPANs | MPANs |  |  | 0 | 0 | 0 | 0 | 0 |  |  | 0 | 0 |  | 0
[5 empty] | Import capacity | kVA | [6 empty] | 0
[5 empty] | Exceeded capacity | kVA | [6 empty] | 0
[5 empty] | Reactive power units | MVArh | [6 empty] | 0 | [5 empty] | 0
|  |  |  | LDNO HV volume forecast |  |  |  | > | [16 empty] | Paragraph 52
[5 empty] | Rate 1 units | MWh |  |  | 0 | 0 | 0 | 0 | 0 | 0 | 0 | 0 | 0 | 0 | 0 |  | 0 |  | 0
[5 empty] | Rate 2 units | MWh |  |  | 0 | 0 | 0 | 0 | 0 | 0 | 0 | 0 | 0 | 0 | 0 |  | 0 |  | 0
[5 empty] | Rate 3 units | MWh |  |  | 0 | 0 | 0 | 0 | 0 | 0 | 0 | 0 | 0 | 0 | 0 |  | 0 |  | 0
[5 empty] | MPANs | MPANs |  |  | 0 | 0 | 0 | 0 | 0 | 0 | 0 | 0 | 0 | 0 | 0 |  | 0 |  | 0
[5 empty] | Import capacity | kVA | [6 empty] | 0 | 0 | 0
[5 empty] | Exceeded capacity | kVA | [6 empty] | 0 | 0 | 0
[5 empty] | Reactive power units | MVArh | [6 empty] | 0 | 0 | 0 |  |  |  | 0 |  | 0 |  | 0
Section 104-C: Volume discounting
Applies LDNO discounts and aggregates with volumes from all the way customers
|  |  |  | Unit rate 1 |  |  |  | > | [16 empty] | Paragraph 53
[5 empty] | All the way customers | MWh |  |  | 0 | 0 | 0 | 0 | 0 | 0 | 0 | 0 | 0 | 0 | 0 | 0 | 0 | 0 | 0 | 0
[5 empty] | LDNO LV | MWh |  |  | 0 | 0 | 0 | 0 | 0 | 0 | 0 | 0 | 0 | 0 | 0 | 0 | 0 | 0 | 0 | 0
[5 empty] | LDNO HV | MWh |  |  | 0 | 0 | 0 | 0 | 0 | 0 | 0 | 0 | 0 | 0 | 0 | 0 | 0 | 0 | 0 | 0
[5 empty] | LDNO LV discount rate applied | % |  |  | 0% | 0% | 0% | 0% | 0% | 0% | 0% | 0% | 0% | 0% | 0% | 0% | 0% | 0% | 0% | 0%
[5 empty] | LDNO HV discount rate applied | % |  |  | 0% | 0% | 0% | 0% | 0% | 0% | 0% | 0% | 0% | 0% | 0% | 0% | 0% | 0% | 0% | 0%
[5 empty] | LDNO LV, discounted | MWh |  |  | 0 | 0 | 0 | 0 | 0 | 0 | 0 | 0 | 0 | 0 | 0 | 0 | 0 | 0 | 0 | 0
[5 empty] | LDNO HV, discounted | MWh |  |  | 0 | 0 | 0 | 0 | 0 | 0 | 0 | 0 | 0 | 0 | 0 | 0 | 0 | 0 | 0 | 0
[5 empty] | Total after discounting | MWh |  |  | 0 | 0 | 0 | 0 | 0 | 0 | 0 | 0 | 0 | 0 | 0 | 0 | 0 | 0 | 0 | 0
|  |  |  | Unit rate 2 |  |  |  | > | [16 empty] | Paragraph 53
[5 empty] | All the way customers | MWh |  |  | 0 | 0 | 0 | 0 | 0 | 0 | 0 | 0 | 0 | 0 | 0 | 0 | 0 | 0 | 0 | 0
[5 empty] | LDNO LV | MWh |  |  | 0 | 0 | 0 | 0 | 0 | 0 | 0 | 0 | 0 | 0 | 0 | 0 | 0 | 0 | 0 | 0
[5 empty] | LDNO HV | MWh |  |  | 0 | 0 | 0 | 0 | 0 | 0 | 0 | 0 | 0 | 0 | 0 | 0 | 0 | 0 | 0 | 0
[5 empty] | LDNO LV discount rate applied | % |  |  | 0% | 0% | 0% | 0% | 0% | 0% | 0% | 0% | 0% | 0% | 0% | 0% | 0% | 0% | 0% | 0%
[5 empty] | LDNO HV discount rate applied | % |  |  | 0% | 0% | 0% | 0% | 0% | 0% | 0% | 0% | 0% | 0% | 0% | 0% | 0% | 0% | 0% | 0%
[5 empty] | LDNO LV, discounted | MWh |  |  | 0 | 0 | 0 | 0 | 0 | 0 | 0 | 0 | 0 | 0 | 0 | 0 | 0 | 0 | 0 | 0
[5 empty] | LDNO HV, discounted | MWh |  |  | 0 | 0 | 0 | 0 | 0 | 0 | 0 | 0 | 0 | 0 | 0 | 0 | 0 | 0 | 0 | 0
[5 empty] | Total after discounting | MWh |  |  | 0 | 0 | 0 | 0 | 0 | 0 | 0 | 0 | 0 | 0 | 0 | 0 | 0 | 0 | 0 | 0
|  |  |  | Unit rate 3 |  |  |  | > | [16 empty] | Paragraph 53
[5 empty] | All the way customers | MWh |  |  | 0 | 0 | 0 | 0 | 0 | 0 | 0 | 0 | 0 | 0 | 0 | 0 | 0 | 0 | 0 | 0
[5 empty] | LDNO LV | MWh |  |  | 0 | 0 | 0 | 0 | 0 | 0 | 0 | 0 | 0 | 0 | 0 | 0 | 0 | 0 | 0 | 0
[5 empty] | LDNO HV | MWh |  |  | 0 | 0 | 0 | 0 | 0 | 0 | 0 | 0 | 0 | 0 | 0 | 0 | 0 | 0 | 0 | 0
[5 empty] | LDNO LV discount rate applied | % |  |  | 0% | 0% | 0% | 0% | 0% | 0% | 0% | 0% | 0% | 0% | 0% | 0% | 0% | 0% | 0% | 0%
[5 empty] | LDNO HV discount rate applied | % |  |  | 0% | 0% | 0% | 0% | 0% | 0% | 0% | 0% | 0% | 0% | 0% | 0% | 0% | 0% | 0% | 0%
[5 empty] | LDNO LV, discounted | MWh |  |  | 0 | 0 | 0 | 0 | 0 | 0 | 0 | 0 | 0 | 0 | 0 | 0 | 0 | 0 | 0 | 0
[5 empty] | LDNO HV, discounted | MWh |  |  | 0 | 0 | 0 | 0 | 0 | 0 | 0 | 0 | 0 | 0 | 0 | 0 | 0 | 0 | 0 | 0
[5 empty] | Total after discounting | MWh |  |  | 0 | 0 | 0 | 0 | 0 | 0 | 0 | 0 | 0 | 0 | 0 | 0 | 0 | 0 | 0 | 0
|  |  |  | Total units |  |  |  | >
[5 empty] | Total after discounting | MWh |  |  | 0 | 0 | 0 | 0 | 0 | 0 | 0 | 0 | 0 | 0 | 0 | 0 | 0 | 0 | 0 | 0
|  |  |  | MPANs |  |  |  | > | [16 empty] | Paragraph 53
[5 empty] | All the way customers | MPANs |  |  | 0 | 0 | 0 | 0 | 0 | 0 | 0 | 0 | 0 | 0 | 0 | 0 | 0 | 0 | 0 | 0
[5 empty] | LDNO LV | MPANs |  |  | 0 | 0 | 0 | 0 | 0 | 0 | 0 | 0 | 0 | 0 | 0 | 0 | 0 | 0 | 0 | 0
[5 empty] | LDNO HV | MPANs |  |  | 0 | 0 | 0 | 0 | 0 | 0 | 0 | 0 | 0 | 0 | 0 | 0 | 0 | 0 | 0 | 0
[5 empty] | LDNO LV discount rate applied | % |  |  | 0% | 0% | 0% | 0% | 0% | 0% | 0% | 0% | 100% | 100% | 100% | 100% | 100% | 100% | 100% | 100%
[5 empty] | LDNO HV discount rate applied | % |  |  | 0% | 0% | 0% | 0% | 0% | 0% | 0% | 0% | 100% | 100% | 100% | 100% | 100% | 100% | 100% | 100%
[5 empty] | LDNO LV, discounted | MPANs |  |  | 0 | 0 | 0 | 0 | 0 | 0 | 0 | 0 | 0 | 0 | 0 | 0 | 0 | 0 | 0 | 0
[5 empty] | LDNO HV, discounted | MPANs |  |  | 0 | 0 | 0 | 0 | 0 | 0 | 0 | 0 | 0 | 0 | 0 | 0 | 0 | 0 | 0 | 0
[5 empty] | Total after discounting | MPANs |  |  | 0 | 0 | 0 | 0 | 0 | 0 | 0 | 0 | 0 | 0 | 0 | 0 | 0 | 0 | 0 | 0
|  |  |  | Import capacity |  |  |  | > | [16 empty] | Paragraph 53
[5 empty] | All the way customers | kVA |  |  | 0 | 0 | 0 | 0 | 0 | 0 | 0 | 0 | 0 | 0 | 0 | 0 | 0 | 0 | 0 | 0
[5 empty] | LDNO LV | kVA |  |  | 0 | 0 | 0 | 0 | 0 | 0 | 0 | 0 | 0 | 0 | 0 | 0 | 0 | 0 | 0 | 0
[5 empty] | LDNO HV | kVA |  |  | 0 | 0 | 0 | 0 | 0 | 0 | 0 | 0 | 0 | 0 | 0 | 0 | 0 | 0 | 0 | 0
[5 empty] | LDNO LV discount rate applied | % |  |  | 0% | 0% | 0% | 0% | 0% | 0% | 0% | 0% | 0% | 0% | 0% | 0% | 0% | 0% | 0% | 0%
[5 empty] | LDNO HV discount rate applied | % |  |  | 0% | 0% | 0% | 0% | 0% | 0% | 0% | 0% | 0% | 0% | 0% | 0% | 0% | 0% | 0% | 0%
[5 empty] | LDNO LV, discounted | kVA |  |  | 0 | 0 | 0 | 0 | 0 | 0 | 0 | 0 | 0 | 0 | 0 | 0 | 0 | 0 | 0 | 0
[5 empty] | LDNO HV, discounted | kVA |  |  | 0 | 0 | 0 | 0 | 0 | 0 | 0 | 0 | 0 | 0 | 0 | 0 | 0 | 0 | 0 | 0
[5 empty] | Total after discounting | kVA |  |  | 0 | 0 | 0 | 0 | 0 | 0 | 0 | 0 | 0 | 0 | 0 | 0 | 0 | 0 | 0 | 0
|  |  |  | Exceeded capacity |  |  |  | > | [16 empty] | Paragraph 53
[5 empty] | All the way customers | kVA |  |  | 0 | 0 | 0 | 0 | 0 | 0 | 0 | 0 | 0 | 0 | 0 | 0 | 0 | 0 | 0 | 0
[5 empty] | LDNO LV | kVA |  |  | 0 | 0 | 0 | 0 | 0 | 0 | 0 | 0 | 0 | 0 | 0 | 0 | 0 | 0 | 0 | 0
[5 empty] | LDNO HV | kVA |  |  | 0 | 0 | 0 | 0 | 0 | 0 | 0 | 0 | 0 | 0 | 0 | 0 | 0 | 0 | 0 | 0
[5 empty] | LDNO LV discount rate applied | % |  |  | 0% | 0% | 0% | 0% | 0% | 0% | 0% | 0% | 0% | 0% | 0% | 0% | 0% | 0% | 0% | 0%
[5 empty] | LDNO HV discount rate applied | % |  |  | 0% | 0% | 0% | 0% | 0% | 0% | 0% | 0% | 0% | 0% | 0% | 0% | 0% | 0% | 0% | 0%
[5 empty] | LDNO LV, discounted | kVA |  |  | 0 | 0 | 0 | 0 | 0 | 0 | 0 | 0 | 0 | 0 | 0 | 0 | 0 | 0 | 0 | 0
[5 empty] | LDNO HV, discounted | kVA |  |  | 0 | 0 | 0 | 0 | 0 | 0 | 0 | 0 | 0 | 0 | 0 | 0 | 0 | 0 | 0 | 0
[5 empty] | Total after discounting | kVA |  |  | 0 | 0 | 0 | 0 | 0 | 0 | 0 | 0 | 0 | 0 | 0 | 0 | 0 | 0 | 0 | 0
|  |  |  | Reactive power units |  |  |  | > | [16 empty] | Paragraph 53
[5 empty] | All the way customers | MVArh |  |  | 0 | 0 | 0 | 0 | 0 | 0 | 0 | 0 | 0 | 0 | 0 | 0 | 0 | 0 | 0 | 0
[5 empty] | LDNO LV | MVArh |  |  | 0 | 0 | 0 | 0 | 0 | 0 | 0 | 0 | 0 | 0 | 0 | 0 | 0 | 0 | 0 | 0
[5 empty] | LDNO HV | MVArh |  |  | 0 | 0 | 0 | 0 | 0 | 0 | 0 | 0 | 0 | 0 | 0 | 0 | 0 | 0 | 0 | 0
[5 empty] | LDNO LV discount rate applied | % |  |  | 0% | 0% | 0% | 0% | 0% | 0% | 0% | 0% | 0% | 0% | 0% | 0% | 0% | 0% | 0% | 0%
[5 empty] | LDNO HV discount rate applied | % |  |  | 0% | 0% | 0% | 0% | 0% | 0% | 0% | 0% | 0% | 0% | 0% | 0% | 0% | 0% | 0% | 0%
[5 empty] | LDNO LV, discounted | MVArh |  |  | 0 | 0 | 0 | 0 | 0 | 0 | 0 | 0 | 0 | 0 | 0 | 0 | 0 | 0 | 0 | 0
[5 empty] | LDNO HV, discounted | MVArh |  |  | 0 | 0 | 0 | 0 | 0 | 0 | 0 | 0 | 0 | 0 | 0 | 0 | 0 | 0 | 0 | 0
[5 empty] | Total after discounting | MVArh |  |  | 0 | 0 | 0 | 0 | 0 | 0 | 0 | 0 | 0 | 0 | 0 | 0 | 0 | 0 | 0 | 0
Volume discounting for revenue matching
Applies LDNO discounts and aggregates with volumes from all the way customers, separated by band.
LDNO LV discount rate applied
[5 empty] | Rate 1 units | % |  |  | 0% | 0% | 0% | 0% | 0% | 0% | 0% | 0% | 0% | 0% | 0% | 0% | 0% | 0% | 0% | 0%
[5 empty] | Rate 2 units | % |  |  | 0% | 0% | 0% | 0% | 0% | 0% | 0% | 0% | 0% | 0% | 0% | 0% | 0% | 0% | 0% | 0%
[5 empty] | Rate 3 units | % |  |  | 0% | 0% | 0% | 0% | 0% | 0% | 0% | 0% | 0% | 0% | 0% | 0% | 0% | 0% | 0% | 0%
[5 empty] | MPANs | % |  |  | 0% | 0% | 0% | 0% | 0% | 0% | 0% | 0% | 100% | 100% | 100% | 100% | 100% | 100% | 100% | 100%
[5 empty] | Import capacity | % |  |  | 0% | 0% | 0% | 0% | 0% | 0% | 0% | 0% | 0% | 0% | 0% | 0% | 0% | 0% | 0% | 0%
[5 empty] | Exceeded capacity | % |  |  | 0% | 0% | 0% | 0% | 0% | 0% | 0% | 0% | 0% | 0% | 0% | 0% | 0% | 0% | 0% | 0%
[5 empty] | Reactive power units | % |  |  | 0% | 0% | 0% | 0% | 0% | 0% | 0% | 0% | 0% | 0% | 0% | 0% | 0% | 0% | 0% | 0%
LDNO HV discount rate applied
[5 empty] | Rate 1 units | % |  |  | 0% | 0% | 0% | 0% | 0% | 0% | 0% | 0% | 0% | 0% | 0% | 0% | 0% | 0% | 0% | 0%
[5 empty] | Rate 2 units | % |  |  | 0% | 0% | 0% | 0% | 0% | 0% | 0% | 0% | 0% | 0% | 0% | 0% | 0% | 0% | 0% | 0%
[5 empty] | Rate 3 units | % |  |  | 0% | 0% | 0% | 0% | 0% | 0% | 0% | 0% | 0% | 0% | 0% | 0% | 0% | 0% | 0% | 0%
[5 empty] | MPANs | % |  |  | 0% | 0% | 0% | 0% | 0% | 0% | 0% | 0% | 100% | 100% | 100% | 100% | 100% | 100% | 100% | 100%
[5 empty] | Import capacity | % |  |  | 0% | 0% | 0% | 0% | 0% | 0% | 0% | 0% | 0% | 0% | 0% | 0% | 0% | 0% | 0% | 0%
[5 empty] | Exceeded capacity | % |  |  | 0% | 0% | 0% | 0% | 0% | 0% | 0% | 0% | 0% | 0% | 0% | 0% | 0% | 0% | 0% | 0%
[5 empty] | Reactive power units | % |  |  | 0% | 0% | 0% | 0% | 0% | 0% | 0% | 0% | 0% | 0% | 0% | 0% | 0% | 0% | 0% | 0%
Section 104-D: No residual volume discounting
|  |  |  | Discounted LDNO LV volume forecast - No residual |  |  |  | >
[5 empty] | Rate 1 units | MWh |  |  |  | 0 | 0 | 0 | 0 | 0 | 0 |  | 0 | 0 | 0 | 0 | 0 | 0 | 0 | 0
[5 empty] | Rate 2 units | MWh |  |  |  | 0 | 0 | 0 | 0 | 0 | 0 |  | 0 | 0 | 0 | 0 | 0 | 0 | 0 | 0
[5 empty] | Rate 3 units | MWh |  |  |  | 0 | 0 | 0 | 0 | 0 | 0 |  | 0 | 0 | 0 | 0 | 0 | 0 | 0 | 0
[5 empty] | MPANs | MPANs |  |  |  | 0 | 0 | 0 | 0 | 0 | 0 |  | 0 | 0 | 0 | 0 | 0 | 0 | 0 | 0
[5 empty] | Import capacity | kVA |  |  |  | 0 | 0 | 0 | 0 | 0 | 0 |  | 0 | 0 | 0 | 0 | 0 | 0 | 0 | 0
[5 empty] | Exceeded capacity | kVA |  |  |  | 0 | 0 | 0 | 0 | 0 | 0 |  | 0 | 0 | 0 | 0 | 0 | 0 | 0 | 0
[5 empty] | Reactive power units | MVArh |  |  |  | 0 | 0 | 0 | 0 | 0 | 0 |  | 0 | 0 | 0 | 0 | 0 | 0 | 0 | 0
|  |  |  | Discounted LDNO HV volume forecast - No residual |  |  |  | >
[5 empty] | Rate 1 units | MWh |  |  |  | 0 | 0 | 0 | 0 | 0 | 0 |  | 0 | 0 | 0 | 0 | 0 | 0 | 0 | 0
[5 empty] | Rate 2 units | MWh |  |  |  | 0 | 0 | 0 | 0 | 0 | 0 |  | 0 | 0 | 0 | 0 | 0 | 0 | 0 | 0
[5 empty] | Rate 3 units | MWh |  |  |  | 0 | 0 | 0 | 0 | 0 | 0 |  | 0 | 0 | 0 | 0 | 0 | 0 | 0 | 0
[5 empty] | MPANs | MPANs |  |  |  | 0 | 0 | 0 | 0 | 0 | 0 |  | 0 | 0 | 0 | 0 | 0 | 0 | 0 | 0
[5 empty] | Import capacity | kVA |  |  |  | 0 | 0 | 0 | 0 | 0 | 0 |  | 0 | 0 | 0 | 0 | 0 | 0 | 0 | 0
[5 empty] | Exceeded capacity | kVA |  |  |  | 0 | 0 | 0 | 0 | 0 | 0 |  | 0 | 0 | 0 | 0 | 0 | 0 | 0 | 0
[5 empty] | Reactive power units | MVArh |  |  |  | 0 | 0 | 0 | 0 | 0 | 0 |  | 0 | 0 | 0 | 0 | 0 | 0 | 0 | 0
|  |  |  | Total volume after discounting, No residual |  |  |  | >
[5 empty] | Rate 1 units | MWh |  |  |  | 0 | 0 | 0 | 0 | 0 | 0 |  | 0 | 0 | 0 | 0 | 0 | 0 | 0 | 0
[5 empty] | Rate 2 units | MWh |  |  |  | 0 | 0 | 0 | 0 | 0 | 0 |  | 0 | 0 | 0 | 0 | 0 | 0 | 0 | 0
[5 empty] | Rate 3 units | MWh |  |  |  | 0 | 0 | 0 | 0 | 0 | 0 |  | 0 | 0 | 0 | 0 | 0 | 0 | 0 | 0
[5 empty] | MPANs | MPANs |  |  |  | 0 | 0 | 0 | 0 | 0 | 0 |  | 0 | 0 | 0 | 0 | 0 | 0 | 0 | 0
[5 empty] | Import capacity | kVA |  |  |  | 0 | 0 | 0 | 0 | 0 | 0 |  | 0 | 0 | 0 | 0 | 0 | 0 | 0 | 0
[5 empty] | Exceeded capacity | kVA |  |  |  | 0 | 0 | 0 | 0 | 0 | 0 |  | 0 | 0 | 0 | 0 | 0 | 0 | 0 | 0
[5 empty] | Reactive power units | MVArh |  |  |  | 0 | 0 | 0 | 0 | 0 | 0 |  | 0 | 0 | 0 | 0 | 0 | 0 | 0 | 0
Section 104-E: Residual band 1 volume discounting
|  |  |  | Discounted LDNO LV volume forecast - Residual band 1 |  |  |  | >
[5 empty] | Rate 1 units | MWh |  |  | 0 |  | 0 |  | 0 | 0 | 0 | 0
[5 empty] | Rate 2 units | MWh |  |  | 0 |  | 0 |  | 0 | 0 | 0 | 0
[5 empty] | Rate 3 units | MWh |  |  | 0 |  | 0 |  | 0 | 0 | 0 | 0
[5 empty] | MPANs | MPANs |  |  | 0 |  | 0 |  | 0 | 0 | 0 | 0
[5 empty] | Import capacity | kVA |  |  | 0 |  | 0 |  | 0 | 0 | 0 | 0
[5 empty] | Exceeded capacity | kVA |  |  | 0 |  | 0 |  | 0 | 0 | 0 | 0
[5 empty] | Reactive power units | MVArh |  |  | 0 |  | 0 |  | 0 | 0 | 0 | 0
|  |  |  | Discounted LDNO HV volume forecast - Residual band 1 |  |  |  | >
[5 empty] | Rate 1 units | MWh |  |  | 0 |  | 0 |  | 0 | 0 | 0 | 0
[5 empty] | Rate 2 units | MWh |  |  | 0 |  | 0 |  | 0 | 0 | 0 | 0
[5 empty] | Rate 3 units | MWh |  |  | 0 |  | 0 |  | 0 | 0 | 0 | 0
[5 empty] | MPANs | MPANs |  |  | 0 |  | 0 |  | 0 | 0 | 0 | 0
[5 empty] | Import capacity | kVA |  |  | 0 |  | 0 |  | 0 | 0 | 0 | 0
[5 empty] | Exceeded capacity | kVA |  |  | 0 |  | 0 |  | 0 | 0 | 0 | 0
[5 empty] | Reactive power units | MVArh |  |  | 0 |  | 0 |  | 0 | 0 | 0 | 0
|  |  |  | Total volume after discounting, Residual band 1 |  |  |  | >
[5 empty] | Rate 1 units | MWh |  |  | 0 |  | 0 |  | 0 | 0 | 0 | 0
[5 empty] | Rate 2 units | MWh |  |  | 0 |  | 0 |  | 0 | 0 | 0 | 0
[5 empty] | Rate 3 units | MWh |  |  | 0 |  | 0 |  | 0 | 0 | 0 | 0
[5 empty] | MPANs | MPANs |  |  | 0 |  | 0 |  | 0 | 0 | 0 | 0
[5 empty] | Import capacity | kVA |  |  | 0 |  | 0 |  | 0 | 0 | 0 | 0
[5 empty] | Exceeded capacity | kVA |  |  | 0 |  | 0 |  | 0 | 0 | 0 | 0
[5 empty] | Reactive power units | MVArh |  |  | 0 |  | 0 |  | 0 | 0 | 0 | 0
Section 104-F: Residual band 2 volume discounting
|  |  |  | Discounted LDNO LV volume forecast - Residual band 2 |  |  |  | >
[5 empty] | Rate 1 units | MWh |  |  |  |  | 0 |  | 0 | 0 | 0
[5 empty] | Rate 2 units | MWh |  |  |  |  | 0 |  | 0 | 0 | 0
[5 empty] | Rate 3 units | MWh |  |  |  |  | 0 |  | 0 | 0 | 0
[5 empty] | MPANs | MPANs |  |  |  |  | 0 |  | 0 | 0 | 0
[5 empty] | Import capacity | kVA |  |  |  |  | 0 |  | 0 | 0 | 0
[5 empty] | Exceeded capacity | kVA |  |  |  |  | 0 |  | 0 | 0 | 0
[5 empty] | Reactive power units | MVArh |  |  |  |  | 0 |  | 0 | 0 | 0
|  |  |  | Discounted LDNO HV volume forecast - Residual band 2 |  |  |  | >
[5 empty] | Rate 1 units | MWh |  |  |  |  | 0 |  | 0 | 0 | 0
[5 empty] | Rate 2 units | MWh |  |  |  |  | 0 |  | 0 | 0 | 0
[5 empty] | Rate 3 units | MWh |  |  |  |  | 0 |  | 0 | 0 | 0
[5 empty] | MPANs | MPANs |  |  |  |  | 0 |  | 0 | 0 | 0
[5 empty] | Import capacity | kVA |  |  |  |  | 0 |  | 0 | 0 | 0
[5 empty] | Exceeded capacity | kVA |  |  |  |  | 0 |  | 0 | 0 | 0
[5 empty] | Reactive power units | MVArh |  |  |  |  | 0 |  | 0 | 0 | 0
|  |  |  | Total volume after discounting, Residual band 2 |  |  |  | >
[5 empty] | Rate 1 units | MWh |  |  |  |  | 0 |  | 0 | 0 | 0
[5 empty] | Rate 2 units | MWh |  |  |  |  | 0 |  | 0 | 0 | 0
[5 empty] | Rate 3 units | MWh |  |  |  |  | 0 |  | 0 | 0 | 0
[5 empty] | MPANs | MPANs |  |  |  |  | 0 |  | 0 | 0 | 0
[5 empty] | Import capacity | kVA |  |  |  |  | 0 |  | 0 | 0 | 0
[5 empty] | Exceeded capacity | kVA |  |  |  |  | 0 |  | 0 | 0 | 0
[5 empty] | Reactive power units | MVArh |  |  |  |  | 0 |  | 0 | 0 | 0
Section 104-G: Residual band 3 volume discounting
|  |  |  | Discounted LDNO LV volume forecast - Residual band 3 |  |  |  | >
[5 empty] | Rate 1 units | MWh |  |  |  |  | 0 |  | 0 | 0 | 0
[5 empty] | Rate 2 units | MWh |  |  |  |  | 0 |  | 0 | 0 | 0
[5 empty] | Rate 3 units | MWh |  |  |  |  | 0 |  | 0 | 0 | 0
[5 empty] | MPANs | MPANs |  |  |  |  | 0 |  | 0 | 0 | 0
[5 empty] | Import capacity | kVA |  |  |  |  | 0 |  | 0 | 0 | 0
[5 empty] | Exceeded capacity | kVA |  |  |  |  | 0 |  | 0 | 0 | 0
[5 empty] | Reactive power units | MVArh |  |  |  |  | 0 |  | 0 | 0 | 0
|  |  |  | Discounted LDNO HV volume forecast - Residual band 3 |  |  |  | >
[5 empty] | Rate 1 units | MWh |  |  |  |  | 0 |  | 0 | 0 | 0
[5 empty] | Rate 2 units | MWh |  |  |  |  | 0 |  | 0 | 0 | 0
[5 empty] | Rate 3 units | MWh |  |  |  |  | 0 |  | 0 | 0 | 0
[5 empty] | MPANs | MPANs |  |  |  |  | 0 |  | 0 | 0 | 0
[5 empty] | Import capacity | kVA |  |  |  |  | 0 |  | 0 | 0 | 0
[5 empty] | Exceeded capacity | kVA |  |  |  |  | 0 |  | 0 | 0 | 0
[5 empty] | Reactive power units | MVArh |  |  |  |  | 0 |  | 0 | 0 | 0
|  |  |  | Total volume after discounting, Residual band 3 |  |  |  | >
[5 empty] | Rate 1 units | MWh |  |  |  |  | 0 |  | 0 | 0 | 0
[5 empty] | Rate 2 units | MWh |  |  |  |  | 0 |  | 0 | 0 | 0
[5 empty] | Rate 3 units | MWh |  |  |  |  | 0 |  | 0 | 0 | 0
[5 empty] | MPANs | MPANs |  |  |  |  | 0 |  | 0 | 0 | 0
[5 empty] | Import capacity | kVA |  |  |  |  | 0 |  | 0 | 0 | 0
[5 empty] | Exceeded capacity | kVA |  |  |  |  | 0 |  | 0 | 0 | 0
[5 empty] | Reactive power units | MVArh |  |  |  |  | 0 |  | 0 | 0 | 0
Section 104-H: Residual band 4 volume discounting
|  |  |  | Discounted LDNO LV volume forecast - Residual band 4 |  |  |  | >
[5 empty] | Rate 1 units | MWh |  |  |  |  | 0 |  | 0 | 0 | 0
[5 empty] | Rate 2 units | MWh |  |  |  |  | 0 |  | 0 | 0 | 0
[5 empty] | Rate 3 units | MWh |  |  |  |  | 0 |  | 0 | 0 | 0
[5 empty] | MPANs | MPANs |  |  |  |  | 0 |  | 0 | 0 | 0
[5 empty] | Import capacity | kVA |  |  |  |  | 0 |  | 0 | 0 | 0
[5 empty] | Exceeded capacity | kVA |  |  |  |  | 0 |  | 0 | 0 | 0
[5 empty] | Reactive power units | MVArh |  |  |  |  | 0 |  | 0 | 0 | 0
|  |  |  | Discounted LDNO HV volume forecast - Residual band 4 |  |  |  | >
[5 empty] | Rate 1 units | MWh |  |  |  |  | 0 |  | 0 | 0 | 0
[5 empty] | Rate 2 units | MWh |  |  |  |  | 0 |  | 0 | 0 | 0
[5 empty] | Rate 3 units | MWh |  |  |  |  | 0 |  | 0 | 0 | 0
[5 empty] | MPANs | MPANs |  |  |  |  | 0 |  | 0 | 0 | 0
[5 empty] | Import capacity | kVA |  |  |  |  | 0 |  | 0 | 0 | 0
[5 empty] | Exceeded capacity | kVA |  |  |  |  | 0 |  | 0 | 0 | 0
[5 empty] | Reactive power units | MVArh |  |  |  |  | 0 |  | 0 | 0 | 0
|  |  |  | Total volume after discounting, Residual band 4 |  |  |  | >
[5 empty] | Rate 1 units | MWh |  |  |  |  | 0 |  | 0 | 0 | 0
[5 empty] | Rate 2 units | MWh |  |  |  |  | 0 |  | 0 | 0 | 0
[5 empty] | Rate 3 units | MWh |  |  |  |  | 0 |  | 0 | 0 | 0
[5 empty] | MPANs | MPANs |  |  |  |  | 0 |  | 0 | 0 | 0
[5 empty] | Import capacity | kVA |  |  |  |  | 0 |  | 0 | 0 | 0
[5 empty] | Exceeded capacity | kVA |  |  |  |  | 0 |  | 0 | 0 | 0
[5 empty] | Reactive power units | MVArh |  |  |  |  | 0 |  | 0 | 0 | 0
Section 104-I: Discounted volumes by residual band
All the way volume after discounting
Rate 1 units
[5 empty] | No residual | MWh |  |  | 0 | 0 | 0 | 0 | 0 | 0 | 0 | 0 | 0 | 0 | 0 | 0 | 0 | 0 | 0 | 0
[5 empty] | Residual band 1 | MWh |  |  | 0 | 0 | 0 | 0 | 0 | 0 | 0 | 0 | 0 | 0 | 0 | 0 | 0 | 0 | 0 | 0
[5 empty] | Residual band 2 | MWh |  |  | 0 | 0 | 0 | 0 | 0 | 0 | 0 | 0 | 0 | 0 | 0 | 0 | 0 | 0 | 0 | 0
[5 empty] | Residual band 3 | MWh |  |  | 0 | 0 | 0 | 0 | 0 | 0 | 0 | 0 | 0 | 0 | 0 | 0 | 0 | 0 | 0 | 0
[5 empty] | Residual band 4 | MWh |  |  | 0 | 0 | 0 | 0 | 0 | 0 | 0 | 0 | 0 | 0 | 0 | 0 | 0 | 0 | 0 | 0
Rate 2 units
[5 empty] | No residual | MWh |  |  | 0 | 0 | 0 | 0 | 0 | 0 | 0 | 0 | 0 | 0 | 0 | 0 | 0 | 0 | 0 | 0
[5 empty] | Residual band 1 | MWh |  |  | 0 | 0 | 0 | 0 | 0 | 0 | 0 | 0 | 0 | 0 | 0 | 0 | 0 | 0 | 0 | 0
[5 empty] | Residual band 2 | MWh |  |  | 0 | 0 | 0 | 0 | 0 | 0 | 0 | 0 | 0 | 0 | 0 | 0 | 0 | 0 | 0 | 0
[5 empty] | Residual band 3 | MWh |  |  | 0 | 0 | 0 | 0 | 0 | 0 | 0 | 0 | 0 | 0 | 0 | 0 | 0 | 0 | 0 | 0
[5 empty] | Residual band 4 | MWh |  |  | 0 | 0 | 0 | 0 | 0 | 0 | 0 | 0 | 0 | 0 | 0 | 0 | 0 | 0 | 0 | 0
Rate 3 units
[5 empty] | No residual | MWh |  |  | 0 | 0 | 0 | 0 | 0 | 0 | 0 | 0 | 0 | 0 | 0 | 0 | 0 | 0 | 0 | 0
[5 empty] | Residual band 1 | MWh |  |  | 0 | 0 | 0 | 0 | 0 | 0 | 0 | 0 | 0 | 0 | 0 | 0 | 0 | 0 | 0 | 0
[5 empty] | Residual band 2 | MWh |  |  | 0 | 0 | 0 | 0 | 0 | 0 | 0 | 0 | 0 | 0 | 0 | 0 | 0 | 0 | 0 | 0
[5 empty] | Residual band 3 | MWh |  |  | 0 | 0 | 0 | 0 | 0 | 0 | 0 | 0 | 0 | 0 | 0 | 0 | 0 | 0 | 0 | 0
[5 empty] | Residual band 4 | MWh |  |  | 0 | 0 | 0 | 0 | 0 | 0 | 0 | 0 | 0 | 0 | 0 | 0 | 0 | 0 | 0 | 0
MPANs
[5 empty] | No residual | MPANs |  |  | 0 | 0 | 0 | 0 | 0 | 0 | 0 | 0 | 0 | 0 | 0 | 0 | 0 | 0 | 0 | 0
[5 empty] | Residual band 1 | MPANs |  |  | 0 | 0 | 0 | 0 | 0 | 0 | 0 | 0 | 0 | 0 | 0 | 0 | 0 | 0 | 0 | 0
[5 empty] | Residual band 2 | MPANs |  |  | 0 | 0 | 0 | 0 | 0 | 0 | 0 | 0 | 0 | 0 | 0 | 0 | 0 | 0 | 0 | 0
[5 empty] | Residual band 3 | MPANs |  |  | 0 | 0 | 0 | 0 | 0 | 0 | 0 | 0 | 0 | 0 | 0 | 0 | 0 | 0 | 0 | 0
[5 empty] | Residual band 4 | MPANs |  |  | 0 | 0 | 0 | 0 | 0 | 0 | 0 | 0 | 0 | 0 | 0 | 0 | 0 | 0 | 0 | 0
Import capacity
[5 empty] | No residual | kVA |  |  | 0 | 0 | 0 | 0 | 0 | 0 | 0 | 0 | 0 | 0 | 0 | 0 | 0 | 0 | 0 | 0
[5 empty] | Residual band 1 | kVA |  |  | 0 | 0 | 0 | 0 | 0 | 0 | 0 | 0 | 0 | 0 | 0 | 0 | 0 | 0 | 0 | 0
[5 empty] | Residual band 2 | kVA |  |  | 0 | 0 | 0 | 0 | 0 | 0 | 0 | 0 | 0 | 0 | 0 | 0 | 0 | 0 | 0 | 0
[5 empty] | Residual band 3 | kVA |  |  | 0 | 0 | 0 | 0 | 0 | 0 | 0 | 0 | 0 | 0 | 0 | 0 | 0 | 0 | 0 | 0
[5 empty] | Residual band 4 | kVA |  |  | 0 | 0 | 0 | 0 | 0 | 0 | 0 | 0 | 0 | 0 | 0 | 0 | 0 | 0 | 0 | 0
Exceeded capacity
[5 empty] | No residual | kVA |  |  | 0 | 0 | 0 | 0 | 0 | 0 | 0 | 0 | 0 | 0 | 0 | 0 | 0 | 0 | 0 | 0
[5 empty] | Residual band 1 | kVA |  |  | 0 | 0 | 0 | 0 | 0 | 0 | 0 | 0 | 0 | 0 | 0 | 0 | 0 | 0 | 0 | 0
[5 empty] | Residual band 2 | kVA |  |  | 0 | 0 | 0 | 0 | 0 | 0 | 0 | 0 | 0 | 0 | 0 | 0 | 0 | 0 | 0 | 0
[5 empty] | Residual band 3 | kVA |  |  | 0 | 0 | 0 | 0 | 0 | 0 | 0 | 0 | 0 | 0 | 0 | 0 | 0 | 0 | 0 | 0
[5 empty] | Residual band 4 | kVA |  |  | 0 | 0 | 0 | 0 | 0 | 0 | 0 | 0 | 0 | 0 | 0 | 0 | 0 | 0 | 0 | 0
Reactive power units
[5 empty] | No residual | MVArh |  |  | 0 | 0 | 0 | 0 | 0 | 0 | 0 | 0 | 0 | 0 | 0 | 0 | 0 | 0 | 0 | 0
[5 empty] | Residual band 1 | MVArh |  |  | 0 | 0 | 0 | 0 | 0 | 0 | 0 | 0 | 0 | 0 | 0 | 0 | 0 | 0 | 0 | 0
[5 empty] | Residual band 2 | MVArh |  |  | 0 | 0 | 0 | 0 | 0 | 0 | 0 | 0 | 0 | 0 | 0 | 0 | 0 | 0 | 0 | 0
[5 empty] | Residual band 3 | MVArh |  |  | 0 | 0 | 0 | 0 | 0 | 0 | 0 | 0 | 0 | 0 | 0 | 0 | 0 | 0 | 0 | 0
[5 empty] | Residual band 4 | MVArh |  |  | 0 | 0 | 0 | 0 | 0 | 0 | 0 | 0 | 0 | 0 | 0 | 0 | 0 | 0 | 0 | 0
Section 104-J: Volumes by residual band
All the way volumes
Rate 1 units
[5 empty] | No residual | MWh |  |  | 0 | 0 | 0 | 0 | 0 | 0 | 0 | 0 | 0 | 0 | 0 | 0 | 0 | 0 | 0 | 0
[5 empty] | Residual band 1 | MWh |  |  | 0 | 0 | 0 | 0 | 0 | 0 | 0 | 0 | 0 | 0 | 0 | 0 | 0 | 0 | 0 | 0
[5 empty] | Residual band 2 | MWh |  |  | 0 | 0 | 0 | 0 | 0 | 0 | 0 | 0 | 0 | 0 | 0 | 0 | 0 | 0 | 0 | 0
[5 empty] | Residual band 3 | MWh |  |  | 0 | 0 | 0 | 0 | 0 | 0 | 0 | 0 | 0 | 0 | 0 | 0 | 0 | 0 | 0 | 0
[5 empty] | Residual band 4 | MWh |  |  | 0 | 0 | 0 | 0 | 0 | 0 | 0 | 0 | 0 | 0 | 0 | 0 | 0 | 0 | 0 | 0
Rate 2 units
[5 empty] | No residual | MWh |  |  | 0 | 0 | 0 | 0 | 0 | 0 | 0 | 0 | 0 | 0 | 0 | 0 | 0 | 0 | 0 | 0
[5 empty] | Residual band 1 | MWh |  |  | 0 | 0 | 0 | 0 | 0 | 0 | 0 | 0 | 0 | 0 | 0 | 0 | 0 | 0 | 0 | 0
[5 empty] | Residual band 2 | MWh |  |  | 0 | 0 | 0 | 0 | 0 | 0 | 0 | 0 | 0 | 0 | 0 | 0 | 0 | 0 | 0 | 0
[5 empty] | Residual band 3 | MWh |  |  | 0 | 0 | 0 | 0 | 0 | 0 | 0 | 0 | 0 | 0 | 0 | 0 | 0 | 0 | 0 | 0
[5 empty] | Residual band 4 | MWh |  |  | 0 | 0 | 0 | 0 | 0 | 0 | 0 | 0 | 0 | 0 | 0 | 0 | 0 | 0 | 0 | 0
Rate 3 units
[5 empty] | No residual | MWh |  |  | 0 | 0 | 0 | 0 | 0 | 0 | 0 | 0 | 0 | 0 | 0 | 0 | 0 | 0 | 0 | 0
[5 empty] | Residual band 1 | MWh |  |  | 0 | 0 | 0 | 0 | 0 | 0 | 0 | 0 | 0 | 0 | 0 | 0 | 0 | 0 | 0 | 0
[5 empty] | Residual band 2 | MWh |  |  | 0 | 0 | 0 | 0 | 0 | 0 | 0 | 0 | 0 | 0 | 0 | 0 | 0 | 0 | 0 | 0
[5 empty] | Residual band 3 | MWh |  |  | 0 | 0 | 0 | 0 | 0 | 0 | 0 | 0 | 0 | 0 | 0 | 0 | 0 | 0 | 0 | 0
[5 empty] | Residual band 4 | MWh |  |  | 0 | 0 | 0 | 0 | 0 | 0 | 0 | 0 | 0 | 0 | 0 | 0 | 0 | 0 | 0 | 0
MPANs
[5 empty] | No residual | MPANs |  |  | 0 | 0 | 0 | 0 | 0 | 0 | 0 | 0 | 0 | 0 | 0 | 0 | 0 | 0 | 0 | 0
[5 empty] | Residual band 1 | MPANs |  |  | 0 | 0 | 0 | 0 | 0 | 0 | 0 | 0 | 0 | 0 | 0 | 0 | 0 | 0 | 0 | 0
[5 empty] | Residual band 2 | MPANs |  |  | 0 | 0 | 0 | 0 | 0 | 0 | 0 | 0 | 0 | 0 | 0 | 0 | 0 | 0 | 0 | 0
[5 empty] | Residual band 3 | MPANs |  |  | 0 | 0 | 0 | 0 | 0 | 0 | 0 | 0 | 0 | 0 | 0 | 0 | 0 | 0 | 0 | 0
[5 empty] | Residual band 4 | MPANs |  |  | 0 | 0 | 0 | 0 | 0 | 0 | 0 | 0 | 0 | 0 | 0 | 0 | 0 | 0 | 0 | 0
Import capacity
[5 empty] | No residual | kVA |  |  | 0 | 0 | 0 | 0 | 0 | 0 | 0 | 0 | 0 | 0 | 0 | 0 | 0 | 0 | 0 | 0
[5 empty] | Residual band 1 | kVA |  |  | 0 | 0 | 0 | 0 | 0 | 0 | 0 | 0 | 0 | 0 | 0 | 0 | 0 | 0 | 0 | 0
[5 empty] | Residual band 2 | kVA |  |  | 0 | 0 | 0 | 0 | 0 | 0 | 0 | 0 | 0 | 0 | 0 | 0 | 0 | 0 | 0 | 0
[5 empty] | Residual band 3 | kVA |  |  | 0 | 0 | 0 | 0 | 0 | 0 | 0 | 0 | 0 | 0 | 0 | 0 | 0 | 0 | 0 | 0
[5 empty] | Residual band 4 | kVA |  |  | 0 | 0 | 0 | 0 | 0 | 0 | 0 | 0 | 0 | 0 | 0 | 0 | 0 | 0 | 0 | 0
Exceeded capacity
[5 empty] | No residual | kVA |  |  | 0 | 0 | 0 | 0 | 0 | 0 | 0 | 0 | 0 | 0 | 0 | 0 | 0 | 0 | 0 | 0
[5 empty] | Residual band 1 | kVA |  |  | 0 | 0 | 0 | 0 | 0 | 0 | 0 | 0 | 0 | 0 | 0 | 0 | 0 | 0 | 0 | 0
[5 empty] | Residual band 2 | kVA |  |  | 0 | 0 | 0 | 0 | 0 | 0 | 0 | 0 | 0 | 0 | 0 | 0 | 0 | 0 | 0 | 0
[5 empty] | Residual band 3 | kVA |  |  | 0 | 0 | 0 | 0 | 0 | 0 | 0 | 0 | 0 | 0 | 0 | 0 | 0 | 0 | 0 | 0
[5 empty] | Residual band 4 | kVA |  |  | 0 | 0 | 0 | 0 | 0 | 0 | 0 | 0 | 0 | 0 | 0 | 0 | 0 | 0 | 0 | 0
Reactive power units
[5 empty] | No residual | MVArh |  |  | 0 | 0 | 0 | 0 | 0 | 0 | 0 | 0 | 0 | 0 | 0 | 0 | 0 | 0 | 0 | 0
[5 empty] | Residual band 1 | MVArh |  |  | 0 | 0 | 0 | 0 | 0 | 0 | 0 | 0 | 0 | 0 | 0 | 0 | 0 | 0 | 0 | 0
[5 empty] | Residual band 2 | MVArh |  |  | 0 | 0 | 0 | 0 | 0 | 0 | 0 | 0 | 0 | 0 | 0 | 0 | 0 | 0 | 0 | 0
[5 empty] | Residual band 3 | MVArh |  |  | 0 | 0 | 0 | 0 | 0 | 0 | 0 | 0 | 0 | 0 | 0 | 0 | 0 | 0 | 0 | 0
[5 empty] | Residual band 4 | MVArh |  |  | 0 | 0 | 0 | 0 | 0 | 0 | 0 | 0 | 0 | 0 | 0 | 0 | 0 | 0 | 0 | 0
LDNO LV volumes
Rate 1 units
[5 empty] | No residual | MWh |  |  | 0 | 0 | 0 | 0 | 0 | 0 | 0 | 0 | 0 | 0 | 0 | 0 | 0 | 0 | 0 | 0
[5 empty] | Residual band 1 | MWh |  |  | 0 | 0 | 0 | 0 | 0 | 0 | 0 | 0 | 0 | 0 | 0 | 0 | 0 | 0 | 0 | 0
[5 empty] | Residual band 2 | MWh |  |  | 0 | 0 | 0 | 0 | 0 | 0 | 0 | 0 | 0 | 0 | 0 | 0 | 0 | 0 | 0 | 0
[5 empty] | Residual band 3 | MWh |  |  | 0 | 0 | 0 | 0 | 0 | 0 | 0 | 0 | 0 | 0 | 0 | 0 | 0 | 0 | 0 | 0
[5 empty] | Residual band 4 | MWh |  |  | 0 | 0 | 0 | 0 | 0 | 0 | 0 | 0 | 0 | 0 | 0 | 0 | 0 | 0 | 0 | 0
Rate 2 units
[5 empty] | No residual | MWh |  |  | 0 | 0 | 0 | 0 | 0 | 0 | 0 | 0 | 0 | 0 | 0 | 0 | 0 | 0 | 0 | 0
[5 empty] | Residual band 1 | MWh |  |  | 0 | 0 | 0 | 0 | 0 | 0 | 0 | 0 | 0 | 0 | 0 | 0 | 0 | 0 | 0 | 0
[5 empty] | Residual band 2 | MWh |  |  | 0 | 0 | 0 | 0 | 0 | 0 | 0 | 0 | 0 | 0 | 0 | 0 | 0 | 0 | 0 | 0
[5 empty] | Residual band 3 | MWh |  |  | 0 | 0 | 0 | 0 | 0 | 0 | 0 | 0 | 0 | 0 | 0 | 0 | 0 | 0 | 0 | 0
[5 empty] | Residual band 4 | MWh |  |  | 0 | 0 | 0 | 0 | 0 | 0 | 0 | 0 | 0 | 0 | 0 | 0 | 0 | 0 | 0 | 0
Rate 3 units
[5 empty] | No residual | MWh |  |  | 0 | 0 | 0 | 0 | 0 | 0 | 0 | 0 | 0 | 0 | 0 | 0 | 0 | 0 | 0 | 0
[5 empty] | Residual band 1 | MWh |  |  | 0 | 0 | 0 | 0 | 0 | 0 | 0 | 0 | 0 | 0 | 0 | 0 | 0 | 0 | 0 | 0
[5 empty] | Residual band 2 | MWh |  |  | 0 | 0 | 0 | 0 | 0 | 0 | 0 | 0 | 0 | 0 | 0 | 0 | 0 | 0 | 0 | 0
[5 empty] | Residual band 3 | MWh |  |  | 0 | 0 | 0 | 0 | 0 | 0 | 0 | 0 | 0 | 0 | 0 | 0 | 0 | 0 | 0 | 0
[5 empty] | Residual band 4 | MWh |  |  | 0 | 0 | 0 | 0 | 0 | 0 | 0 | 0 | 0 | 0 | 0 | 0 | 0 | 0 | 0 | 0
MPANs
[5 empty] | No residual | MPANs |  |  | 0 | 0 | 0 | 0 | 0 | 0 | 0 | 0 | 0 | 0 | 0 | 0 | 0 | 0 | 0 | 0
[5 empty] | Residual band 1 | MPANs |  |  | 0 | 0 | 0 | 0 | 0 | 0 | 0 | 0 | 0 | 0 | 0 | 0 | 0 | 0 | 0 | 0
[5 empty] | Residual band 2 | MPANs |  |  | 0 | 0 | 0 | 0 | 0 | 0 | 0 | 0 | 0 | 0 | 0 | 0 | 0 | 0 | 0 | 0
[5 empty] | Residual band 3 | MPANs |  |  | 0 | 0 | 0 | 0 | 0 | 0 | 0 | 0 | 0 | 0 | 0 | 0 | 0 | 0 | 0 | 0
[5 empty] | Residual band 4 | MPANs |  |  | 0 | 0 | 0 | 0 | 0 | 0 | 0 | 0 | 0 | 0 | 0 | 0 | 0 | 0 | 0 | 0
Import capacity
[5 empty] | No residual | kVA |  |  | 0 | 0 | 0 | 0 | 0 | 0 | 0 | 0 | 0 | 0 | 0 | 0 | 0 | 0 | 0 | 0
[5 empty] | Residual band 1 | kVA |  |  | 0 | 0 | 0 | 0 | 0 | 0 | 0 | 0 | 0 | 0 | 0 | 0 | 0 | 0 | 0 | 0
[5 empty] | Residual band 2 | kVA |  |  | 0 | 0 | 0 | 0 | 0 | 0 | 0 | 0 | 0 | 0 | 0 | 0 | 0 | 0 | 0 | 0
[5 empty] | Residual band 3 | kVA |  |  | 0 | 0 | 0 | 0 | 0 | 0 | 0 | 0 | 0 | 0 | 0 | 0 | 0 | 0 | 0 | 0
[5 empty] | Residual band 4 | kVA |  |  | 0 | 0 | 0 | 0 | 0 | 0 | 0 | 0 | 0 | 0 | 0 | 0 | 0 | 0 | 0 | 0
Exceeded capacity
[5 empty] | No residual | kVA |  |  | 0 | 0 | 0 | 0 | 0 | 0 | 0 | 0 | 0 | 0 | 0 | 0 | 0 | 0 | 0 | 0
[5 empty] | Residual band 1 | kVA |  |  | 0 | 0 | 0 | 0 | 0 | 0 | 0 | 0 | 0 | 0 | 0 | 0 | 0 | 0 | 0 | 0
[5 empty] | Residual band 2 | kVA |  |  | 0 | 0 | 0 | 0 | 0 | 0 | 0 | 0 | 0 | 0 | 0 | 0 | 0 | 0 | 0 | 0
[5 empty] | Residual band 3 | kVA |  |  | 0 | 0 | 0 | 0 | 0 | 0 | 0 | 0 | 0 | 0 | 0 | 0 | 0 | 0 | 0 | 0
[5 empty] | Residual band 4 | kVA |  |  | 0 | 0 | 0 | 0 | 0 | 0 | 0 | 0 | 0 | 0 | 0 | 0 | 0 | 0 | 0 | 0
Reactive power units
[5 empty] | No residual | MVArh |  |  | 0 | 0 | 0 | 0 | 0 | 0 | 0 | 0 | 0 | 0 | 0 | 0 | 0 | 0 | 0 | 0
[5 empty] | Residual band 1 | MVArh |  |  | 0 | 0 | 0 | 0 | 0 | 0 | 0 | 0 | 0 | 0 | 0 | 0 | 0 | 0 | 0 | 0
[5 empty] | Residual band 2 | MVArh |  |  | 0 | 0 | 0 | 0 | 0 | 0 | 0 | 0 | 0 | 0 | 0 | 0 | 0 | 0 | 0 | 0
[5 empty] | Residual band 3 | MVArh |  |  | 0 | 0 | 0 | 0 | 0 | 0 | 0 | 0 | 0 | 0 | 0 | 0 | 0 | 0 | 0 | 0
[5 empty] | Residual band 4 | MVArh |  |  | 0 | 0 | 0 | 0 | 0 | 0 | 0 | 0 | 0 | 0 | 0 | 0 | 0 | 0 | 0 | 0
LDNO HV volumes
Rate 1 units
[5 empty] | No residual | MWh |  |  | 0 | 0 | 0 | 0 | 0 | 0 | 0 | 0 | 0 | 0 | 0 | 0 | 0 | 0 | 0 | 0
[5 empty] | Residual band 1 | MWh |  |  | 0 | 0 | 0 | 0 | 0 | 0 | 0 | 0 | 0 | 0 | 0 | 0 | 0 | 0 | 0 | 0
[5 empty] | Residual band 2 | MWh |  |  | 0 | 0 | 0 | 0 | 0 | 0 | 0 | 0 | 0 | 0 | 0 | 0 | 0 | 0 | 0 | 0
[5 empty] | Residual band 3 | MWh |  |  | 0 | 0 | 0 | 0 | 0 | 0 | 0 | 0 | 0 | 0 | 0 | 0 | 0 | 0 | 0 | 0
[5 empty] | Residual band 4 | MWh |  |  | 0 | 0 | 0 | 0 | 0 | 0 | 0 | 0 | 0 | 0 | 0 | 0 | 0 | 0 | 0 | 0
Rate 2 units
[5 empty] | No residual | MWh |  |  | 0 | 0 | 0 | 0 | 0 | 0 | 0 | 0 | 0 | 0 | 0 | 0 | 0 | 0 | 0 | 0
[5 empty] | Residual band 1 | MWh |  |  | 0 | 0 | 0 | 0 | 0 | 0 | 0 | 0 | 0 | 0 | 0 | 0 | 0 | 0 | 0 | 0
[5 empty] | Residual band 2 | MWh |  |  | 0 | 0 | 0 | 0 | 0 | 0 | 0 | 0 | 0 | 0 | 0 | 0 | 0 | 0 | 0 | 0
[5 empty] | Residual band 3 | MWh |  |  | 0 | 0 | 0 | 0 | 0 | 0 | 0 | 0 | 0 | 0 | 0 | 0 | 0 | 0 | 0 | 0
[5 empty] | Residual band 4 | MWh |  |  | 0 | 0 | 0 | 0 | 0 | 0 | 0 | 0 | 0 | 0 | 0 | 0 | 0 | 0 | 0 | 0
Rate 3 units
[5 empty] | No residual | MWh |  |  | 0 | 0 | 0 | 0 | 0 | 0 | 0 | 0 | 0 | 0 | 0 | 0 | 0 | 0 | 0 | 0
[5 empty] | Residual band 1 | MWh |  |  | 0 | 0 | 0 | 0 | 0 | 0 | 0 | 0 | 0 | 0 | 0 | 0 | 0 | 0 | 0 | 0
[5 empty] | Residual band 2 | MWh |  |  | 0 | 0 | 0 | 0 | 0 | 0 | 0 | 0 | 0 | 0 | 0 | 0 | 0 | 0 | 0 | 0
[5 empty] | Residual band 3 | MWh |  |  | 0 | 0 | 0 | 0 | 0 | 0 | 0 | 0 | 0 | 0 | 0 | 0 | 0 | 0 | 0 | 0
[5 empty] | Residual band 4 | MWh |  |  | 0 | 0 | 0 | 0 | 0 | 0 | 0 | 0 | 0 | 0 | 0 | 0 | 0 | 0 | 0 | 0
MPANs
[5 empty] | No residual | MPANs |  |  | 0 | 0 | 0 | 0 | 0 | 0 | 0 | 0 | 0 | 0 | 0 | 0 | 0 | 0 | 0 | 0
[5 empty] | Residual band 1 | MPANs |  |  | 0 | 0 | 0 | 0 | 0 | 0 | 0 | 0 | 0 | 0 | 0 | 0 | 0 | 0 | 0 | 0
[5 empty] | Residual band 2 | MPANs |  |  | 0 | 0 | 0 | 0 | 0 | 0 | 0 | 0 | 0 | 0 | 0 | 0 | 0 | 0 | 0 | 0
[5 empty] | Residual band 3 | MPANs |  |  | 0 | 0 | 0 | 0 | 0 | 0 | 0 | 0 | 0 | 0 | 0 | 0 | 0 | 0 | 0 | 0
[5 empty] | Residual band 4 | MPANs |  |  | 0 | 0 | 0 | 0 | 0 | 0 | 0 | 0 | 0 | 0 | 0 | 0 | 0 | 0 | 0 | 0
Import capacity
[5 empty] | No residual | kVA |  |  | 0 | 0 | 0 | 0 | 0 | 0 | 0 | 0 | 0 | 0 | 0 | 0 | 0 | 0 | 0 | 0
[5 empty] | Residual band 1 | kVA |  |  | 0 | 0 | 0 | 0 | 0 | 0 | 0 | 0 | 0 | 0 | 0 | 0 | 0 | 0 | 0 | 0
[5 empty] | Residual band 2 | kVA |  |  | 0 | 0 | 0 | 0 | 0 | 0 | 0 | 0 | 0 | 0 | 0 | 0 | 0 | 0 | 0 | 0
[5 empty] | Residual band 3 | kVA |  |  | 0 | 0 | 0 | 0 | 0 | 0 | 0 | 0 | 0 | 0 | 0 | 0 | 0 | 0 | 0 | 0
[5 empty] | Residual band 4 | kVA |  |  | 0 | 0 | 0 | 0 | 0 | 0 | 0 | 0 | 0 | 0 | 0 | 0 | 0 | 0 | 0 | 0
Exceeded capacity
[5 empty] | No residual | kVA |  |  | 0 | 0 | 0 | 0 | 0 | 0 | 0 | 0 | 0 | 0 | 0 | 0 | 0 | 0 | 0 | 0
[5 empty] | Residual band 1 | kVA |  |  | 0 | 0 | 0 | 0 | 0 | 0 | 0 | 0 | 0 | 0 | 0 | 0 | 0 | 0 | 0 | 0
[5 empty] | Residual band 2 | kVA |  |  | 0 | 0 | 0 | 0 | 0 | 0 | 0 | 0 | 0 | 0 | 0 | 0 | 0 | 0 | 0 | 0
[5 empty] | Residual band 3 | kVA |  |  | 0 | 0 | 0 | 0 | 0 | 0 | 0 | 0 | 0 | 0 | 0 | 0 | 0 | 0 | 0 | 0
[5 empty] | Residual band 4 | kVA |  |  | 0 | 0 | 0 | 0 | 0 | 0 | 0 | 0 | 0 | 0 | 0 | 0 | 0 | 0 | 0 | 0
Reactive power units
[5 empty] | No residual | MVArh |  |  | 0 | 0 | 0 | 0 | 0 | 0 | 0 | 0 | 0 | 0 | 0 | 0 | 0 | 0 | 0 | 0
[5 empty] | Residual band 1 | MVArh |  |  | 0 | 0 | 0 | 0 | 0 | 0 | 0 | 0 | 0 | 0 | 0 | 0 | 0 | 0 | 0 | 0
[5 empty] | Residual band 2 | MVArh |  |  | 0 | 0 | 0 | 0 | 0 | 0 | 0 | 0 | 0 | 0 | 0 | 0 | 0 | 0 | 0 | 0
[5 empty] | Residual band 3 | MVArh |  |  | 0 | 0 | 0 | 0 | 0 | 0 | 0 | 0 | 0 | 0 | 0 | 0 | 0 | 0 | 0 | 0
[5 empty] | Residual band 4 | MVArh |  |  | 0 | 0 | 0 | 0 | 0 | 0 | 0 | 0 | 0 | 0 | 0 | 0 | 0 | 0 | 0 | 0
Section 104-K: Non-domestic aggregated (related MPAN) distribution across bands
|  |  | During revenue matching, residual revenue is apportioned to tariffs based on total volumes for each tariff. For this |  |  |  |  | > | [16 empty] | Paragraph 92 (a)
calculation, the volumes associated with non-domestic aggregated (related MPAN) tariffs are counted towards the
relevant non-domestic aggregated residual band. This section determines the total proportion for each band, accounting
for LDNO discounts.
|  |  |  | All the way non-domestic aggregated (related MPAN) distribution by bands |  |  |  |  | No residual | Band 1 | Band 2 | Band 3 | Band 4
[5 empty] | Rate 1 units | % |  |  | 0% | 0% | 0% | 0% | 0%
[5 empty] | Rate 2 units | % |  |  | 0% | 0% | 0% | 0% | 0%
[5 empty] | Rate 3 units | % |  |  | 0% | 0% | 0% | 0% | 0%
|  |  |  | LDNO LV non-domestic aggregated (related MPAN) distribution by bands |  |  |  |  | No residual | Band 1 | Band 2 | Band 3 | Band 4
[5 empty] | Rate 1 units | % |  |  | 0% | 0% | 0% | 0% | 0%
[5 empty] | Rate 2 units | % |  |  | 0% | 0% | 0% | 0% | 0%
[5 empty] | Rate 3 units | % |  |  | 0% | 0% | 0% | 0% | 0%
|  |  |  | LDNO HV non-domestic aggregated (related MPAN) distribution by bands |  |  |  |  | No residual | Band 1 | Band 2 | Band 3 | Band 4
[5 empty] | Rate 1 units | % |  |  | 0% | 0% | 0% | 0% | 0%
[5 empty] | Rate 2 units | % |  |  | 0% | 0% | 0% | 0% | 0%
[5 empty] | Rate 3 units | % |  |  | 0% | 0% | 0% | 0% | 0%
|  |  |  | Total after discounting non-domestic aggregated (related MPAN) units by band |  |  |  |  | No residual | Band 1 | Band 2 | Band 3 | Band 4
[5 empty] | Rate 1 units | MWh |  |  | 0 | 0 | 0 | 0 | 0
[5 empty] | Rate 2 units | MWh |  |  | 0 | 0 | 0 | 0 | 0
[5 empty] | Rate 3 units | MWh |  |  | 0 | 0 | 0 | 0 | 0
[9 empty] | No residual | Band 1 | Band 2 | Band 3 | Band 4
|  |  |  | Total after discounting non-domestic aggregated (related MPAN) units |  | MWh |  |  | 0 | 0 | 0 | 0 | 0
|  |  |  | Total non-domestic aggregated (related MPAN) units |  | MWh | 0
[9 empty] | No residual | Band 1 | Band 2 | Band 3 | Band 4
|  |  |  | Total after discounting non-domestic aggregated (related MPAN) units by band |  | % |  |  | 0% | 0% | 0% | 0% | 0%
Checks
|  |  |  | Check for error values |  | number of issues | 0
End of sheet

## Pseudo-load coefficients
Pseudo-load coefficients
[enter DNO name] - [enter data version name]
CDCM charging model - Pre-release v10 - 2025/26
1035 issues identified in checks on this sheet
| Click here to return to model map |  |  |  |  | Units | Constants |  | Domestic Aggregated or CT | Domestic Aggregated (Related MPAN) | Non-Domestic Aggregated or CT | Non-Domestic Aggregated (Related MPAN) | LV Site Specific | LV Sub Site Specific | HV Site Specific | Unmetered Supplies | LV Generation Aggregated | LV Sub Generation Aggregated | LV Generation Site Specific | LV Generation Site Specific no RP Charge | LV Sub Generation Site Specific | LV Sub Generation Site Specific no RP Charge | HV Generation Site Specific | HV Generation Site Specific no RP Charge | Legal text reference
Description
This sheet calculates the pseudo load coefficients used in the calculation of unit rates and system simultaneous peak demand.
The pseudo load coefficient is specified by customer category, network level and unit rate.
The calculations in this sheet follow the steps set out in Paragraph 70.
Step 1: Ratio of coincidence to load factor assuming units evenly spread within time bands, and peak falls in Red period
|  | This section first calculates the split of MWh by unit rate, aggregating "related MPAN" and "Aggregated" tariffs. | [5 empty] | > | [16 empty] | Paragraphs 52A & 70 (c) i
The last part of this section then calculates the ratio of coincidence to load factor based on a simplified load profile.
Section 105-A: Flags and hours in timebands
|  |  |  | Flag for unmetered customers |  | TRUE/FALSE |  |  | FALSE | FALSE | FALSE | FALSE | FALSE | FALSE | FALSE | TRUE | FALSE | FALSE | FALSE | FALSE | FALSE | FALSE | FALSE | FALSE
|  |  |  | Hours per timeband |  |  |  | > | [16 empty] | Paragraph 40
UMS customers use Black & Yellow timebands, other customers use Red & Amber
[5 empty] | Red or Black | hours |  |  | 0 | 0 | 0 | 0 | 0 | 0 | 0 | 0 | 0 | 0 | 0 | 0 | 0 | 0 | 0 | 0
[5 empty] | Amber or Yellow | hours |  |  | 0 | 0 | 0 | 0 | 0 | 0 | 0 | 0 | 0 | 0 | 0 | 0 | 0 | 0 | 0 | 0
[5 empty] | Green | hours |  |  | 0 | 0 | 0 | 0 | 0 | 0 | 0 | 0 | 0 | 0 | 0 | 0 | 0 | 0 | 0 | 0
Section 105-B: Average load by timeband
Split of units by time pattern regime
[5 empty] | Unit rate 1 | MWh |  |  | 0 | 0 | 0 | 0 | 0 | 0 | 0 | 0 | 0 | 0 | 0 | 0 | 0 | 0 | 0 | 0
[5 empty] | Unit rate 2 | MWh |  |  | 0 | 0 | 0 | 0 | 0 | 0 | 0 | 0 | 0 | 0 | 0 | 0 | 0 | 0 | 0 | 0
[5 empty] | Unit rate 3 | MWh |  |  | 0 | 0 | 0 | 0 | 0 | 0 | 0 | 0 | 0 | 0 | 0 | 0 | 0 | 0 | 0 | 0
[5 empty] | Total units | MWh |  |  | 0 | 0 | 0 | 0 | 0 | 0 | 0 | 0 | 0 | 0 | 0 | 0 | 0 | 0 | 0 | 0
Section 105-C: Aggregated groups for pseudo-load coefficients
|  |  |  | Pseudo-load coefficient aggregation group |  | integer |  | > | 1 | 1 | 2 | 2 | 3 | 4 | 5 | [9 empty] | Paragraphs 52A & 70 (c) iv
Split of total units by timeband for aggregate groups
UMS customers use Black & Yellow timebands, other customers use Red & Amber
[5 empty] | Red or Black | % |  |  | #DIV/0! | #DIV/0! | #DIV/0! | #DIV/0! | #DIV/0! | #DIV/0! | #DIV/0!
[5 empty] | Amber or Yellow | % |  |  | #DIV/0! | #DIV/0! | #DIV/0! | #DIV/0! | #DIV/0! | #DIV/0! | #DIV/0!
[5 empty] | Green | % |  |  | #DIV/0! | #DIV/0! | #DIV/0! | #DIV/0! | #DIV/0! | #DIV/0! | #DIV/0!
Final split of total units by timeband
UMS customers use Black & Yellow timebands, other customers use Red & Amber
[5 empty] | Red or Black | % |  |  | #DIV/0! | #DIV/0! | #DIV/0! | #DIV/0! | #DIV/0! | #DIV/0! | #DIV/0! | 0% | 0% | 0% | 0% | 0% | 0% | 0% | 0% | 0%
[5 empty] | Amber or Yellow | % |  |  | #DIV/0! | #DIV/0! | #DIV/0! | #DIV/0! | #DIV/0! | #DIV/0! | #DIV/0! | 0% | 0% | 0% | 0% | 0% | 0% | 0% | 0% | 0%
[5 empty] | Green | % |  |  | #DIV/0! | #DIV/0! | #DIV/0! | #DIV/0! | #DIV/0! | #DIV/0! | #DIV/0! | 0% | 0% | 0% | 0% | 0% | 0% | 0% | 0% | 0%
Section 105-D: Ratio of coincidence to load factor assuming units evenly spread within time bands, and peak falls in Red period
|  |  |  | Ratio of coincidence to load factor |  | scalar |  |  | #DIV/0! | #DIV/0! | #DIV/0! | #DIV/0! | #DIV/0! | #DIV/0! | #DIV/0! | #DIV/0! | #DIV/0! | #DIV/0! | #DIV/0! | #DIV/0! | #DIV/0! | #DIV/0! | #DIV/0! | #DIV/0!
Step 2: Calculate correction factor
This section calculates the correction factor described in Paragraph 70 (c) ii
Section 105-E: Load characteristics for all customers
|  |  |  | Load factor |  | % |  |  | 0% | 0% | 0% | 0% | 0% | 0% | 0% | 0%
|  |  |  | Coincidence factor |  | % |  |  | 0% |  | 0% |  | 0% | 0% | 0% | 0%
Section 105-F: Aggregated load characteristics for grouped customers
Calculation of maximum load
|  |  |  | Average load |  | MW |  |  | #DIV/0! | #DIV/0! | #DIV/0! | #DIV/0! | #DIV/0! | #DIV/0! | #DIV/0!
|  |  |  | Maximum load |  | MW |  |  | 0 | 0 | 0 | 0 | 0 | 0 | 0
|  |  |  | System peak load |  | MW |  |  | 0 | 0 | 0 | 0 | 0 | 0 | 0
Load and coincidence factor for aggregate groups
|  |  |  | Load factor |  | % |  |  | #DIV/0! | #DIV/0! | #DIV/0! | #DIV/0! | #DIV/0! | #DIV/0! | #DIV/0!
|  |  |  | Coincidence factor |  | % |  |  | #DIV/0! | #DIV/0! | #DIV/0! | #DIV/0! | #DIV/0! | #DIV/0! | #DIV/0!
Final load and coincidence factor
|  |  |  | Load factor |  | % |  |  | #DIV/0! | #DIV/0! | #DIV/0! | #DIV/0! | #DIV/0! | #DIV/0! | #DIV/0! | 0% | 0% | 0% | 0% | 0% | 0% | 0% | 0% | 0%
|  |  |  | Coincidence factor |  | % |  |  | #DIV/0! | #DIV/0! | #DIV/0! | #DIV/0! | #DIV/0! | #DIV/0! | #DIV/0! | 0% | 0% | 0% | 0% | 0% | 0% | 0% | 0% | 0%
Section 105-G: Calculation of correction factor
|  |  |  | Load coefficient |  | scalar |  |  | 1 | 1 | 1 | 1 | 1 | 1 | 1 | 1 | 1 | 1 | 1 | 1 | 1 | 1 | 1 | 1
|  |  |  | Load coefficient, adjusted for aggregate groups |  | scalar |  | > | #DIV/0! | #DIV/0! | #DIV/0! | #DIV/0! | #DIV/0! | #DIV/0! | #DIV/0! | 1 | 1 | 1 | 1 | 1 | 1 | 1 | 1 | 1 | Paragraphs 52A & 70 (c) iv
|  |  |  | Correction factor |  | scalar |  | > | #DIV/0! | #DIV/0! | #DIV/0! | #DIV/0! | #DIV/0! | #DIV/0! | #DIV/0! | #DIV/0! | #DIV/0! | #DIV/0! | #DIV/0! | #DIV/0! | #DIV/0! | #DIV/0! | #DIV/0! | #DIV/0! | Paragraph 70 (c.ii)
Step 3: Ratio of coincidence factor (to network asset peak) to load factor, given peaking probabilities, multiplied by correction factor
|  | This section calculates the pseudo load coefficient in line with Paragraph 70 (c) iii | [5 empty] | > | [16 empty] | Paragraph 70 (c.iii)
Mathematical simplifications have been used to avoid errors when estimated volumes are zero
Section 105-H: Peaking probabilities, by network level
GSPs peaking probabilities
[5 empty] | Red | % | 0%
[5 empty] | Amber | % | 0%
[5 empty] | Green | % | 0%
[5 empty] | Black | % | 0%
[5 empty] | Yellow | % | 0%
[5 empty] | Green | % | 0%
132kV peaking probabilities
[5 empty] | Red or Black | % | 0%
[5 empty] | Amber or Yellow | % | 0%
[5 empty] | Green | % | 0%
[5 empty] | Black | % | 0%
[5 empty] | Yellow | % | 0%
[5 empty] | Green | % | 0%
132kV/EHV peaking probabilities
[5 empty] | Red or Black | % | 0%
[5 empty] | Amber or Yellow | % | 0%
[5 empty] | Green | % | 0%
[5 empty] | Black | % | 0%
[5 empty] | Yellow | % | 0%
[5 empty] | Green | % | 0%
EHV peaking probabilities
[5 empty] | Red or Black | % | 0%
[5 empty] | Amber or Yellow | % | 0%
[5 empty] | Green | % | 0%
[5 empty] | Black | % | 0%
[5 empty] | Yellow | % | 0%
[5 empty] | Green | % | 0%
EHV/HV peaking probabilities
[5 empty] | Red or Black | % | 0%
[5 empty] | Amber or Yellow | % | 0%
[5 empty] | Green | % | 0%
[5 empty] | Black | % | 0%
[5 empty] | Yellow | % | 0%
[5 empty] | Green | % | 0%
132kV/HV peaking probabilities
[5 empty] | Red or Black | % | 0%
[5 empty] | Amber or Yellow | % | 0%
[5 empty] | Green | % | 0%
[5 empty] | Black | % | 0%
[5 empty] | Yellow | % | 0%
[5 empty] | Green | % | 0%
HV peaking probabilities
[5 empty] | Red or Black | % | 0%
[5 empty] | Amber or Yellow | % | 0%
[5 empty] | Green | % | 0%
[5 empty] | Black | % | 0%
[5 empty] | Yellow | % | 0%
[5 empty] | Green | % | 0%
HV/LV peaking probabilities
[5 empty] | Red or Black | % | 0%
[5 empty] | Amber or Yellow | % | 0%
[5 empty] | Green | % | 0%
[5 empty] | Black | % | 0%
[5 empty] | Yellow | % | 0%
[5 empty] | Green | % | 0%
LV circuits peaking probabilities
[5 empty] | Red or Black | % | 0%
[5 empty] | Amber or Yellow | % | 0%
[5 empty] | Green | % | 0%
[5 empty] | Black | % | 0%
[5 empty] | Yellow | % | 0%
[5 empty] | Green | % | 0%
Section 105-I: Peaking probabilities, by network level and customer type
GSPs peaking probabilities
[5 empty] | Red or Black | % |  |  | 0% | 0% | 0% | 0% | 0% | 0% | 0% | 0% | 0% | 0% | 0% | 0% | 0% | 0% | 0% | 0%
[5 empty] | Amber or Yellow | % |  |  | 0% | 0% | 0% | 0% | 0% | 0% | 0% | 0% | 0% | 0% | 0% | 0% | 0% | 0% | 0% | 0%
[5 empty] | Green | % |  |  | 0% | 0% | 0% | 0% | 0% | 0% | 0% | 0% | 0% | 0% | 0% | 0% | 0% | 0% | 0% | 0%
132kV peaking probabilities
[5 empty] | Red or Black | % |  |  | 0% | 0% | 0% | 0% | 0% | 0% | 0% | 0% | 0% | 0% | 0% | 0% | 0% | 0% | 0% | 0%
[5 empty] | Amber or Yellow | % |  |  | 0% | 0% | 0% | 0% | 0% | 0% | 0% | 0% | 0% | 0% | 0% | 0% | 0% | 0% | 0% | 0%
[5 empty] | Green | % |  |  | 0% | 0% | 0% | 0% | 0% | 0% | 0% | 0% | 0% | 0% | 0% | 0% | 0% | 0% | 0% | 0%
132kV/EHV peaking probabilities
[5 empty] | Red or Black | % |  |  | 0% | 0% | 0% | 0% | 0% | 0% | 0% | 0% | 0% | 0% | 0% | 0% | 0% | 0% | 0% | 0%
[5 empty] | Amber or Yellow | % |  |  | 0% | 0% | 0% | 0% | 0% | 0% | 0% | 0% | 0% | 0% | 0% | 0% | 0% | 0% | 0% | 0%
[5 empty] | Green | % |  |  | 0% | 0% | 0% | 0% | 0% | 0% | 0% | 0% | 0% | 0% | 0% | 0% | 0% | 0% | 0% | 0%
EHV peaking probabilities
[5 empty] | Red or Black | % |  |  | 0% | 0% | 0% | 0% | 0% | 0% | 0% | 0% | 0% | 0% | 0% | 0% | 0% | 0% | 0% | 0%
[5 empty] | Amber or Yellow | % |  |  | 0% | 0% | 0% | 0% | 0% | 0% | 0% | 0% | 0% | 0% | 0% | 0% | 0% | 0% | 0% | 0%
[5 empty] | Green | % |  |  | 0% | 0% | 0% | 0% | 0% | 0% | 0% | 0% | 0% | 0% | 0% | 0% | 0% | 0% | 0% | 0%
EHV/HV peaking probabilities
[5 empty] | Red or Black | % |  |  | 0% | 0% | 0% | 0% | 0% | 0% | 0% | 0% | 0% | 0% | 0% | 0% | 0% | 0% | 0% | 0%
[5 empty] | Amber or Yellow | % |  |  | 0% | 0% | 0% | 0% | 0% | 0% | 0% | 0% | 0% | 0% | 0% | 0% | 0% | 0% | 0% | 0%
[5 empty] | Green | % |  |  | 0% | 0% | 0% | 0% | 0% | 0% | 0% | 0% | 0% | 0% | 0% | 0% | 0% | 0% | 0% | 0%
132kV/HV peaking probabilities
[5 empty] | Red or Black | % |  |  | 0% | 0% | 0% | 0% | 0% | 0% | 0% | 0% | 0% | 0% | 0% | 0% | 0% | 0% | 0% | 0%
[5 empty] | Amber or Yellow | % |  |  | 0% | 0% | 0% | 0% | 0% | 0% | 0% | 0% | 0% | 0% | 0% | 0% | 0% | 0% | 0% | 0%
[5 empty] | Green | % |  |  | 0% | 0% | 0% | 0% | 0% | 0% | 0% | 0% | 0% | 0% | 0% | 0% | 0% | 0% | 0% | 0%
HV peaking probabilities
[5 empty] | Red or Black | % |  |  | 0% | 0% | 0% | 0% | 0% | 0% | 0% | 0% | 0% | 0% | 0% | 0% | 0% | 0% | 0% | 0%
[5 empty] | Amber or Yellow | % |  |  | 0% | 0% | 0% | 0% | 0% | 0% | 0% | 0% | 0% | 0% | 0% | 0% | 0% | 0% | 0% | 0%
[5 empty] | Green | % |  |  | 0% | 0% | 0% | 0% | 0% | 0% | 0% | 0% | 0% | 0% | 0% | 0% | 0% | 0% | 0% | 0%
HV/LV peaking probabilities
[5 empty] | Red or Black | % |  |  | 0% | 0% | 0% | 0% | 0% | 0% | 0% | 0% | 0% | 0% | 0% | 0% | 0% | 0% | 0% | 0%
[5 empty] | Amber or Yellow | % |  |  | 0% | 0% | 0% | 0% | 0% | 0% | 0% | 0% | 0% | 0% | 0% | 0% | 0% | 0% | 0% | 0%
[5 empty] | Green | % |  |  | 0% | 0% | 0% | 0% | 0% | 0% | 0% | 0% | 0% | 0% | 0% | 0% | 0% | 0% | 0% | 0%
LV circuits peaking probabilities
[5 empty] | Red or Black | % |  |  | 0% | 0% | 0% | 0% | 0% | 0% | 0% | 0% | 0% | 0% | 0% | 0% | 0% | 0% | 0% | 0%
[5 empty] | Amber or Yellow | % |  |  | 0% | 0% | 0% | 0% | 0% | 0% | 0% | 0% | 0% | 0% | 0% | 0% | 0% | 0% | 0% | 0%
[5 empty] | Green | % |  |  | 0% | 0% | 0% | 0% | 0% | 0% | 0% | 0% | 0% | 0% | 0% | 0% | 0% | 0% | 0% | 0%
Section 105-J: Ratio of coincidence factor to load factor, based on uniform distribution in timebands and peaking probabilities
Inverse of hours in timeband
[5 empty] | Red or Black | 1 / hours |  |  | #DIV/0! | #DIV/0! | #DIV/0! | #DIV/0! | #DIV/0! | #DIV/0! | #DIV/0! | #DIV/0! | #DIV/0! | #DIV/0! | #DIV/0! | #DIV/0! | #DIV/0! | #DIV/0! | #DIV/0! | #DIV/0!
[5 empty] | Amber or Yellow | 1 / hours |  |  | #DIV/0! | #DIV/0! | #DIV/0! | #DIV/0! | #DIV/0! | #DIV/0! | #DIV/0! | #DIV/0! | #DIV/0! | #DIV/0! | #DIV/0! | #DIV/0! | #DIV/0! | #DIV/0! | #DIV/0! | #DIV/0!
[5 empty] | Green | 1 / hours |  |  | #DIV/0! | #DIV/0! | #DIV/0! | #DIV/0! | #DIV/0! | #DIV/0! | #DIV/0! | #DIV/0! | #DIV/0! | #DIV/0! | #DIV/0! | #DIV/0! | #DIV/0! | #DIV/0! | #DIV/0! | #DIV/0!
Unit rate 1
[5 empty] | GSPs | scalar |  |  | #DIV/0! | #DIV/0! | #DIV/0! | #DIV/0! | #DIV/0! | #DIV/0! | #DIV/0! | #DIV/0! | #DIV/0! | #DIV/0! | #DIV/0! | #DIV/0! | #DIV/0! | #DIV/0! | #DIV/0! | #DIV/0!
[5 empty] | 132kV | scalar |  |  | #DIV/0! | #DIV/0! | #DIV/0! | #DIV/0! | #DIV/0! | #DIV/0! | #DIV/0! | #DIV/0! | #DIV/0! | #DIV/0! | #DIV/0! | #DIV/0! | #DIV/0! | #DIV/0! | #DIV/0! | #DIV/0!
[5 empty] | 132kV/EHV | scalar |  |  | #DIV/0! | #DIV/0! | #DIV/0! | #DIV/0! | #DIV/0! | #DIV/0! | #DIV/0! | #DIV/0! | #DIV/0! | #DIV/0! | #DIV/0! | #DIV/0! | #DIV/0! | #DIV/0! | #DIV/0! | #DIV/0!
[5 empty] | EHV | scalar |  |  | #DIV/0! | #DIV/0! | #DIV/0! | #DIV/0! | #DIV/0! | #DIV/0! | #DIV/0! | #DIV/0! | #DIV/0! | #DIV/0! | #DIV/0! | #DIV/0! | #DIV/0! | #DIV/0! | #DIV/0! | #DIV/0!
[5 empty] | EHV/HV | scalar |  |  | #DIV/0! | #DIV/0! | #DIV/0! | #DIV/0! | #DIV/0! | #DIV/0! | #DIV/0! | #DIV/0! | #DIV/0! | #DIV/0! | #DIV/0! | #DIV/0! | #DIV/0! | #DIV/0! | #DIV/0! | #DIV/0!
[5 empty] | 132kV/HV | scalar |  |  | #DIV/0! | #DIV/0! | #DIV/0! | #DIV/0! | #DIV/0! | #DIV/0! | #DIV/0! | #DIV/0! | #DIV/0! | #DIV/0! | #DIV/0! | #DIV/0! | #DIV/0! | #DIV/0! | #DIV/0! | #DIV/0!
[5 empty] | HV | scalar |  |  | #DIV/0! | #DIV/0! | #DIV/0! | #DIV/0! | #DIV/0! | #DIV/0! | #DIV/0! | #DIV/0! | #DIV/0! | #DIV/0! | #DIV/0! | #DIV/0! | #DIV/0! | #DIV/0! | #DIV/0! | #DIV/0!
[5 empty] | HV/LV | scalar |  |  | #DIV/0! | #DIV/0! | #DIV/0! | #DIV/0! | #DIV/0! | #DIV/0! | #DIV/0! | #DIV/0! | #DIV/0! | #DIV/0! | #DIV/0! | #DIV/0! | #DIV/0! | #DIV/0! | #DIV/0! | #DIV/0!
[5 empty] | LV circuits | scalar |  |  | #DIV/0! | #DIV/0! | #DIV/0! | #DIV/0! | #DIV/0! | #DIV/0! | #DIV/0! | #DIV/0! | #DIV/0! | #DIV/0! | #DIV/0! | #DIV/0! | #DIV/0! | #DIV/0! | #DIV/0! | #DIV/0!
Unit rate 2
[5 empty] | GSPs | scalar |  |  | #DIV/0! | #DIV/0! | #DIV/0! | #DIV/0! | #DIV/0! | #DIV/0! | #DIV/0! | #DIV/0! | #DIV/0! | #DIV/0! | #DIV/0! | #DIV/0! | #DIV/0! | #DIV/0! | #DIV/0! | #DIV/0!
[5 empty] | 132kV | scalar |  |  | #DIV/0! | #DIV/0! | #DIV/0! | #DIV/0! | #DIV/0! | #DIV/0! | #DIV/0! | #DIV/0! | #DIV/0! | #DIV/0! | #DIV/0! | #DIV/0! | #DIV/0! | #DIV/0! | #DIV/0! | #DIV/0!
[5 empty] | 132kV/EHV | scalar |  |  | #DIV/0! | #DIV/0! | #DIV/0! | #DIV/0! | #DIV/0! | #DIV/0! | #DIV/0! | #DIV/0! | #DIV/0! | #DIV/0! | #DIV/0! | #DIV/0! | #DIV/0! | #DIV/0! | #DIV/0! | #DIV/0!
[5 empty] | EHV | scalar |  |  | #DIV/0! | #DIV/0! | #DIV/0! | #DIV/0! | #DIV/0! | #DIV/0! | #DIV/0! | #DIV/0! | #DIV/0! | #DIV/0! | #DIV/0! | #DIV/0! | #DIV/0! | #DIV/0! | #DIV/0! | #DIV/0!
[5 empty] | EHV/HV | scalar |  |  | #DIV/0! | #DIV/0! | #DIV/0! | #DIV/0! | #DIV/0! | #DIV/0! | #DIV/0! | #DIV/0! | #DIV/0! | #DIV/0! | #DIV/0! | #DIV/0! | #DIV/0! | #DIV/0! | #DIV/0! | #DIV/0!
[5 empty] | 132kV/HV | scalar |  |  | #DIV/0! | #DIV/0! | #DIV/0! | #DIV/0! | #DIV/0! | #DIV/0! | #DIV/0! | #DIV/0! | #DIV/0! | #DIV/0! | #DIV/0! | #DIV/0! | #DIV/0! | #DIV/0! | #DIV/0! | #DIV/0!
[5 empty] | HV | scalar |  |  | #DIV/0! | #DIV/0! | #DIV/0! | #DIV/0! | #DIV/0! | #DIV/0! | #DIV/0! | #DIV/0! | #DIV/0! | #DIV/0! | #DIV/0! | #DIV/0! | #DIV/0! | #DIV/0! | #DIV/0! | #DIV/0!
[5 empty] | HV/LV | scalar |  |  | #DIV/0! | #DIV/0! | #DIV/0! | #DIV/0! | #DIV/0! | #DIV/0! | #DIV/0! | #DIV/0! | #DIV/0! | #DIV/0! | #DIV/0! | #DIV/0! | #DIV/0! | #DIV/0! | #DIV/0! | #DIV/0!
[5 empty] | LV circuits | scalar |  |  | #DIV/0! | #DIV/0! | #DIV/0! | #DIV/0! | #DIV/0! | #DIV/0! | #DIV/0! | #DIV/0! | #DIV/0! | #DIV/0! | #DIV/0! | #DIV/0! | #DIV/0! | #DIV/0! | #DIV/0! | #DIV/0!
Unit rate 3
[5 empty] | GSPs | scalar |  |  | #DIV/0! | #DIV/0! | #DIV/0! | #DIV/0! | #DIV/0! | #DIV/0! | #DIV/0! | #DIV/0! | #DIV/0! | #DIV/0! | #DIV/0! | #DIV/0! | #DIV/0! | #DIV/0! | #DIV/0! | #DIV/0!
[5 empty] | 132kV | scalar |  |  | #DIV/0! | #DIV/0! | #DIV/0! | #DIV/0! | #DIV/0! | #DIV/0! | #DIV/0! | #DIV/0! | #DIV/0! | #DIV/0! | #DIV/0! | #DIV/0! | #DIV/0! | #DIV/0! | #DIV/0! | #DIV/0!
[5 empty] | 132kV/EHV | scalar |  |  | #DIV/0! | #DIV/0! | #DIV/0! | #DIV/0! | #DIV/0! | #DIV/0! | #DIV/0! | #DIV/0! | #DIV/0! | #DIV/0! | #DIV/0! | #DIV/0! | #DIV/0! | #DIV/0! | #DIV/0! | #DIV/0!
[5 empty] | EHV | scalar |  |  | #DIV/0! | #DIV/0! | #DIV/0! | #DIV/0! | #DIV/0! | #DIV/0! | #DIV/0! | #DIV/0! | #DIV/0! | #DIV/0! | #DIV/0! | #DIV/0! | #DIV/0! | #DIV/0! | #DIV/0! | #DIV/0!
[5 empty] | EHV/HV | scalar |  |  | #DIV/0! | #DIV/0! | #DIV/0! | #DIV/0! | #DIV/0! | #DIV/0! | #DIV/0! | #DIV/0! | #DIV/0! | #DIV/0! | #DIV/0! | #DIV/0! | #DIV/0! | #DIV/0! | #DIV/0! | #DIV/0!
[5 empty] | 132kV/HV | scalar |  |  | #DIV/0! | #DIV/0! | #DIV/0! | #DIV/0! | #DIV/0! | #DIV/0! | #DIV/0! | #DIV/0! | #DIV/0! | #DIV/0! | #DIV/0! | #DIV/0! | #DIV/0! | #DIV/0! | #DIV/0! | #DIV/0!
[5 empty] | HV | scalar |  |  | #DIV/0! | #DIV/0! | #DIV/0! | #DIV/0! | #DIV/0! | #DIV/0! | #DIV/0! | #DIV/0! | #DIV/0! | #DIV/0! | #DIV/0! | #DIV/0! | #DIV/0! | #DIV/0! | #DIV/0! | #DIV/0!
[5 empty] | HV/LV | scalar |  |  | #DIV/0! | #DIV/0! | #DIV/0! | #DIV/0! | #DIV/0! | #DIV/0! | #DIV/0! | #DIV/0! | #DIV/0! | #DIV/0! | #DIV/0! | #DIV/0! | #DIV/0! | #DIV/0! | #DIV/0! | #DIV/0!
[5 empty] | LV circuits | scalar |  |  | #DIV/0! | #DIV/0! | #DIV/0! | #DIV/0! | #DIV/0! | #DIV/0! | #DIV/0! | #DIV/0! | #DIV/0! | #DIV/0! | #DIV/0! | #DIV/0! | #DIV/0! | #DIV/0! | #DIV/0! | #DIV/0!
Step 4: Results of Step 3
This section combines the load coefficient, and pseudo load coefficients
Section 105-K: Load coefficient
|  |  |  | Load coefficient |  | scalar |  |  | #DIV/0! | #DIV/0! | #DIV/0! | #DIV/0! | #DIV/0! | #DIV/0! | #DIV/0! | 1 | 1 | 1 | 1 | 1 | 1 | 1 | 1 | 1
Section 105-L: Pseudo load coefficients, by unit rate
Unit rate 1
[5 empty] | GSPs | scalar |  |  | #DIV/0! | #DIV/0! | #DIV/0! | #DIV/0! | #DIV/0! | #DIV/0! | #DIV/0! | #DIV/0! | #DIV/0! | #DIV/0! | #DIV/0! | #DIV/0! | #DIV/0! | #DIV/0! | #DIV/0! | #DIV/0!
[5 empty] | 132kV | scalar |  |  | #DIV/0! | #DIV/0! | #DIV/0! | #DIV/0! | #DIV/0! | #DIV/0! | #DIV/0! | #DIV/0! | #DIV/0! | #DIV/0! | #DIV/0! | #DIV/0! | #DIV/0! | #DIV/0! | #DIV/0! | #DIV/0!
[5 empty] | 132kV/EHV | scalar |  |  | #DIV/0! | #DIV/0! | #DIV/0! | #DIV/0! | #DIV/0! | #DIV/0! | #DIV/0! | #DIV/0! | #DIV/0! | #DIV/0! | #DIV/0! | #DIV/0! | #DIV/0! | #DIV/0! | #DIV/0! | #DIV/0!
[5 empty] | EHV | scalar |  |  | #DIV/0! | #DIV/0! | #DIV/0! | #DIV/0! | #DIV/0! | #DIV/0! | #DIV/0! | #DIV/0! | #DIV/0! | #DIV/0! | #DIV/0! | #DIV/0! | #DIV/0! | #DIV/0! | #DIV/0! | #DIV/0!
[5 empty] | EHV/HV | scalar |  |  | #DIV/0! | #DIV/0! | #DIV/0! | #DIV/0! | #DIV/0! | #DIV/0! | #DIV/0! | #DIV/0! | #DIV/0! | #DIV/0! | #DIV/0! | #DIV/0! | #DIV/0! | #DIV/0! | #DIV/0! | #DIV/0!
[5 empty] | 132kV/HV | scalar |  |  | #DIV/0! | #DIV/0! | #DIV/0! | #DIV/0! | #DIV/0! | #DIV/0! | #DIV/0! | #DIV/0! | #DIV/0! | #DIV/0! | #DIV/0! | #DIV/0! | #DIV/0! | #DIV/0! | #DIV/0! | #DIV/0!
[5 empty] | HV | scalar |  |  | #DIV/0! | #DIV/0! | #DIV/0! | #DIV/0! | #DIV/0! | #DIV/0! | #DIV/0! | #DIV/0! | #DIV/0! | #DIV/0! | #DIV/0! | #DIV/0! | #DIV/0! | #DIV/0! | #DIV/0! | #DIV/0!
[5 empty] | HV/LV | scalar |  |  | #DIV/0! | #DIV/0! | #DIV/0! | #DIV/0! | #DIV/0! | #DIV/0! | #DIV/0! | #DIV/0! | #DIV/0! | #DIV/0! | #DIV/0! | #DIV/0! | #DIV/0! | #DIV/0! | #DIV/0! | #DIV/0!
[5 empty] | LV circuits | scalar |  |  | #DIV/0! | #DIV/0! | #DIV/0! | #DIV/0! | #DIV/0! | #DIV/0! | #DIV/0! | #DIV/0! | #DIV/0! | #DIV/0! | #DIV/0! | #DIV/0! | #DIV/0! | #DIV/0! | #DIV/0! | #DIV/0!
Unit rate 2
[5 empty] | GSPs | scalar |  |  | #DIV/0! | #DIV/0! | #DIV/0! | #DIV/0! | #DIV/0! | #DIV/0! | #DIV/0! | #DIV/0! | #DIV/0! | #DIV/0! | #DIV/0! | #DIV/0! | #DIV/0! | #DIV/0! | #DIV/0! | #DIV/0!
[5 empty] | 132kV | scalar |  |  | #DIV/0! | #DIV/0! | #DIV/0! | #DIV/0! | #DIV/0! | #DIV/0! | #DIV/0! | #DIV/0! | #DIV/0! | #DIV/0! | #DIV/0! | #DIV/0! | #DIV/0! | #DIV/0! | #DIV/0! | #DIV/0!
[5 empty] | 132kV/EHV | scalar |  |  | #DIV/0! | #DIV/0! | #DIV/0! | #DIV/0! | #DIV/0! | #DIV/0! | #DIV/0! | #DIV/0! | #DIV/0! | #DIV/0! | #DIV/0! | #DIV/0! | #DIV/0! | #DIV/0! | #DIV/0! | #DIV/0!
[5 empty] | EHV | scalar |  |  | #DIV/0! | #DIV/0! | #DIV/0! | #DIV/0! | #DIV/0! | #DIV/0! | #DIV/0! | #DIV/0! | #DIV/0! | #DIV/0! | #DIV/0! | #DIV/0! | #DIV/0! | #DIV/0! | #DIV/0! | #DIV/0!
[5 empty] | EHV/HV | scalar |  |  | #DIV/0! | #DIV/0! | #DIV/0! | #DIV/0! | #DIV/0! | #DIV/0! | #DIV/0! | #DIV/0! | #DIV/0! | #DIV/0! | #DIV/0! | #DIV/0! | #DIV/0! | #DIV/0! | #DIV/0! | #DIV/0!
[5 empty] | 132kV/HV | scalar |  |  | #DIV/0! | #DIV/0! | #DIV/0! | #DIV/0! | #DIV/0! | #DIV/0! | #DIV/0! | #DIV/0! | #DIV/0! | #DIV/0! | #DIV/0! | #DIV/0! | #DIV/0! | #DIV/0! | #DIV/0! | #DIV/0!
[5 empty] | HV | scalar |  |  | #DIV/0! | #DIV/0! | #DIV/0! | #DIV/0! | #DIV/0! | #DIV/0! | #DIV/0! | #DIV/0! | #DIV/0! | #DIV/0! | #DIV/0! | #DIV/0! | #DIV/0! | #DIV/0! | #DIV/0! | #DIV/0!
[5 empty] | HV/LV | scalar |  |  | #DIV/0! | #DIV/0! | #DIV/0! | #DIV/0! | #DIV/0! | #DIV/0! | #DIV/0! | #DIV/0! | #DIV/0! | #DIV/0! | #DIV/0! | #DIV/0! | #DIV/0! | #DIV/0! | #DIV/0! | #DIV/0!
[5 empty] | LV circuits | scalar |  |  | #DIV/0! | #DIV/0! | #DIV/0! | #DIV/0! | #DIV/0! | #DIV/0! | #DIV/0! | #DIV/0! | #DIV/0! | #DIV/0! | #DIV/0! | #DIV/0! | #DIV/0! | #DIV/0! | #DIV/0! | #DIV/0!
Unit rate 3
[5 empty] | GSPs | scalar |  |  | #DIV/0! | #DIV/0! | #DIV/0! | #DIV/0! | #DIV/0! | #DIV/0! | #DIV/0! | #DIV/0! | #DIV/0! | #DIV/0! | #DIV/0! | #DIV/0! | #DIV/0! | #DIV/0! | #DIV/0! | #DIV/0!
[5 empty] | 132kV | scalar |  |  | #DIV/0! | #DIV/0! | #DIV/0! | #DIV/0! | #DIV/0! | #DIV/0! | #DIV/0! | #DIV/0! | #DIV/0! | #DIV/0! | #DIV/0! | #DIV/0! | #DIV/0! | #DIV/0! | #DIV/0! | #DIV/0!
[5 empty] | 132kV/EHV | scalar |  |  | #DIV/0! | #DIV/0! | #DIV/0! | #DIV/0! | #DIV/0! | #DIV/0! | #DIV/0! | #DIV/0! | #DIV/0! | #DIV/0! | #DIV/0! | #DIV/0! | #DIV/0! | #DIV/0! | #DIV/0! | #DIV/0!
[5 empty] | EHV | scalar |  |  | #DIV/0! | #DIV/0! | #DIV/0! | #DIV/0! | #DIV/0! | #DIV/0! | #DIV/0! | #DIV/0! | #DIV/0! | #DIV/0! | #DIV/0! | #DIV/0! | #DIV/0! | #DIV/0! | #DIV/0! | #DIV/0!
[5 empty] | EHV/HV | scalar |  |  | #DIV/0! | #DIV/0! | #DIV/0! | #DIV/0! | #DIV/0! | #DIV/0! | #DIV/0! | #DIV/0! | #DIV/0! | #DIV/0! | #DIV/0! | #DIV/0! | #DIV/0! | #DIV/0! | #DIV/0! | #DIV/0!
[5 empty] | 132kV/HV | scalar |  |  | #DIV/0! | #DIV/0! | #DIV/0! | #DIV/0! | #DIV/0! | #DIV/0! | #DIV/0! | #DIV/0! | #DIV/0! | #DIV/0! | #DIV/0! | #DIV/0! | #DIV/0! | #DIV/0! | #DIV/0! | #DIV/0!
[5 empty] | HV | scalar |  |  | #DIV/0! | #DIV/0! | #DIV/0! | #DIV/0! | #DIV/0! | #DIV/0! | #DIV/0! | #DIV/0! | #DIV/0! | #DIV/0! | #DIV/0! | #DIV/0! | #DIV/0! | #DIV/0! | #DIV/0! | #DIV/0!
[5 empty] | HV/LV | scalar |  |  | #DIV/0! | #DIV/0! | #DIV/0! | #DIV/0! | #DIV/0! | #DIV/0! | #DIV/0! | #DIV/0! | #DIV/0! | #DIV/0! | #DIV/0! | #DIV/0! | #DIV/0! | #DIV/0! | #DIV/0! | #DIV/0!
[5 empty] | LV circuits | scalar |  |  | #DIV/0! | #DIV/0! | #DIV/0! | #DIV/0! | #DIV/0! | #DIV/0! | #DIV/0! | #DIV/0! | #DIV/0! | #DIV/0! | #DIV/0! | #DIV/0! | #DIV/0! | #DIV/0! | #DIV/0! | #DIV/0!
Checks
|  |  |  | Check for error values |  | number of issues | 1035
End of sheet

## System peak demand
System peak demand
[enter DNO name] - [enter data version name]
CDCM charging model - Pre-release v10 - 2025/26
1664 issues identified in checks on this sheet
| Click here to return to model map |  |  |  |  | Units | Constants |  | Domestic Aggregated or CT | Domestic Aggregated (Related MPAN) | Non-Domestic Aggregated or CT | Non-Domestic Aggregated (Related MPAN) | LV Site Specific | LV Sub Site Specific | HV Site Specific | Unmetered Supplies | LV Generation Aggregated | LV Sub Generation Aggregated | LV Generation Site Specific | LV Generation Site Specific no RP Charge | LV Sub Generation Site Specific | LV Sub Generation Site Specific no RP Charge | HV Generation Site Specific | HV Generation Site Specific no RP Charge | Legal text reference
Description
This sheet calculates load at system peak based on chargeable load.
This is used to calculate notional asset values used in the allocation of other operating costs in the 'Unit costs' tab.
Chargeable volumes are made up of three components:
1. Load charged to unit rates
2. Import and exceeded capacity charged to capacity charges.
3. Estimated maximum load (i.e. capacity) used to calculate fixed charges.
Common inputs for chargeable load calculations
Section 106-A: Common inputs for chargeable load calculations
This section brings in common inputs used for the three elements of chargeable load
Standing charges factors adapted to use 132kV/HV, by network level
[5 empty] | GSPs | % |  |  | 0% | 0% | 0% | 0% | 0% | 0% | 0% | 0% | 0% | 0% | 0% | 0% | 0% | 0% | 0% | 0%
[5 empty] | 132kV | % |  |  | 0% | 0% | 0% | 0% | 0% | 0% | 0% | 0% | 0% | 0% | 0% | 0% | 0% | 0% | 0% | 0%
[5 empty] | 132kV/EHV | % |  |  | 0% | 0% | 0% | 0% | 0% | 0% | 0% | 0% | 0% | 0% | 0% | 0% | 0% | 0% | 0% | 0%
[5 empty] | EHV | % |  |  | 0% | 0% | 0% | 0% | 0% | 0% | 20% | 0% | 0% | 0% | 0% | 0% | 0% | 0% | 0% | 0%
[5 empty] | EHV/HV | % |  |  | 0% | 0% | 0% | 0% | 0% | 0% | 100% | 0% | 0% | 0% | 0% | 0% | 0% | 0% | 0% | 0%
[5 empty] | 132kV/HV | % |  |  | 0% | 0% | 0% | 0% | 0% | 0% | 100% | 0% | 0% | 0% | 0% | 0% | 0% | 0% | 0% | 0%
[5 empty] | HV | % |  |  | 0% | 0% | 0% | 0% | 20% | 100% | 100% | 0% | 0% | 0% | 0% | 0% | 0% | 0% | 0% | 0%
[5 empty] | HV/LV | % |  |  | 0% | 0% | 0% | 0% | 100% | 100% | 0% | 0% | 0% | 0% | 0% | 0% | 0% | 0% | 0% | 0%
[5 empty] | LV circuits | % |  |  | 100% | 100% | 100% | 100% | 100% | 0% | 0% | 0% | 0% | 0% | 0% | 0% | 0% | 0% | 0% | 0%
|  |  |  | User loss factor |  |  |  | > | [16 empty] | Paragraph 61 (b)
[5 empty] | GSPs | scalar |  |  | 0 | 0 | 0 | 0 | 0 | 0 | 0 | 0 | 0 | 0 | 0 | 0 | 0 | 0 | 0 | 0
[5 empty] | 132kV | scalar |  |  | 0 | 0 | 0 | 0 | 0 | 0 | 0 | 0 | 0 | 0 | 0 | 0 | 0 | 0 | 0 | 0
[5 empty] | 132kV/EHV | scalar |  |  | 0 | 0 | 0 | 0 | 0 | 0 | 0 | 0 | 0 | 0 | 0 | 0 | 0 | 0 | 0 | 0
[5 empty] | EHV | scalar |  |  | 0 | 0 | 0 | 0 | 0 | 0 | 0 | 0 | 0 | 0 | 0 | 0 | 0 | 0 | 0 | 0
[5 empty] | EHV/HV | scalar |  |  | 0 | 0 | 0 | 0 | 0 | 0 | 0 | 0 | 0 | 0 | 0 | 0 | 0 | 0 | 0 | 0
[5 empty] | 132kV/HV | scalar |  |  | 0 | 0 | 0 | 0 | 0 | 0 | 0 | 0 | 0 | 0 | 0 | 0 | 0 | 0 | 0 | 0
[5 empty] | HV | scalar |  |  | 0 | 0 | 0 | 0 | 0 | 0 | 0 | 0 | 0 | 0 | 0 | 0 | 0 | 0 | 0 | 0
[5 empty] | HV/LV | scalar |  |  | 0 | 0 | 0 | 0 | 0 | 0 | 0 | 0 | 0 | 0 | 0 | 0 | 0 | 0 | 0 | 0
[5 empty] | LV circuits | scalar |  |  | 0 | 0 | 0 | 0 | 0 | 0 | 0 | 0 | 0 | 0 | 0 | 0 | 0 | 0 | 0 | 0
Network loss factor
[5 empty] | GSPs | scalar | 0
[5 empty] | 132kV | scalar | 0
[5 empty] | 132kV/EHV | scalar | 0
[5 empty] | EHV | scalar | 0
[5 empty] | EHV/HV | scalar | 0
[5 empty] | 132kV/HV | scalar | 0
[5 empty] | HV | scalar | 0
[5 empty] | HV/LV | scalar | 0
[5 empty] | LV circuits | scalar | 0
|  |  |  | Discounted volumes (MWh) |  |  |  | > | [16 empty] | Paragraph 61 (a)
[5 empty] | Unit rate 1 | MWh |  |  | 0 | 0 | 0 | 0 | 0 | 0 | 0 | 0 | 0 | 0 | 0 | 0 | 0 | 0 | 0 | 0
[5 empty] | Unit rate 2 | MWh |  |  | 0 | 0 | 0 | 0 | 0 | 0 | 0 | 0 | 0 | 0 | 0 | 0 | 0 | 0 | 0 | 0
[5 empty] | Unit rate 3 | MWh |  |  | 0 | 0 | 0 | 0 | 0 | 0 | 0 | 0 | 0 | 0 | 0 | 0 | 0 | 0 | 0 | 0
[5 empty] | Total discounted MWh | MWh |  |  | 0 | 0 | 0 | 0 | 0 | 0 | 0 | 0 | 0 | 0 | 0 | 0 | 0 | 0 | 0 | 0
|  |  |  | Load factor |  | % |  | > | 0% | 0% | 0% | 0% | 0% | 0% | 0% | 0% | [8 empty] | Paragraph 61 (c)
Load at system peak charged to unit rates
This section calculates the system peak load based on load charged to unit rates
Section 106-B: System peak load, by unit rate
Pseudo load coefficient, unit rate 1
[5 empty] | GSPs | scalar |  |  | #DIV/0! | #DIV/0! | #DIV/0! | #DIV/0! | #DIV/0! | #DIV/0! | #DIV/0! | #DIV/0! | #DIV/0! | #DIV/0! | #DIV/0! | #DIV/0! | #DIV/0! | #DIV/0! | #DIV/0! | #DIV/0!
[5 empty] | 132kV | scalar |  |  | #DIV/0! | #DIV/0! | #DIV/0! | #DIV/0! | #DIV/0! | #DIV/0! | #DIV/0! | #DIV/0! | #DIV/0! | #DIV/0! | #DIV/0! | #DIV/0! | #DIV/0! | #DIV/0! | #DIV/0! | #DIV/0!
[5 empty] | 132kV/EHV | scalar |  |  | #DIV/0! | #DIV/0! | #DIV/0! | #DIV/0! | #DIV/0! | #DIV/0! | #DIV/0! | #DIV/0! | #DIV/0! | #DIV/0! | #DIV/0! | #DIV/0! | #DIV/0! | #DIV/0! | #DIV/0! | #DIV/0!
[5 empty] | EHV | scalar |  |  | #DIV/0! | #DIV/0! | #DIV/0! | #DIV/0! | #DIV/0! | #DIV/0! | #DIV/0! | #DIV/0! | #DIV/0! | #DIV/0! | #DIV/0! | #DIV/0! | #DIV/0! | #DIV/0! | #DIV/0! | #DIV/0!
[5 empty] | EHV/HV | scalar |  |  | #DIV/0! | #DIV/0! | #DIV/0! | #DIV/0! | #DIV/0! | #DIV/0! | #DIV/0! | #DIV/0! | #DIV/0! | #DIV/0! | #DIV/0! | #DIV/0! | #DIV/0! | #DIV/0! | #DIV/0! | #DIV/0!
[5 empty] | 132kV/HV | scalar |  |  | #DIV/0! | #DIV/0! | #DIV/0! | #DIV/0! | #DIV/0! | #DIV/0! | #DIV/0! | #DIV/0! | #DIV/0! | #DIV/0! | #DIV/0! | #DIV/0! | #DIV/0! | #DIV/0! | #DIV/0! | #DIV/0!
[5 empty] | HV | scalar |  |  | #DIV/0! | #DIV/0! | #DIV/0! | #DIV/0! | #DIV/0! | #DIV/0! | #DIV/0! | #DIV/0! | #DIV/0! | #DIV/0! | #DIV/0! | #DIV/0! | #DIV/0! | #DIV/0! | #DIV/0! | #DIV/0!
[5 empty] | HV/LV | scalar |  |  | #DIV/0! | #DIV/0! | #DIV/0! | #DIV/0! | #DIV/0! | #DIV/0! | #DIV/0! | #DIV/0! | #DIV/0! | #DIV/0! | #DIV/0! | #DIV/0! | #DIV/0! | #DIV/0! | #DIV/0! | #DIV/0!
[5 empty] | LV circuits | scalar |  |  | #DIV/0! | #DIV/0! | #DIV/0! | #DIV/0! | #DIV/0! | #DIV/0! | #DIV/0! | #DIV/0! | #DIV/0! | #DIV/0! | #DIV/0! | #DIV/0! | #DIV/0! | #DIV/0! | #DIV/0! | #DIV/0!
System peak load, based on unit rate 1 MWh
This is the load charged to unit rate 1, before application of standing charge factors
[5 empty] | GSPs | MW |  |  | #DIV/0! | #DIV/0! | #DIV/0! | #DIV/0! | #DIV/0! | #DIV/0! | #DIV/0! | #DIV/0! | #DIV/0! | #DIV/0! | #DIV/0! | #DIV/0! | #DIV/0! | #DIV/0! | #DIV/0! | #DIV/0!
[5 empty] | 132kV | MW |  |  | #DIV/0! | #DIV/0! | #DIV/0! | #DIV/0! | #DIV/0! | #DIV/0! | #DIV/0! | #DIV/0! | #DIV/0! | #DIV/0! | #DIV/0! | #DIV/0! | #DIV/0! | #DIV/0! | #DIV/0! | #DIV/0!
[5 empty] | 132kV/EHV | MW |  |  | #DIV/0! | #DIV/0! | #DIV/0! | #DIV/0! | #DIV/0! | #DIV/0! | #DIV/0! | #DIV/0! | #DIV/0! | #DIV/0! | #DIV/0! | #DIV/0! | #DIV/0! | #DIV/0! | #DIV/0! | #DIV/0!
[5 empty] | EHV | MW |  |  | #DIV/0! | #DIV/0! | #DIV/0! | #DIV/0! | #DIV/0! | #DIV/0! | #DIV/0! | #DIV/0! | #DIV/0! | #DIV/0! | #DIV/0! | #DIV/0! | #DIV/0! | #DIV/0! | #DIV/0! | #DIV/0!
[5 empty] | EHV/HV | MW |  |  | #DIV/0! | #DIV/0! | #DIV/0! | #DIV/0! | #DIV/0! | #DIV/0! | #DIV/0! | #DIV/0! | #DIV/0! | #DIV/0! | #DIV/0! | #DIV/0! | #DIV/0! | #DIV/0! | #DIV/0! | #DIV/0!
[5 empty] | 132kV/HV | MW |  |  | #DIV/0! | #DIV/0! | #DIV/0! | #DIV/0! | #DIV/0! | #DIV/0! | #DIV/0! | #DIV/0! | #DIV/0! | #DIV/0! | #DIV/0! | #DIV/0! | #DIV/0! | #DIV/0! | #DIV/0! | #DIV/0!
[5 empty] | HV | MW |  |  | #DIV/0! | #DIV/0! | #DIV/0! | #DIV/0! | #DIV/0! | #DIV/0! | #DIV/0! | #DIV/0! | #DIV/0! | #DIV/0! | #DIV/0! | #DIV/0! | #DIV/0! | #DIV/0! | #DIV/0! | #DIV/0!
[5 empty] | HV/LV | MW |  |  | #DIV/0! | #DIV/0! | #DIV/0! | #DIV/0! | #DIV/0! | #DIV/0! | #DIV/0! | #DIV/0! | #DIV/0! | #DIV/0! | #DIV/0! | #DIV/0! | #DIV/0! | #DIV/0! | #DIV/0! | #DIV/0!
[5 empty] | LV circuits | MW |  |  | #DIV/0! | #DIV/0! | #DIV/0! | #DIV/0! | #DIV/0! | #DIV/0! | #DIV/0! | #DIV/0! | #DIV/0! | #DIV/0! | #DIV/0! | #DIV/0! | #DIV/0! | #DIV/0! | #DIV/0! | #DIV/0!
Pseudo load coefficient, unit rate 2
[5 empty] | GSPs | scalar |  |  | #DIV/0! | #DIV/0! | #DIV/0! | #DIV/0! | #DIV/0! | #DIV/0! | #DIV/0! | #DIV/0! | #DIV/0! | #DIV/0! | #DIV/0! | #DIV/0! | #DIV/0! | #DIV/0! | #DIV/0! | #DIV/0!
[5 empty] | 132kV | scalar |  |  | #DIV/0! | #DIV/0! | #DIV/0! | #DIV/0! | #DIV/0! | #DIV/0! | #DIV/0! | #DIV/0! | #DIV/0! | #DIV/0! | #DIV/0! | #DIV/0! | #DIV/0! | #DIV/0! | #DIV/0! | #DIV/0!
[5 empty] | 132kV/EHV | scalar |  |  | #DIV/0! | #DIV/0! | #DIV/0! | #DIV/0! | #DIV/0! | #DIV/0! | #DIV/0! | #DIV/0! | #DIV/0! | #DIV/0! | #DIV/0! | #DIV/0! | #DIV/0! | #DIV/0! | #DIV/0! | #DIV/0!
[5 empty] | EHV | scalar |  |  | #DIV/0! | #DIV/0! | #DIV/0! | #DIV/0! | #DIV/0! | #DIV/0! | #DIV/0! | #DIV/0! | #DIV/0! | #DIV/0! | #DIV/0! | #DIV/0! | #DIV/0! | #DIV/0! | #DIV/0! | #DIV/0!
[5 empty] | EHV/HV | scalar |  |  | #DIV/0! | #DIV/0! | #DIV/0! | #DIV/0! | #DIV/0! | #DIV/0! | #DIV/0! | #DIV/0! | #DIV/0! | #DIV/0! | #DIV/0! | #DIV/0! | #DIV/0! | #DIV/0! | #DIV/0! | #DIV/0!
[5 empty] | 132kV/HV | scalar |  |  | #DIV/0! | #DIV/0! | #DIV/0! | #DIV/0! | #DIV/0! | #DIV/0! | #DIV/0! | #DIV/0! | #DIV/0! | #DIV/0! | #DIV/0! | #DIV/0! | #DIV/0! | #DIV/0! | #DIV/0! | #DIV/0!
[5 empty] | HV | scalar |  |  | #DIV/0! | #DIV/0! | #DIV/0! | #DIV/0! | #DIV/0! | #DIV/0! | #DIV/0! | #DIV/0! | #DIV/0! | #DIV/0! | #DIV/0! | #DIV/0! | #DIV/0! | #DIV/0! | #DIV/0! | #DIV/0!
[5 empty] | HV/LV | scalar |  |  | #DIV/0! | #DIV/0! | #DIV/0! | #DIV/0! | #DIV/0! | #DIV/0! | #DIV/0! | #DIV/0! | #DIV/0! | #DIV/0! | #DIV/0! | #DIV/0! | #DIV/0! | #DIV/0! | #DIV/0! | #DIV/0!
[5 empty] | LV circuits | scalar |  |  | #DIV/0! | #DIV/0! | #DIV/0! | #DIV/0! | #DIV/0! | #DIV/0! | #DIV/0! | #DIV/0! | #DIV/0! | #DIV/0! | #DIV/0! | #DIV/0! | #DIV/0! | #DIV/0! | #DIV/0! | #DIV/0!
System peak load, based on unit rate 2 MWh
This is the load charged to unit rate 2, before application of standing charge factors
[5 empty] | GSPs | MW |  |  | #DIV/0! | #DIV/0! | #DIV/0! | #DIV/0! | #DIV/0! | #DIV/0! | #DIV/0! | #DIV/0! | #DIV/0! | #DIV/0! | #DIV/0! | #DIV/0! | #DIV/0! | #DIV/0! | #DIV/0! | #DIV/0!
[5 empty] | 132kV | MW |  |  | #DIV/0! | #DIV/0! | #DIV/0! | #DIV/0! | #DIV/0! | #DIV/0! | #DIV/0! | #DIV/0! | #DIV/0! | #DIV/0! | #DIV/0! | #DIV/0! | #DIV/0! | #DIV/0! | #DIV/0! | #DIV/0!
[5 empty] | 132kV/EHV | MW |  |  | #DIV/0! | #DIV/0! | #DIV/0! | #DIV/0! | #DIV/0! | #DIV/0! | #DIV/0! | #DIV/0! | #DIV/0! | #DIV/0! | #DIV/0! | #DIV/0! | #DIV/0! | #DIV/0! | #DIV/0! | #DIV/0!
[5 empty] | EHV | MW |  |  | #DIV/0! | #DIV/0! | #DIV/0! | #DIV/0! | #DIV/0! | #DIV/0! | #DIV/0! | #DIV/0! | #DIV/0! | #DIV/0! | #DIV/0! | #DIV/0! | #DIV/0! | #DIV/0! | #DIV/0! | #DIV/0!
[5 empty] | EHV/HV | MW |  |  | #DIV/0! | #DIV/0! | #DIV/0! | #DIV/0! | #DIV/0! | #DIV/0! | #DIV/0! | #DIV/0! | #DIV/0! | #DIV/0! | #DIV/0! | #DIV/0! | #DIV/0! | #DIV/0! | #DIV/0! | #DIV/0!
[5 empty] | 132kV/HV | MW |  |  | #DIV/0! | #DIV/0! | #DIV/0! | #DIV/0! | #DIV/0! | #DIV/0! | #DIV/0! | #DIV/0! | #DIV/0! | #DIV/0! | #DIV/0! | #DIV/0! | #DIV/0! | #DIV/0! | #DIV/0! | #DIV/0!
[5 empty] | HV | MW |  |  | #DIV/0! | #DIV/0! | #DIV/0! | #DIV/0! | #DIV/0! | #DIV/0! | #DIV/0! | #DIV/0! | #DIV/0! | #DIV/0! | #DIV/0! | #DIV/0! | #DIV/0! | #DIV/0! | #DIV/0! | #DIV/0!
[5 empty] | HV/LV | MW |  |  | #DIV/0! | #DIV/0! | #DIV/0! | #DIV/0! | #DIV/0! | #DIV/0! | #DIV/0! | #DIV/0! | #DIV/0! | #DIV/0! | #DIV/0! | #DIV/0! | #DIV/0! | #DIV/0! | #DIV/0! | #DIV/0!
[5 empty] | LV circuits | MW |  |  | #DIV/0! | #DIV/0! | #DIV/0! | #DIV/0! | #DIV/0! | #DIV/0! | #DIV/0! | #DIV/0! | #DIV/0! | #DIV/0! | #DIV/0! | #DIV/0! | #DIV/0! | #DIV/0! | #DIV/0! | #DIV/0!
Pseudo load coefficient, unit rate 3
[5 empty] | GSPs | scalar |  |  | #DIV/0! | #DIV/0! | #DIV/0! | #DIV/0! | #DIV/0! | #DIV/0! | #DIV/0! | #DIV/0! | #DIV/0! | #DIV/0! | #DIV/0! | #DIV/0! | #DIV/0! | #DIV/0! | #DIV/0! | #DIV/0!
[5 empty] | 132kV | scalar |  |  | #DIV/0! | #DIV/0! | #DIV/0! | #DIV/0! | #DIV/0! | #DIV/0! | #DIV/0! | #DIV/0! | #DIV/0! | #DIV/0! | #DIV/0! | #DIV/0! | #DIV/0! | #DIV/0! | #DIV/0! | #DIV/0!
[5 empty] | 132kV/EHV | scalar |  |  | #DIV/0! | #DIV/0! | #DIV/0! | #DIV/0! | #DIV/0! | #DIV/0! | #DIV/0! | #DIV/0! | #DIV/0! | #DIV/0! | #DIV/0! | #DIV/0! | #DIV/0! | #DIV/0! | #DIV/0! | #DIV/0!
[5 empty] | EHV | scalar |  |  | #DIV/0! | #DIV/0! | #DIV/0! | #DIV/0! | #DIV/0! | #DIV/0! | #DIV/0! | #DIV/0! | #DIV/0! | #DIV/0! | #DIV/0! | #DIV/0! | #DIV/0! | #DIV/0! | #DIV/0! | #DIV/0!
[5 empty] | EHV/HV | scalar |  |  | #DIV/0! | #DIV/0! | #DIV/0! | #DIV/0! | #DIV/0! | #DIV/0! | #DIV/0! | #DIV/0! | #DIV/0! | #DIV/0! | #DIV/0! | #DIV/0! | #DIV/0! | #DIV/0! | #DIV/0! | #DIV/0!
[5 empty] | 132kV/HV | scalar |  |  | #DIV/0! | #DIV/0! | #DIV/0! | #DIV/0! | #DIV/0! | #DIV/0! | #DIV/0! | #DIV/0! | #DIV/0! | #DIV/0! | #DIV/0! | #DIV/0! | #DIV/0! | #DIV/0! | #DIV/0! | #DIV/0!
[5 empty] | HV | scalar |  |  | #DIV/0! | #DIV/0! | #DIV/0! | #DIV/0! | #DIV/0! | #DIV/0! | #DIV/0! | #DIV/0! | #DIV/0! | #DIV/0! | #DIV/0! | #DIV/0! | #DIV/0! | #DIV/0! | #DIV/0! | #DIV/0!
[5 empty] | HV/LV | scalar |  |  | #DIV/0! | #DIV/0! | #DIV/0! | #DIV/0! | #DIV/0! | #DIV/0! | #DIV/0! | #DIV/0! | #DIV/0! | #DIV/0! | #DIV/0! | #DIV/0! | #DIV/0! | #DIV/0! | #DIV/0! | #DIV/0!
[5 empty] | LV circuits | scalar |  |  | #DIV/0! | #DIV/0! | #DIV/0! | #DIV/0! | #DIV/0! | #DIV/0! | #DIV/0! | #DIV/0! | #DIV/0! | #DIV/0! | #DIV/0! | #DIV/0! | #DIV/0! | #DIV/0! | #DIV/0! | #DIV/0!
System peak load, based on unit rate 3 MWh
This is the load charged to unit rate 3, before application of standing charge factors
[5 empty] | GSPs | MW |  |  | #DIV/0! | #DIV/0! | #DIV/0! | #DIV/0! | #DIV/0! | #DIV/0! | #DIV/0! | #DIV/0! | #DIV/0! | #DIV/0! | #DIV/0! | #DIV/0! | #DIV/0! | #DIV/0! | #DIV/0! | #DIV/0!
[5 empty] | 132kV | MW |  |  | #DIV/0! | #DIV/0! | #DIV/0! | #DIV/0! | #DIV/0! | #DIV/0! | #DIV/0! | #DIV/0! | #DIV/0! | #DIV/0! | #DIV/0! | #DIV/0! | #DIV/0! | #DIV/0! | #DIV/0! | #DIV/0!
[5 empty] | 132kV/EHV | MW |  |  | #DIV/0! | #DIV/0! | #DIV/0! | #DIV/0! | #DIV/0! | #DIV/0! | #DIV/0! | #DIV/0! | #DIV/0! | #DIV/0! | #DIV/0! | #DIV/0! | #DIV/0! | #DIV/0! | #DIV/0! | #DIV/0!
[5 empty] | EHV | MW |  |  | #DIV/0! | #DIV/0! | #DIV/0! | #DIV/0! | #DIV/0! | #DIV/0! | #DIV/0! | #DIV/0! | #DIV/0! | #DIV/0! | #DIV/0! | #DIV/0! | #DIV/0! | #DIV/0! | #DIV/0! | #DIV/0!
[5 empty] | EHV/HV | MW |  |  | #DIV/0! | #DIV/0! | #DIV/0! | #DIV/0! | #DIV/0! | #DIV/0! | #DIV/0! | #DIV/0! | #DIV/0! | #DIV/0! | #DIV/0! | #DIV/0! | #DIV/0! | #DIV/0! | #DIV/0! | #DIV/0!
[5 empty] | 132kV/HV | MW |  |  | #DIV/0! | #DIV/0! | #DIV/0! | #DIV/0! | #DIV/0! | #DIV/0! | #DIV/0! | #DIV/0! | #DIV/0! | #DIV/0! | #DIV/0! | #DIV/0! | #DIV/0! | #DIV/0! | #DIV/0! | #DIV/0!
[5 empty] | HV | MW |  |  | #DIV/0! | #DIV/0! | #DIV/0! | #DIV/0! | #DIV/0! | #DIV/0! | #DIV/0! | #DIV/0! | #DIV/0! | #DIV/0! | #DIV/0! | #DIV/0! | #DIV/0! | #DIV/0! | #DIV/0! | #DIV/0!
[5 empty] | HV/LV | MW |  |  | #DIV/0! | #DIV/0! | #DIV/0! | #DIV/0! | #DIV/0! | #DIV/0! | #DIV/0! | #DIV/0! | #DIV/0! | #DIV/0! | #DIV/0! | #DIV/0! | #DIV/0! | #DIV/0! | #DIV/0! | #DIV/0!
[5 empty] | LV circuits | MW |  |  | #DIV/0! | #DIV/0! | #DIV/0! | #DIV/0! | #DIV/0! | #DIV/0! | #DIV/0! | #DIV/0! | #DIV/0! | #DIV/0! | #DIV/0! | #DIV/0! | #DIV/0! | #DIV/0! | #DIV/0! | #DIV/0!
Section 106-C: System peak load, all unit rates
System peak load, all unit rates, by customer category
This is the load charged to unit rates, before application of standing charge factors
[5 empty] | GSPs | MW |  |  | #DIV/0! | #DIV/0! | #DIV/0! | #DIV/0! | #DIV/0! | #DIV/0! | #DIV/0! | #DIV/0! | #DIV/0! | #DIV/0! | #DIV/0! | #DIV/0! | #DIV/0! | #DIV/0! | #DIV/0! | #DIV/0!
[5 empty] | 132kV | MW |  |  | #DIV/0! | #DIV/0! | #DIV/0! | #DIV/0! | #DIV/0! | #DIV/0! | #DIV/0! | #DIV/0! | #DIV/0! | #DIV/0! | #DIV/0! | #DIV/0! | #DIV/0! | #DIV/0! | #DIV/0! | #DIV/0!
[5 empty] | 132kV/EHV | MW |  |  | #DIV/0! | #DIV/0! | #DIV/0! | #DIV/0! | #DIV/0! | #DIV/0! | #DIV/0! | #DIV/0! | #DIV/0! | #DIV/0! | #DIV/0! | #DIV/0! | #DIV/0! | #DIV/0! | #DIV/0! | #DIV/0!
[5 empty] | EHV | MW |  |  | #DIV/0! | #DIV/0! | #DIV/0! | #DIV/0! | #DIV/0! | #DIV/0! | #DIV/0! | #DIV/0! | #DIV/0! | #DIV/0! | #DIV/0! | #DIV/0! | #DIV/0! | #DIV/0! | #DIV/0! | #DIV/0!
[5 empty] | EHV/HV | MW |  |  | #DIV/0! | #DIV/0! | #DIV/0! | #DIV/0! | #DIV/0! | #DIV/0! | #DIV/0! | #DIV/0! | #DIV/0! | #DIV/0! | #DIV/0! | #DIV/0! | #DIV/0! | #DIV/0! | #DIV/0! | #DIV/0!
[5 empty] | 132kV/HV | MW |  |  | #DIV/0! | #DIV/0! | #DIV/0! | #DIV/0! | #DIV/0! | #DIV/0! | #DIV/0! | #DIV/0! | #DIV/0! | #DIV/0! | #DIV/0! | #DIV/0! | #DIV/0! | #DIV/0! | #DIV/0! | #DIV/0!
[5 empty] | HV | MW |  |  | #DIV/0! | #DIV/0! | #DIV/0! | #DIV/0! | #DIV/0! | #DIV/0! | #DIV/0! | #DIV/0! | #DIV/0! | #DIV/0! | #DIV/0! | #DIV/0! | #DIV/0! | #DIV/0! | #DIV/0! | #DIV/0!
[5 empty] | HV/LV | MW |  |  | #DIV/0! | #DIV/0! | #DIV/0! | #DIV/0! | #DIV/0! | #DIV/0! | #DIV/0! | #DIV/0! | #DIV/0! | #DIV/0! | #DIV/0! | #DIV/0! | #DIV/0! | #DIV/0! | #DIV/0! | #DIV/0!
[5 empty] | LV circuits | MW |  |  | #DIV/0! | #DIV/0! | #DIV/0! | #DIV/0! | #DIV/0! | #DIV/0! | #DIV/0! | #DIV/0! | #DIV/0! | #DIV/0! | #DIV/0! | #DIV/0! | #DIV/0! | #DIV/0! | #DIV/0! | #DIV/0!
System peak load, all unit rates, total
This step sums system peak load by network level in kW, which is an input to the EDCM model
[5 empty] | GSPs | kW | #DIV/0!
[5 empty] | 132kV | kW | #DIV/0!
[5 empty] | 132kV/EHV | kW | #DIV/0!
[5 empty] | EHV | kW | #DIV/0!
[5 empty] | EHV/HV | kW | #DIV/0!
[5 empty] | 132kV/HV | kW | #DIV/0!
[5 empty] | HV | kW | #DIV/0!
[5 empty] | HV/LV | kW | #DIV/0!
[5 empty] | LV circuits | kW | #DIV/0!
Section 106-D: Unit rate contributions to chargeable peak load
Unit rate contributions to chargeable peak load
This is the load charged to unit rates (adjusted for standing charge factors)
[5 empty] | GSPs | MW |  |  | #DIV/0! | #DIV/0! | #DIV/0! | #DIV/0! | #DIV/0! | #DIV/0! | #DIV/0! | #DIV/0! | #DIV/0! | #DIV/0! | #DIV/0! | #DIV/0! | #DIV/0! | #DIV/0! | #DIV/0! | #DIV/0!
[5 empty] | 132kV | MW |  |  | #DIV/0! | #DIV/0! | #DIV/0! | #DIV/0! | #DIV/0! | #DIV/0! | #DIV/0! | #DIV/0! | #DIV/0! | #DIV/0! | #DIV/0! | #DIV/0! | #DIV/0! | #DIV/0! | #DIV/0! | #DIV/0!
[5 empty] | 132kV/EHV | MW |  |  | #DIV/0! | #DIV/0! | #DIV/0! | #DIV/0! | #DIV/0! | #DIV/0! | #DIV/0! | #DIV/0! | #DIV/0! | #DIV/0! | #DIV/0! | #DIV/0! | #DIV/0! | #DIV/0! | #DIV/0! | #DIV/0!
[5 empty] | EHV | MW |  |  | #DIV/0! | #DIV/0! | #DIV/0! | #DIV/0! | #DIV/0! | #DIV/0! | #DIV/0! | #DIV/0! | #DIV/0! | #DIV/0! | #DIV/0! | #DIV/0! | #DIV/0! | #DIV/0! | #DIV/0! | #DIV/0!
[5 empty] | EHV/HV | MW |  |  | #DIV/0! | #DIV/0! | #DIV/0! | #DIV/0! | #DIV/0! | #DIV/0! | #DIV/0! | #DIV/0! | #DIV/0! | #DIV/0! | #DIV/0! | #DIV/0! | #DIV/0! | #DIV/0! | #DIV/0! | #DIV/0!
[5 empty] | 132kV/HV | MW |  |  | #DIV/0! | #DIV/0! | #DIV/0! | #DIV/0! | #DIV/0! | #DIV/0! | #DIV/0! | #DIV/0! | #DIV/0! | #DIV/0! | #DIV/0! | #DIV/0! | #DIV/0! | #DIV/0! | #DIV/0! | #DIV/0!
[5 empty] | HV | MW |  |  | #DIV/0! | #DIV/0! | #DIV/0! | #DIV/0! | #DIV/0! | #DIV/0! | #DIV/0! | #DIV/0! | #DIV/0! | #DIV/0! | #DIV/0! | #DIV/0! | #DIV/0! | #DIV/0! | #DIV/0! | #DIV/0!
[5 empty] | HV/LV | MW |  |  | #DIV/0! | #DIV/0! | #DIV/0! | #DIV/0! | #DIV/0! | #DIV/0! | #DIV/0! | #DIV/0! | #DIV/0! | #DIV/0! | #DIV/0! | #DIV/0! | #DIV/0! | #DIV/0! | #DIV/0! | #DIV/0!
[5 empty] | LV circuits | MW |  |  | #DIV/0! | #DIV/0! | #DIV/0! | #DIV/0! | #DIV/0! | #DIV/0! | #DIV/0! | #DIV/0! | #DIV/0! | #DIV/0! | #DIV/0! | #DIV/0! | #DIV/0! | #DIV/0! | #DIV/0! | #DIV/0!
[5 empty] | Total | MW |  |  | #DIV/0! | #DIV/0! | #DIV/0! | #DIV/0! | #DIV/0! | #DIV/0! | #DIV/0! | #DIV/0! | #DIV/0! | #DIV/0! | #DIV/0! | #DIV/0! | #DIV/0! | #DIV/0! | #DIV/0! | #DIV/0!
Load at system peak charged to standing charges
This section calculates load subject to fixed and capacity charges
As part of this, it also calculates the LV diversity factor in line with Paragraph 80
Section 106-E: Adjustment of import and exceeded capacity
This brings in import and exceeded capacity (in kVA), and converts it to MW
|  |  |  | Import capacity |  | kVA |  |  | 0 | 0 | 0 | 0 | 0 | 0 | 0 | 0 | 0 | 0 | 0 | 0 | 0 | 0 | 0 | 0
|  |  |  | Exceeded capacity |  | kVA |  |  | 0 | 0 | 0 | 0 | 0 | 0 | 0 | 0 | 0 | 0 | 0 | 0 | 0 | 0 | 0 | 0
|  |  |  | Import and exceeded capacity |  | kVA |  |  | 0 | 0 | 0 | 0 | 0 | 0 | 0 | 0 | 0 | 0 | 0 | 0 | 0 | 0 | 0 | 0
|  |  |  | Adjusted import capacities and exceeded capacity |  | MW |  |  | 0 | 0 | 0 | 0 | 0 | 0 | 0 | 0 | 0 | 0 | 0 | 0 | 0 | 0 | 0 | 0
Section 106-F: Calculation of LV circuit diversity factor
Recalculates LV diversity factor in line with Paragraph 80. See the User Guide for additional detail.
|  |  |  | Flag for customers included in aggregate maximum demand |  | TRUE / FALSE |  | > | TRUE | FALSE | TRUE | FALSE | TRUE | TRUE | TRUE | TRUE | TRUE | TRUE | TRUE | TRUE | TRUE | TRUE | TRUE | TRUE | Paragraph 80
|  |  |  | Estimated capacity (maximum load) |  | MW |  | > | 0 | 0 | 0 | 0 | 0 | 0 | 0 | 0 | [8 empty] | Paragraph 80
|  |  |  | Import + exceeded capacity, LV circuits |  | MW |  | > | #DIV/0! | #DIV/0! | #DIV/0! | #DIV/0! | #DIV/0! | #DIV/0! | #DIV/0! | #DIV/0! | #DIV/0! | #DIV/0! | #DIV/0! | #DIV/0! | #DIV/0! | #DIV/0! | #DIV/0! | #DIV/0! | Paragraph 80
|  |  |  | Estimated capacity, LV circuits, excluding related MPANs |  | MW |  |  | #DIV/0! | 0 | #DIV/0! | 0 | #DIV/0! | #DIV/0! | #DIV/0! | #DIV/0! | #DIV/0! | #DIV/0! | #DIV/0! | #DIV/0! | #DIV/0! | #DIV/0! | #DIV/0! | #DIV/0!
|  |  |  | Aggregate maximum load, LV circuits |  | MW |  |  | #DIV/0! | #DIV/0! | #DIV/0! | #DIV/0! | #DIV/0! | #DIV/0! | #DIV/0! | #DIV/0! | #DIV/0! | #DIV/0! | #DIV/0! | #DIV/0! | #DIV/0! | #DIV/0! | #DIV/0! | #DIV/0!
|  |  |  | LV peak load |  | MW |  | > | #DIV/0! | #DIV/0! | #DIV/0! | #DIV/0! | #DIV/0! | #DIV/0! | #DIV/0! | #DIV/0! | #DIV/0! | #DIV/0! | #DIV/0! | #DIV/0! | #DIV/0! | #DIV/0! | #DIV/0! | #DIV/0! | Paragraph 80
|  |  |  | Calculated LV diversity factor |  | % | #DIV/0!
|  |  |  | Adjusted network model cumulative diversity factor | [20 empty] | Paragraph 80
Cumulative diversity factor from the network model
[5 empty] | GSPs | % | 0%
[5 empty] | 132kV | % | 0%
[5 empty] | 132kV/EHV | % | 0%
[5 empty] | EHV | % | 0%
[5 empty] | EHV/HV | % | 0%
[5 empty] | 132kV/HV | % | 0%
[5 empty] | HV | % | 0%
[5 empty] | HV/LV | % | 0%
[5 empty] | LV circuits | % | 0%
|  |  |  | Network model diversity factor, with calculated LV value | [20 empty] | Paragraph 80
Substitutes the calculated LV diversity factor for the LV diversity factor from the network model
[5 empty] | GSPs | % | 0%
[5 empty] | 132kV | % | 0%
[5 empty] | 132kV/EHV | % | 0%
[5 empty] | EHV | % | 0%
[5 empty] | EHV/HV | % | 0%
[5 empty] | 132kV/HV | % | 0%
[5 empty] | HV | % | 0%
[5 empty] | HV/LV | % | 0%
[5 empty] | LV circuits | % | #DIV/0!
Section 106-G: Import/exceeded capacity contribution to system peak
System peak load based on load charged to import & exceeded capacity charges
[5 empty] | GSPs | MW |  |  | #DIV/0! | #DIV/0! | #DIV/0! | #DIV/0! | #DIV/0! | #DIV/0! | #DIV/0! | #DIV/0! | #DIV/0! | #DIV/0! | #DIV/0! | #DIV/0! | #DIV/0! | #DIV/0! | #DIV/0! | #DIV/0!
[5 empty] | 132kV | MW |  |  | #DIV/0! | #DIV/0! | #DIV/0! | #DIV/0! | #DIV/0! | #DIV/0! | #DIV/0! | #DIV/0! | #DIV/0! | #DIV/0! | #DIV/0! | #DIV/0! | #DIV/0! | #DIV/0! | #DIV/0! | #DIV/0!
[5 empty] | 132kV/EHV | MW |  |  | #DIV/0! | #DIV/0! | #DIV/0! | #DIV/0! | #DIV/0! | #DIV/0! | #DIV/0! | #DIV/0! | #DIV/0! | #DIV/0! | #DIV/0! | #DIV/0! | #DIV/0! | #DIV/0! | #DIV/0! | #DIV/0!
[5 empty] | EHV | MW |  |  | #DIV/0! | #DIV/0! | #DIV/0! | #DIV/0! | #DIV/0! | #DIV/0! | #DIV/0! | #DIV/0! | #DIV/0! | #DIV/0! | #DIV/0! | #DIV/0! | #DIV/0! | #DIV/0! | #DIV/0! | #DIV/0!
[5 empty] | EHV/HV | MW |  |  | #DIV/0! | #DIV/0! | #DIV/0! | #DIV/0! | #DIV/0! | #DIV/0! | #DIV/0! | #DIV/0! | #DIV/0! | #DIV/0! | #DIV/0! | #DIV/0! | #DIV/0! | #DIV/0! | #DIV/0! | #DIV/0!
[5 empty] | 132kV/HV | MW |  |  | #DIV/0! | #DIV/0! | #DIV/0! | #DIV/0! | #DIV/0! | #DIV/0! | #DIV/0! | #DIV/0! | #DIV/0! | #DIV/0! | #DIV/0! | #DIV/0! | #DIV/0! | #DIV/0! | #DIV/0! | #DIV/0!
[5 empty] | HV | MW |  |  | #DIV/0! | #DIV/0! | #DIV/0! | #DIV/0! | #DIV/0! | #DIV/0! | #DIV/0! | #DIV/0! | #DIV/0! | #DIV/0! | #DIV/0! | #DIV/0! | #DIV/0! | #DIV/0! | #DIV/0! | #DIV/0!
[5 empty] | HV/LV | MW |  |  | #DIV/0! | #DIV/0! | #DIV/0! | #DIV/0! | #DIV/0! | #DIV/0! | #DIV/0! | #DIV/0! | #DIV/0! | #DIV/0! | #DIV/0! | #DIV/0! | #DIV/0! | #DIV/0! | #DIV/0! | #DIV/0!
[5 empty] | LV circuits | MW |  |  | #DIV/0! | #DIV/0! | #DIV/0! | #DIV/0! | #DIV/0! | #DIV/0! | #DIV/0! | #DIV/0! | #DIV/0! | #DIV/0! | #DIV/0! | #DIV/0! | #DIV/0! | #DIV/0! | #DIV/0! | #DIV/0!
Section 106-H: Estimated capacity contribution to system peak
System peak load based on load used to determine fixed charges
[5 empty] | GSPs | MW |  |  | #DIV/0! | 0 | #DIV/0! | 0 | #DIV/0! | #DIV/0! | #DIV/0! | #DIV/0! | #DIV/0! | #DIV/0! | #DIV/0! | #DIV/0! | #DIV/0! | #DIV/0! | #DIV/0! | #DIV/0!
[5 empty] | 132kV | MW |  |  | #DIV/0! | 0 | #DIV/0! | 0 | #DIV/0! | #DIV/0! | #DIV/0! | #DIV/0! | #DIV/0! | #DIV/0! | #DIV/0! | #DIV/0! | #DIV/0! | #DIV/0! | #DIV/0! | #DIV/0!
[5 empty] | 132kV/EHV | MW |  |  | #DIV/0! | 0 | #DIV/0! | 0 | #DIV/0! | #DIV/0! | #DIV/0! | #DIV/0! | #DIV/0! | #DIV/0! | #DIV/0! | #DIV/0! | #DIV/0! | #DIV/0! | #DIV/0! | #DIV/0!
[5 empty] | EHV | MW |  |  | #DIV/0! | 0 | #DIV/0! | 0 | #DIV/0! | #DIV/0! | #DIV/0! | #DIV/0! | #DIV/0! | #DIV/0! | #DIV/0! | #DIV/0! | #DIV/0! | #DIV/0! | #DIV/0! | #DIV/0!
[5 empty] | EHV/HV | MW |  |  | #DIV/0! | 0 | #DIV/0! | 0 | #DIV/0! | #DIV/0! | #DIV/0! | #DIV/0! | #DIV/0! | #DIV/0! | #DIV/0! | #DIV/0! | #DIV/0! | #DIV/0! | #DIV/0! | #DIV/0!
[5 empty] | 132kV/HV | MW |  |  | #DIV/0! | 0 | #DIV/0! | 0 | #DIV/0! | #DIV/0! | #DIV/0! | #DIV/0! | #DIV/0! | #DIV/0! | #DIV/0! | #DIV/0! | #DIV/0! | #DIV/0! | #DIV/0! | #DIV/0!
[5 empty] | HV | MW |  |  | #DIV/0! | 0 | #DIV/0! | 0 | #DIV/0! | #DIV/0! | #DIV/0! | #DIV/0! | #DIV/0! | #DIV/0! | #DIV/0! | #DIV/0! | #DIV/0! | #DIV/0! | #DIV/0! | #DIV/0!
[5 empty] | HV/LV | MW |  |  | #DIV/0! | 0 | #DIV/0! | 0 | #DIV/0! | #DIV/0! | #DIV/0! | #DIV/0! | #DIV/0! | #DIV/0! | #DIV/0! | #DIV/0! | #DIV/0! | #DIV/0! | #DIV/0! | #DIV/0!
[5 empty] | LV circuits | MW |  |  | #DIV/0! | 0 | #DIV/0! | 0 | #DIV/0! | #DIV/0! | #DIV/0! | #DIV/0! | #DIV/0! | #DIV/0! | #DIV/0! | #DIV/0! | #DIV/0! | #DIV/0! | #DIV/0! | #DIV/0!
System peak based on chargeable load
This section aggregates the system peak load charged to unit rates, capacity charges, and fixed charges
Section 106-I: System peak based on chargeable load
|  |  |  | System peak load charged to unit rates, capacity charges, and fixed charges |  |  | Sum
[5 empty] | GSPs | MW | #DIV/0! |  | #DIV/0! | #DIV/0! | #DIV/0! | #DIV/0! | #DIV/0! | #DIV/0! | #DIV/0! | #DIV/0! | #DIV/0! | #DIV/0! | #DIV/0! | #DIV/0! | #DIV/0! | #DIV/0! | #DIV/0! | #DIV/0!
[5 empty] | 132kV | MW | #DIV/0! |  | #DIV/0! | #DIV/0! | #DIV/0! | #DIV/0! | #DIV/0! | #DIV/0! | #DIV/0! | #DIV/0! | #DIV/0! | #DIV/0! | #DIV/0! | #DIV/0! | #DIV/0! | #DIV/0! | #DIV/0! | #DIV/0!
[5 empty] | 132kV/EHV | MW | #DIV/0! |  | #DIV/0! | #DIV/0! | #DIV/0! | #DIV/0! | #DIV/0! | #DIV/0! | #DIV/0! | #DIV/0! | #DIV/0! | #DIV/0! | #DIV/0! | #DIV/0! | #DIV/0! | #DIV/0! | #DIV/0! | #DIV/0!
[5 empty] | EHV | MW | #DIV/0! |  | #DIV/0! | #DIV/0! | #DIV/0! | #DIV/0! | #DIV/0! | #DIV/0! | #DIV/0! | #DIV/0! | #DIV/0! | #DIV/0! | #DIV/0! | #DIV/0! | #DIV/0! | #DIV/0! | #DIV/0! | #DIV/0!
[5 empty] | EHV/HV | MW | #DIV/0! |  | #DIV/0! | #DIV/0! | #DIV/0! | #DIV/0! | #DIV/0! | #DIV/0! | #DIV/0! | #DIV/0! | #DIV/0! | #DIV/0! | #DIV/0! | #DIV/0! | #DIV/0! | #DIV/0! | #DIV/0! | #DIV/0!
[5 empty] | 132kV/HV | MW | #DIV/0! |  | #DIV/0! | #DIV/0! | #DIV/0! | #DIV/0! | #DIV/0! | #DIV/0! | #DIV/0! | #DIV/0! | #DIV/0! | #DIV/0! | #DIV/0! | #DIV/0! | #DIV/0! | #DIV/0! | #DIV/0! | #DIV/0!
[5 empty] | HV | MW | #DIV/0! |  | #DIV/0! | #DIV/0! | #DIV/0! | #DIV/0! | #DIV/0! | #DIV/0! | #DIV/0! | #DIV/0! | #DIV/0! | #DIV/0! | #DIV/0! | #DIV/0! | #DIV/0! | #DIV/0! | #DIV/0! | #DIV/0!
[5 empty] | HV/LV | MW | #DIV/0! |  | #DIV/0! | #DIV/0! | #DIV/0! | #DIV/0! | #DIV/0! | #DIV/0! | #DIV/0! | #DIV/0! | #DIV/0! | #DIV/0! | #DIV/0! | #DIV/0! | #DIV/0! | #DIV/0! | #DIV/0! | #DIV/0!
[5 empty] | LV circuits | MW | #DIV/0! |  | #DIV/0! | #DIV/0! | #DIV/0! | #DIV/0! | #DIV/0! | #DIV/0! | #DIV/0! | #DIV/0! | #DIV/0! | #DIV/0! | #DIV/0! | #DIV/0! | #DIV/0! | #DIV/0! | #DIV/0! | #DIV/0!
Checks
|  |  |  | Check for error values |  | number of issues | 1664
End of sheet

## Service model assets
Service model assets
[enter DNO name] - [enter data version name]
CDCM charging model - Pre-release v10 - 2025/26
0 issues identified in checks on this sheet
| Click here to return to model map |  |  |  | Units | Constants |  | Domestic Aggregated or CT | Domestic Aggregated (Related MPAN) | Non-Domestic Aggregated or CT | Non-Domestic Aggregated (Related MPAN) | LV Site Specific | LV Sub Site Specific | HV Site Specific | Unmetered Supplies | LV Generation Aggregated | LV Sub Generation Aggregated | LV Generation Site Specific | LV Generation Site Specific no RP Charge | LV Sub Generation Site Specific | LV Sub Generation Site Specific no RP Charge | HV Generation Site Specific | HV Generation Site Specific no RP Charge | Legal text reference
Description
This sheet calculates the notional asset value of the typical service models used by HV and LV customers
Service model and network model notional asset values are combined on the 'Unit costs' sheet
Service model notional asset values
Section 107-A: Service model notional asset values
|  |  | Discounted MPANs |  | MPANs |  |  | 0 | 0 | 0 | 0 | 0 | 0 | 0 | 0 | 0 | 0 | 0 | 0 | 0 | 0 | 0 | 0
|  |  | Discounted annual load |  | MWh |  |  | 0 | 0 | 0 | 0 | 0 | 0 | 0 | 0 | 0 | 0 | 0 | 0 | 0 | 0 | 0 | 0
Service model costs per MPAN / unit
Presents service model costs per customer for metered customers and per MWh for unmetered customers
|  |  |  | LV customers | £ per MPAN |  |  | 0 | 0 | 0 | 0 | 0 | 0 | 0 |  | 0 | 0 | 0 | 0 | 0 | 0 | 0 | 0
|  |  |  | HV customers | £ per MPAN |  |  | 0 | 0 | 0 | 0 | 0 | 0 | 0 |  | 0 | 0 | 0 | 0 | 0 | 0 | 0 | 0
|  |  |  | LV UMS customers | £/MWh/year | [9 empty] | 0
Service model notional asset value
|  |  | Converts cost per customer / MWh to £s of notional asset value |  |  |  | > | [16 empty] | Paragraph 64
|  |  |  | LV customers | £ |  |  | 0 | 0 | 0 | 0 | 0 | 0 | 0 | 0 | 0 | 0 | 0 | 0 | 0 | 0 | 0 | 0
|  |  |  | HV customers | £ |  |  | 0 | 0 | 0 | 0 | 0 | 0 | 0 | 0 | 0 | 0 | 0 | 0 | 0 | 0 | 0 | 0
|  |  |  | LV UMS customers | £ | [9 empty] | 0
Total service model notional asset value
|  |  | Sums across customer categories to give total service model notional asset value |  |  | Sum
|  |  |  | Total LV customers | £ | 0 |  | 0 | 0 | 0 | 0 | 0 | 0 | 0 | 0 | 0 | 0 | 0 | 0 | 0 | 0 | 0 | 0
|  |  |  | Total HV customers | £ | 0 |  | 0 | 0 | 0 | 0 | 0 | 0 | 0 | 0 | 0 | 0 | 0 | 0 | 0 | 0 | 0 | 0
Checks
|  |  | Check for error values |  | number of issues | 0
End of sheet

## Unit costs
Unit costs
[enter DNO name] - [enter data version name]
CDCM charging model - Pre-release v10 - 2025/26
137 issues identified in checks on this sheet
| Click here to return to model map |  |  |  | Units | Constants |  | Transmission exit | GSPs | 132kV | 132kV/EHV | EHV | EHV/HV | 132kV/HV | HV | HV/LV | LV circuits | LV customers | HV customers | Legal text reference
Description
This sheet calculates unit costs used in the calculation of unit rates.
Two types of unit costs are calculated:
1. Cost per kW for incremental assets in the 500MW model.
2. Cost per kW for other operating costs, based on notional asset values and estimated system peak load.
This sheet covers areas in Schedule 16 from Paragraph 57 to 66.
500MW model costs
This section calculates the incremental asset cost, per kW, based on the 500MW distribution reinforcement model
Section 108-A: Financial data
|  |  | Calculates the annuity rate to be applied to asset costs |  |  |  | > | [12 empty] | Paragraph 57
|  |  |  | Real pre-tax cost of capital | % | 0%
|  |  |  | Annualisation period | years | 40
|  |  |  | Annuity rate | % | #DIV/0!
Section 108-B: Diversity and loss adjustment factors
Brings in loss adjustment factors, and calculates the coincidence factor to for GSPs
|  |  |  | Loss adjustment factor to transmission for each DRM level | no. |  |  |  | 0 | 0 | 0 | 0 | 0 | 0 | 0 | 0 | 0
|  |  |  | Diversity allowance between top and bottom network level | % |  |  |  | 0%
|  |  |  | Coincidence to system peak | % |  |  |  | 100%
Section 108-C: Maximum demand
Calculates additional simultaneous load at each network level from an increment of 500MW at GSP
|  |  |  | Network model GSP peak demand | MW | 500
|  |  |  | Exit load at system peak, assuming single stage transformation at each network level | MW |  | > |  | #DIV/0! | #DIV/0! | #DIV/0! | #DIV/0! | #DIV/0! | #DIV/0! | #DIV/0! | #DIV/0! | #DIV/0! |  |  | Paragraph 60
Section 108-D: Rerouting matrix
Adjusts load going through 132/EHV transformation for networks also containing 132/HV transformation
|  |  |  | Proportion of load going through 132kV/HV direct transformation | % | [8 empty] | 0%
|  |  |  | Rerouting for DRM network levels | % | [5 empty] | 100% | 100% | 100% | 0%
|  |  |  | GSP simultaneous maximum load assumed through each network level | MW |  |  |  | #DIV/0! | #DIV/0! | #DIV/0! | #DIV/0! | #DIV/0! | #DIV/0! | #DIV/0! | #DIV/0! | #DIV/0!
Section 108-E: Annuitised cost of assets
Calculates the annuitised asset cost per kW of simultaneous load from the 500MW model
|  |  |  | Gross assets | £ |  |  |  |  | 0 | 0 | 0 | 0 | 0 | 0 | 0 | 0
|  |  |  | Network level assets per kW (simultaneous peak) | £/kW |  |  |  |  | #DIV/0! | #DIV/0! | #DIV/0! | #DIV/0! | #DIV/0! | #DIV/0! | #DIV/0! | #DIV/0!
|  |  |  | Network level assets per kW (simultaneous peak) per year | £/kW/year |  | > |  |  | #DIV/0! | #DIV/0! | #DIV/0! | #DIV/0! | #DIV/0! | #DIV/0! | #DIV/0! | #DIV/0! |  |  | Paragraph 59
Allocation of other costs
This section allocates operating costs based on notional asset value (£) by network level, then divides this by load on each network level at time of system peak
Section 108-F: System simultaneous peak load based on charegable units
|  |  |  | Estimated load at system peak | MW |  |  |  | #DIV/0! | #DIV/0! | #DIV/0! | #DIV/0! | #DIV/0! | #DIV/0! | #DIV/0! | #DIV/0! | #DIV/0!
|  |  |  | Adjustment for transmission exit level | MW |  |  | #DIV/0!
|  |  |  | Estimated load at system peak | kW |  |  | #DIV/0! | #DIV/0! | #DIV/0! | #DIV/0! | #DIV/0! | #DIV/0! | #DIV/0! | #DIV/0! | #DIV/0! | #DIV/0!
Section 108-G: Notional asset values, by network level
Calculates the notional asset value, and its relative shares, by network level
|  |  |  | Notional asset value (network model) | £ |  |  |  |  | #DIV/0! | #DIV/0! | #DIV/0! | #DIV/0! | #DIV/0! | #DIV/0! | #DIV/0! | #DIV/0!
|  |  |  | Notional asset value (service model) | £ | [12 empty] | 0 | 0
|  |  |  | Total notional asset value | £ |  | > |  | 0 | #DIV/0! | #DIV/0! | #DIV/0! | #DIV/0! | #DIV/0! | #DIV/0! | #DIV/0! | #DIV/0! | 0 | 0 | Paragraph 63
|  |  |  | Share of total notional asset value | % |  |  |  | #DIV/0! | #DIV/0! | #DIV/0! | #DIV/0! | #DIV/0! | #DIV/0! | #DIV/0! | #DIV/0! | #DIV/0! | #DIV/0! | #DIV/0!
Section 108-H: Other operating costs
Calculates other operating costs to be allocated to charges
|  |  |  | Indirect cost proportion | % | 60%
|  |  |  | Direct cost | £ per year | 0
|  |  |  | Indirect cost | £ per year | 0
|  |  |  | Network rates | £ per year | 0
|  |  |  | Other operating costs for allocation | £ per year | 0
Section 108-I: Other operating costs by network level
Calculates operating costs per kW for unit rates, based on share of notional asset values by network level.
Costs allocated to service model users are ignored here as they form part of fixed/capacity charges
|  |  |  | Other operating costs (allocated) | £ per year |  | > |  | #DIV/0! | #DIV/0! | #DIV/0! | #DIV/0! | #DIV/0! | #DIV/0! | #DIV/0! | #DIV/0! | #DIV/0! | #DIV/0! | #DIV/0! | Paragraph 65
|  |  |  | Transmission exit charges | £ per year |  |  | 0
|  |  |  | Other operating costs (excl. service models) | £/kW/ year |  | > | #DIV/0! | #DIV/0! | #DIV/0! | #DIV/0! | #DIV/0! | #DIV/0! | #DIV/0! | #DIV/0! | #DIV/0! | #DIV/0! |  |  | Paragraph 66
Outputs
Section 108-J: Notional asset values by network level
Exported to 'Output to other models'!
|  |  |  | Total notional asset value | £ |  |  |  | 0 | #DIV/0! | #DIV/0! | #DIV/0! | #DIV/0! | #DIV/0! | #DIV/0! | #DIV/0! | #DIV/0! | 0 | 0
Section 108-K: Unit costs
Exported to 'Initial unit rates'!
|  |  |  | Network level assets per kW (simultaneous peak) per year | £/kW/ year |  |  |  |  | #DIV/0! | #DIV/0! | #DIV/0! | #DIV/0! | #DIV/0! | #DIV/0! | #DIV/0! | #DIV/0!
|  |  |  | Other operating costs (excl. service models) | £/kW/ year |  |  | #DIV/0! | #DIV/0! | #DIV/0! | #DIV/0! | #DIV/0! | #DIV/0! | #DIV/0! | #DIV/0! | #DIV/0! | #DIV/0!
Section 108-L: Values used for allocating costs to service models
Exported to 'Service model charges'!
|  |  |  | Annuity rate | % | #DIV/0!
|  |  |  | Other operating costs for allocation | £ per year | 0
|  |  |  | Total notional asset value | £ | #DIV/0!
Checks
|  |  |  | Check for error values | number of issues | 131
|  |  |  | Check for DRM assets with zero load (and vice versa) | number of issues | 6 | [5 empty] | 1 | 1 | 1 | 1 | 1 | 1 | 0 | 0
|  |  |  | Summary of checks | number of issues | 137
End of sheet

## Initial unit rates
Initial unit rates
[enter DNO name] - [enter data version name]
CDCM charging model - Pre-release v10 - 2025/26
1785 issues identified in checks on this sheet
| Click here to return to model map |  |  |  |  | Units | Constants |  | Domestic Aggregated or CT | Domestic Aggregated (Related MPAN) | Non-Domestic Aggregated or CT | Non-Domestic Aggregated (Related MPAN) | LV Site Specific | LV Sub Site Specific | HV Site Specific | Unmetered Supplies | LV Generation Aggregated | LV Sub Generation Aggregated | LV Generation Site Specific | LV Generation Site Specific no RP Charge | LV Sub Generation Site Specific | LV Sub Generation Site Specific no RP Charge | HV Generation Site Specific | HV Generation Site Specific no RP Charge | Legal text reference
Description
This sheet calculates yardstick charges and unit rates 1, 2 and 3 (before application of standing charge factors).
Inputs for yardstick and unit rate calculations
Section 109-A: Inputs for yardstick and unit rate calculations
This section brings in inputs for calculating unit rates
|  |  |  | Network level assets per kW per year |  |  |  | > | [16 empty] | Paragraph 67
[5 empty] | Transmission exit | £/kW/year
[5 empty] | GSPs | £/kW/year
[5 empty] | 132kV | £/kW/year | #DIV/0!
[5 empty] | 132kV/EHV | £/kW/year | #DIV/0!
[5 empty] | EHV | £/kW/year | #DIV/0!
[5 empty] | EHV/HV | £/kW/year | #DIV/0!
[5 empty] | 132kV/HV | £/kW/year | #DIV/0!
[5 empty] | HV | £/kW/year | #DIV/0!
[5 empty] | HV/LV | £/kW/year | #DIV/0!
[5 empty] | LV circuits | £/kW/year | #DIV/0!
Other operating costs (excl. service models) per kW per year
[5 empty] | Transmission exit | £/kW/ year | #DIV/0!
[5 empty] | GSPs | £/kW/ year | #DIV/0!
[5 empty] | 132kV | £/kW/ year | #DIV/0!
[5 empty] | 132kV/EHV | £/kW/ year | #DIV/0!
[5 empty] | EHV | £/kW/ year | #DIV/0!
[5 empty] | EHV/HV | £/kW/ year | #DIV/0!
[5 empty] | 132kV/HV | £/kW/ year | #DIV/0!
[5 empty] | HV | £/kW/ year | #DIV/0!
[5 empty] | HV/LV | £/kW/ year | #DIV/0!
[5 empty] | LV circuits | £/kW/ year | #DIV/0!
Loss adjustment factors, by network level
Loss adjustment factor to transmission for each core level
[5 empty] | Transmission exit | scalar | 0
[5 empty] | GSPs | scalar | 0
[5 empty] | 132kV | scalar | 0
[5 empty] | 132kV/EHV | scalar | 0
[5 empty] | EHV | scalar | 0
[5 empty] | EHV/HV | scalar | 0
[5 empty] | 132kV/HV | scalar | 0
[5 empty] | HV | scalar | 0
[5 empty] | HV/LV | scalar | 0
[5 empty] | LV circuits | scalar | 0
User loss factor (assuming generation does not contribute at level of connection)
[5 empty] | Transmission exit | scalar |  |  | 0 | 0 | 0 | 0 | 0 | 0 | 0 | 0 | 0 | 0 | 0 | 0 | 0 | 0 | 0 | 0
[5 empty] | GSPs | scalar |  |  | 0 | 0 | 0 | 0 | 0 | 0 | 0 | 0 | 0 | 0 | 0 | 0 | 0 | 0 | 0 | 0
[5 empty] | 132kV | scalar |  |  | 0 | 0 | 0 | 0 | 0 | 0 | 0 | 0 | 0 | 0 | 0 | 0 | 0 | 0 | 0 | 0
[5 empty] | 132kV/EHV | scalar |  |  | 0 | 0 | 0 | 0 | 0 | 0 | 0 | 0 | 0 | 0 | 0 | 0 | 0 | 0 | 0 | 0
[5 empty] | EHV | scalar |  |  | 0 | 0 | 0 | 0 | 0 | 0 | 0 | 0 | 0 | 0 | 0 | 0 | 0 | 0 | 0 | 0
[5 empty] | EHV/HV | scalar |  |  | 0 | 0 | 0 | 0 | 0 | 0 | 0 | 0 | 0 | 0 | 0 | 0 | 0 | 0 | 0 | 0
[5 empty] | 132kV/HV | scalar |  |  | 0 | 0 | 0 | 0 | 0 | 0 | 0 | 0 | 0 | 0 | 0 | 0 | 0 | 0 | 0 | 0
[5 empty] | HV | scalar |  |  | 0 | 0 | 0 | 0 | 0 | 0 | 0 | 0 | 0 | 0 | 0 | 0 | 0 | 0 | 0 | 0
[5 empty] | HV/LV | scalar |  |  | 0 | 0 | 0 | 0 | 0 | 0 | 0 | 0 | 0 | 0 | 0 | 0 | 0 | 0 | 0 | 0
[5 empty] | LV circuits | scalar |  |  | 0 | 0 | 0 | 0 | 0 | 0 | 0 | 0 | 0 | 0 | 0 | 0 | 0 | 0 | 0 | 0
Customer contributions, by network level
[5 empty] | Transmission exit | %
[5 empty] | GSPs | %
[5 empty] | 132kV | % |  |  | 0 | 0 | 0 | 0 | 0 | 0 | 0 | 0 | 0 | 0 | 0 | 0 | 0 | 0 | 0 | 0
[5 empty] | 132kV/EHV | % |  |  | 0 | 0 | 0 | 0 | 0 | 0 | 0 | 0 | 0 | 0 | 0 | 0 | 0 | 0 | 0 | 0
[5 empty] | EHV | % |  |  | 0 | 0 | 0 | 0 | 0 | 0 | 0 | 0 | 0 | 0 | 0 | 0 | 0 | 0 | 0 | 0
[5 empty] | EHV/HV | % |  |  | 0 | 0 | 0 | 0 | 0 | 0 | 0 | 0 | 0 | 0 | 0 | 0 | 0 | 0 | 0 | 0
[5 empty] | 132kV/HV | % |  |  | 0 | 0 | 0 | 0 | 0 | 0 | 0 | 0 | 0 | 0 | 0 | 0 | 0 | 0 | 0 | 0
[5 empty] | HV | % |  |  | 0 | 0 | 0 | 0 | 0 | 0 | 0 | 0 | 0 | 0 | 0 | 0 | 0 | 0 | 0 | 0
[5 empty] | HV/LV | % |  |  | 0 | 0 | 0 | 0 | 0 | 0 | 0 | 0 | 0 | 0 | 0 | 0 | 0 | 0 | 0 | 0
[5 empty] | LV circuits | % |  |  | 0 | 0 | 0 | 0 | 0 | 0 | 0 | 0 | 0 | 0 | 0 | 0 | 0 | 0 | 0 | 0
|  |  |  | Load coefficient |  | scalar |  |  | #DIV/0! | #DIV/0! | #DIV/0! | #DIV/0! | #DIV/0! | #DIV/0! | #DIV/0! | 1 | 1 | 1 | 1 | 1 | 1 | 1 | 1 | 1
Pseudo load coefficient, unit rate 1
[5 empty] | Transmission exit | scalar |  |  | #DIV/0! | #DIV/0! | #DIV/0! | #DIV/0! | #DIV/0! | #DIV/0! | #DIV/0! | #DIV/0! | #DIV/0! | #DIV/0! | #DIV/0! | #DIV/0! | #DIV/0! | #DIV/0! | #DIV/0! | #DIV/0!
[5 empty] | GSPs | scalar |  |  | #DIV/0! | #DIV/0! | #DIV/0! | #DIV/0! | #DIV/0! | #DIV/0! | #DIV/0! | #DIV/0! | #DIV/0! | #DIV/0! | #DIV/0! | #DIV/0! | #DIV/0! | #DIV/0! | #DIV/0! | #DIV/0!
[5 empty] | 132kV | scalar |  |  | #DIV/0! | #DIV/0! | #DIV/0! | #DIV/0! | #DIV/0! | #DIV/0! | #DIV/0! | #DIV/0! | #DIV/0! | #DIV/0! | #DIV/0! | #DIV/0! | #DIV/0! | #DIV/0! | #DIV/0! | #DIV/0!
[5 empty] | 132kV/EHV | scalar |  |  | #DIV/0! | #DIV/0! | #DIV/0! | #DIV/0! | #DIV/0! | #DIV/0! | #DIV/0! | #DIV/0! | #DIV/0! | #DIV/0! | #DIV/0! | #DIV/0! | #DIV/0! | #DIV/0! | #DIV/0! | #DIV/0!
[5 empty] | EHV | scalar |  |  | #DIV/0! | #DIV/0! | #DIV/0! | #DIV/0! | #DIV/0! | #DIV/0! | #DIV/0! | #DIV/0! | #DIV/0! | #DIV/0! | #DIV/0! | #DIV/0! | #DIV/0! | #DIV/0! | #DIV/0! | #DIV/0!
[5 empty] | EHV/HV | scalar |  |  | #DIV/0! | #DIV/0! | #DIV/0! | #DIV/0! | #DIV/0! | #DIV/0! | #DIV/0! | #DIV/0! | #DIV/0! | #DIV/0! | #DIV/0! | #DIV/0! | #DIV/0! | #DIV/0! | #DIV/0! | #DIV/0!
[5 empty] | 132kV/HV | scalar |  |  | #DIV/0! | #DIV/0! | #DIV/0! | #DIV/0! | #DIV/0! | #DIV/0! | #DIV/0! | #DIV/0! | #DIV/0! | #DIV/0! | #DIV/0! | #DIV/0! | #DIV/0! | #DIV/0! | #DIV/0! | #DIV/0!
[5 empty] | HV | scalar |  |  | #DIV/0! | #DIV/0! | #DIV/0! | #DIV/0! | #DIV/0! | #DIV/0! | #DIV/0! | #DIV/0! | #DIV/0! | #DIV/0! | #DIV/0! | #DIV/0! | #DIV/0! | #DIV/0! | #DIV/0! | #DIV/0!
[5 empty] | HV/LV | scalar |  |  | #DIV/0! | #DIV/0! | #DIV/0! | #DIV/0! | #DIV/0! | #DIV/0! | #DIV/0! | #DIV/0! | #DIV/0! | #DIV/0! | #DIV/0! | #DIV/0! | #DIV/0! | #DIV/0! | #DIV/0! | #DIV/0!
[5 empty] | LV circuits | scalar |  |  | #DIV/0! | #DIV/0! | #DIV/0! | #DIV/0! | #DIV/0! | #DIV/0! | #DIV/0! | #DIV/0! | #DIV/0! | #DIV/0! | #DIV/0! | #DIV/0! | #DIV/0! | #DIV/0! | #DIV/0! | #DIV/0!
Pseudo load coefficient, unit rate 2
[5 empty] | Transmission exit | scalar |  |  | #DIV/0! | #DIV/0! | #DIV/0! | #DIV/0! | #DIV/0! | #DIV/0! | #DIV/0! | #DIV/0! | #DIV/0! | #DIV/0! | #DIV/0! | #DIV/0! | #DIV/0! | #DIV/0! | #DIV/0! | #DIV/0!
[5 empty] | GSPs | scalar |  |  | #DIV/0! | #DIV/0! | #DIV/0! | #DIV/0! | #DIV/0! | #DIV/0! | #DIV/0! | #DIV/0! | #DIV/0! | #DIV/0! | #DIV/0! | #DIV/0! | #DIV/0! | #DIV/0! | #DIV/0! | #DIV/0!
[5 empty] | 132kV | scalar |  |  | #DIV/0! | #DIV/0! | #DIV/0! | #DIV/0! | #DIV/0! | #DIV/0! | #DIV/0! | #DIV/0! | #DIV/0! | #DIV/0! | #DIV/0! | #DIV/0! | #DIV/0! | #DIV/0! | #DIV/0! | #DIV/0!
[5 empty] | 132kV/EHV | scalar |  |  | #DIV/0! | #DIV/0! | #DIV/0! | #DIV/0! | #DIV/0! | #DIV/0! | #DIV/0! | #DIV/0! | #DIV/0! | #DIV/0! | #DIV/0! | #DIV/0! | #DIV/0! | #DIV/0! | #DIV/0! | #DIV/0!
[5 empty] | EHV | scalar |  |  | #DIV/0! | #DIV/0! | #DIV/0! | #DIV/0! | #DIV/0! | #DIV/0! | #DIV/0! | #DIV/0! | #DIV/0! | #DIV/0! | #DIV/0! | #DIV/0! | #DIV/0! | #DIV/0! | #DIV/0! | #DIV/0!
[5 empty] | EHV/HV | scalar |  |  | #DIV/0! | #DIV/0! | #DIV/0! | #DIV/0! | #DIV/0! | #DIV/0! | #DIV/0! | #DIV/0! | #DIV/0! | #DIV/0! | #DIV/0! | #DIV/0! | #DIV/0! | #DIV/0! | #DIV/0! | #DIV/0!
[5 empty] | 132kV/HV | scalar |  |  | #DIV/0! | #DIV/0! | #DIV/0! | #DIV/0! | #DIV/0! | #DIV/0! | #DIV/0! | #DIV/0! | #DIV/0! | #DIV/0! | #DIV/0! | #DIV/0! | #DIV/0! | #DIV/0! | #DIV/0! | #DIV/0!
[5 empty] | HV | scalar |  |  | #DIV/0! | #DIV/0! | #DIV/0! | #DIV/0! | #DIV/0! | #DIV/0! | #DIV/0! | #DIV/0! | #DIV/0! | #DIV/0! | #DIV/0! | #DIV/0! | #DIV/0! | #DIV/0! | #DIV/0! | #DIV/0!
[5 empty] | HV/LV | scalar |  |  | #DIV/0! | #DIV/0! | #DIV/0! | #DIV/0! | #DIV/0! | #DIV/0! | #DIV/0! | #DIV/0! | #DIV/0! | #DIV/0! | #DIV/0! | #DIV/0! | #DIV/0! | #DIV/0! | #DIV/0! | #DIV/0!
[5 empty] | LV circuits | scalar |  |  | #DIV/0! | #DIV/0! | #DIV/0! | #DIV/0! | #DIV/0! | #DIV/0! | #DIV/0! | #DIV/0! | #DIV/0! | #DIV/0! | #DIV/0! | #DIV/0! | #DIV/0! | #DIV/0! | #DIV/0! | #DIV/0!
Pseudo load coefficient, unit rate 3
[5 empty] | Transmission exit | scalar |  |  | #DIV/0! | #DIV/0! | #DIV/0! | #DIV/0! | #DIV/0! | #DIV/0! | #DIV/0! | #DIV/0! | #DIV/0! | #DIV/0! | #DIV/0! | #DIV/0! | #DIV/0! | #DIV/0! | #DIV/0! | #DIV/0!
[5 empty] | GSPs | scalar |  |  | #DIV/0! | #DIV/0! | #DIV/0! | #DIV/0! | #DIV/0! | #DIV/0! | #DIV/0! | #DIV/0! | #DIV/0! | #DIV/0! | #DIV/0! | #DIV/0! | #DIV/0! | #DIV/0! | #DIV/0! | #DIV/0!
[5 empty] | 132kV | scalar |  |  | #DIV/0! | #DIV/0! | #DIV/0! | #DIV/0! | #DIV/0! | #DIV/0! | #DIV/0! | #DIV/0! | #DIV/0! | #DIV/0! | #DIV/0! | #DIV/0! | #DIV/0! | #DIV/0! | #DIV/0! | #DIV/0!
[5 empty] | 132kV/EHV | scalar |  |  | #DIV/0! | #DIV/0! | #DIV/0! | #DIV/0! | #DIV/0! | #DIV/0! | #DIV/0! | #DIV/0! | #DIV/0! | #DIV/0! | #DIV/0! | #DIV/0! | #DIV/0! | #DIV/0! | #DIV/0! | #DIV/0!
[5 empty] | EHV | scalar |  |  | #DIV/0! | #DIV/0! | #DIV/0! | #DIV/0! | #DIV/0! | #DIV/0! | #DIV/0! | #DIV/0! | #DIV/0! | #DIV/0! | #DIV/0! | #DIV/0! | #DIV/0! | #DIV/0! | #DIV/0! | #DIV/0!
[5 empty] | EHV/HV | scalar |  |  | #DIV/0! | #DIV/0! | #DIV/0! | #DIV/0! | #DIV/0! | #DIV/0! | #DIV/0! | #DIV/0! | #DIV/0! | #DIV/0! | #DIV/0! | #DIV/0! | #DIV/0! | #DIV/0! | #DIV/0! | #DIV/0!
[5 empty] | 132kV/HV | scalar |  |  | #DIV/0! | #DIV/0! | #DIV/0! | #DIV/0! | #DIV/0! | #DIV/0! | #DIV/0! | #DIV/0! | #DIV/0! | #DIV/0! | #DIV/0! | #DIV/0! | #DIV/0! | #DIV/0! | #DIV/0! | #DIV/0!
[5 empty] | HV | scalar |  |  | #DIV/0! | #DIV/0! | #DIV/0! | #DIV/0! | #DIV/0! | #DIV/0! | #DIV/0! | #DIV/0! | #DIV/0! | #DIV/0! | #DIV/0! | #DIV/0! | #DIV/0! | #DIV/0! | #DIV/0! | #DIV/0!
[5 empty] | HV/LV | scalar |  |  | #DIV/0! | #DIV/0! | #DIV/0! | #DIV/0! | #DIV/0! | #DIV/0! | #DIV/0! | #DIV/0! | #DIV/0! | #DIV/0! | #DIV/0! | #DIV/0! | #DIV/0! | #DIV/0! | #DIV/0! | #DIV/0!
[5 empty] | LV circuits | scalar |  |  | #DIV/0! | #DIV/0! | #DIV/0! | #DIV/0! | #DIV/0! | #DIV/0! | #DIV/0! | #DIV/0! | #DIV/0! | #DIV/0! | #DIV/0! | #DIV/0! | #DIV/0! | #DIV/0! | #DIV/0! | #DIV/0!
Calculation of yardstick & unit rate charges
Section 109-B: Yardstick charges
Calculates yardstick charges using formulae in Paragraphs 68 & 71, except using the load coefficient
[8 empty] | > | [16 empty] | Paragraph 67
Asset costs
[5 empty] | Transmission exit | p/kWh |  |  | #DIV/0! | #DIV/0! | #DIV/0! | #DIV/0! | #DIV/0! | #DIV/0! | #DIV/0! | #DIV/0! | #DIV/0! | #DIV/0! | #DIV/0! | #DIV/0! | #DIV/0! | #DIV/0! | #DIV/0! | #DIV/0!
[5 empty] | GSPs | p/kWh |  |  | #DIV/0! | #DIV/0! | #DIV/0! | #DIV/0! | #DIV/0! | #DIV/0! | #DIV/0! | #DIV/0! | #DIV/0! | #DIV/0! | #DIV/0! | #DIV/0! | #DIV/0! | #DIV/0! | #DIV/0! | #DIV/0!
[5 empty] | 132kV | p/kWh |  |  | #DIV/0! | #DIV/0! | #DIV/0! | #DIV/0! | #DIV/0! | #DIV/0! | #DIV/0! | #DIV/0! | #DIV/0! | #DIV/0! | #DIV/0! | #DIV/0! | #DIV/0! | #DIV/0! | #DIV/0! | #DIV/0!
[5 empty] | 132kV/EHV | p/kWh |  |  | #DIV/0! | #DIV/0! | #DIV/0! | #DIV/0! | #DIV/0! | #DIV/0! | #DIV/0! | #DIV/0! | #DIV/0! | #DIV/0! | #DIV/0! | #DIV/0! | #DIV/0! | #DIV/0! | #DIV/0! | #DIV/0!
[5 empty] | EHV | p/kWh |  |  | #DIV/0! | #DIV/0! | #DIV/0! | #DIV/0! | #DIV/0! | #DIV/0! | #DIV/0! | #DIV/0! | #DIV/0! | #DIV/0! | #DIV/0! | #DIV/0! | #DIV/0! | #DIV/0! | #DIV/0! | #DIV/0!
[5 empty] | EHV/HV | p/kWh |  |  | #DIV/0! | #DIV/0! | #DIV/0! | #DIV/0! | #DIV/0! | #DIV/0! | #DIV/0! | #DIV/0! | #DIV/0! | #DIV/0! | #DIV/0! | #DIV/0! | #DIV/0! | #DIV/0! | #DIV/0! | #DIV/0!
[5 empty] | 132kV/HV | p/kWh |  |  | #DIV/0! | #DIV/0! | #DIV/0! | #DIV/0! | #DIV/0! | #DIV/0! | #DIV/0! | #DIV/0! | #DIV/0! | #DIV/0! | #DIV/0! | #DIV/0! | #DIV/0! | #DIV/0! | #DIV/0! | #DIV/0!
[5 empty] | HV | p/kWh |  |  | #DIV/0! | #DIV/0! | #DIV/0! | #DIV/0! | #DIV/0! | #DIV/0! | #DIV/0! | #DIV/0! | #DIV/0! | #DIV/0! | #DIV/0! | #DIV/0! | #DIV/0! | #DIV/0! | #DIV/0! | #DIV/0!
[5 empty] | HV/LV | p/kWh |  |  | #DIV/0! | #DIV/0! | #DIV/0! | #DIV/0! | #DIV/0! | #DIV/0! | #DIV/0! | #DIV/0! | #DIV/0! | #DIV/0! | #DIV/0! | #DIV/0! | #DIV/0! | #DIV/0! | #DIV/0! | #DIV/0!
[5 empty] | LV circuits | p/kWh |  |  | #DIV/0! | #DIV/0! | #DIV/0! | #DIV/0! | #DIV/0! | #DIV/0! | #DIV/0! | #DIV/0! | #DIV/0! | #DIV/0! | #DIV/0! | #DIV/0! | #DIV/0! | #DIV/0! | #DIV/0! | #DIV/0!
Other operating costs
[5 empty] | Transmission exit | p/kWh |  |  | #DIV/0! | #DIV/0! | #DIV/0! | #DIV/0! | #DIV/0! | #DIV/0! | #DIV/0! | #DIV/0! | #DIV/0! | #DIV/0! | #DIV/0! | #DIV/0! | #DIV/0! | #DIV/0! | #DIV/0! | #DIV/0!
[5 empty] | GSPs | p/kWh |  |  | #DIV/0! | #DIV/0! | #DIV/0! | #DIV/0! | #DIV/0! | #DIV/0! | #DIV/0! | #DIV/0! | #DIV/0! | #DIV/0! | #DIV/0! | #DIV/0! | #DIV/0! | #DIV/0! | #DIV/0! | #DIV/0!
[5 empty] | 132kV | p/kWh |  |  | #DIV/0! | #DIV/0! | #DIV/0! | #DIV/0! | #DIV/0! | #DIV/0! | #DIV/0! | #DIV/0! | #DIV/0! | #DIV/0! | #DIV/0! | #DIV/0! | #DIV/0! | #DIV/0! | #DIV/0! | #DIV/0!
[5 empty] | 132kV/EHV | p/kWh |  |  | #DIV/0! | #DIV/0! | #DIV/0! | #DIV/0! | #DIV/0! | #DIV/0! | #DIV/0! | #DIV/0! | #DIV/0! | #DIV/0! | #DIV/0! | #DIV/0! | #DIV/0! | #DIV/0! | #DIV/0! | #DIV/0!
[5 empty] | EHV | p/kWh |  |  | #DIV/0! | #DIV/0! | #DIV/0! | #DIV/0! | #DIV/0! | #DIV/0! | #DIV/0! | #DIV/0! | #DIV/0! | #DIV/0! | #DIV/0! | #DIV/0! | #DIV/0! | #DIV/0! | #DIV/0! | #DIV/0!
[5 empty] | EHV/HV | p/kWh |  |  | #DIV/0! | #DIV/0! | #DIV/0! | #DIV/0! | #DIV/0! | #DIV/0! | #DIV/0! | #DIV/0! | #DIV/0! | #DIV/0! | #DIV/0! | #DIV/0! | #DIV/0! | #DIV/0! | #DIV/0! | #DIV/0!
[5 empty] | 132kV/HV | p/kWh |  |  | #DIV/0! | #DIV/0! | #DIV/0! | #DIV/0! | #DIV/0! | #DIV/0! | #DIV/0! | #DIV/0! | #DIV/0! | #DIV/0! | #DIV/0! | #DIV/0! | #DIV/0! | #DIV/0! | #DIV/0! | #DIV/0!
[5 empty] | HV | p/kWh |  |  | #DIV/0! | #DIV/0! | #DIV/0! | #DIV/0! | #DIV/0! | #DIV/0! | #DIV/0! | #DIV/0! | #DIV/0! | #DIV/0! | #DIV/0! | #DIV/0! | #DIV/0! | #DIV/0! | #DIV/0! | #DIV/0!
[5 empty] | HV/LV | p/kWh |  |  | #DIV/0! | #DIV/0! | #DIV/0! | #DIV/0! | #DIV/0! | #DIV/0! | #DIV/0! | #DIV/0! | #DIV/0! | #DIV/0! | #DIV/0! | #DIV/0! | #DIV/0! | #DIV/0! | #DIV/0! | #DIV/0!
[5 empty] | LV circuits | p/kWh |  |  | #DIV/0! | #DIV/0! | #DIV/0! | #DIV/0! | #DIV/0! | #DIV/0! | #DIV/0! | #DIV/0! | #DIV/0! | #DIV/0! | #DIV/0! | #DIV/0! | #DIV/0! | #DIV/0! | #DIV/0! | #DIV/0!
Section 109-C: Unit rate 1
Calculates unit rate 1 value using formulae in Paragraphs 68 & 71
As explained in the User Guide, there is a deviation from the legal text for generation
[8 empty] | > | [16 empty] | Paragraphs 68 & 71
Asset costs
[5 empty] | Transmission exit | p/kWh |  |  | #DIV/0! | #DIV/0! | #DIV/0! | #DIV/0! | #DIV/0! | #DIV/0! | #DIV/0! | #DIV/0! | #DIV/0! | #DIV/0! | #DIV/0! | #DIV/0! | #DIV/0! | #DIV/0! | #DIV/0! | #DIV/0!
[5 empty] | GSPs | p/kWh |  |  | #DIV/0! | #DIV/0! | #DIV/0! | #DIV/0! | #DIV/0! | #DIV/0! | #DIV/0! | #DIV/0! | #DIV/0! | #DIV/0! | #DIV/0! | #DIV/0! | #DIV/0! | #DIV/0! | #DIV/0! | #DIV/0!
[5 empty] | 132kV | p/kWh |  |  | #DIV/0! | #DIV/0! | #DIV/0! | #DIV/0! | #DIV/0! | #DIV/0! | #DIV/0! | #DIV/0! | #DIV/0! | #DIV/0! | #DIV/0! | #DIV/0! | #DIV/0! | #DIV/0! | #DIV/0! | #DIV/0!
[5 empty] | 132kV/EHV | p/kWh |  |  | #DIV/0! | #DIV/0! | #DIV/0! | #DIV/0! | #DIV/0! | #DIV/0! | #DIV/0! | #DIV/0! | #DIV/0! | #DIV/0! | #DIV/0! | #DIV/0! | #DIV/0! | #DIV/0! | #DIV/0! | #DIV/0!
[5 empty] | EHV | p/kWh |  |  | #DIV/0! | #DIV/0! | #DIV/0! | #DIV/0! | #DIV/0! | #DIV/0! | #DIV/0! | #DIV/0! | #DIV/0! | #DIV/0! | #DIV/0! | #DIV/0! | #DIV/0! | #DIV/0! | #DIV/0! | #DIV/0!
[5 empty] | EHV/HV | p/kWh |  |  | #DIV/0! | #DIV/0! | #DIV/0! | #DIV/0! | #DIV/0! | #DIV/0! | #DIV/0! | #DIV/0! | #DIV/0! | #DIV/0! | #DIV/0! | #DIV/0! | #DIV/0! | #DIV/0! | #DIV/0! | #DIV/0!
[5 empty] | 132kV/HV | p/kWh |  |  | #DIV/0! | #DIV/0! | #DIV/0! | #DIV/0! | #DIV/0! | #DIV/0! | #DIV/0! | #DIV/0! | #DIV/0! | #DIV/0! | #DIV/0! | #DIV/0! | #DIV/0! | #DIV/0! | #DIV/0! | #DIV/0!
[5 empty] | HV | p/kWh |  |  | #DIV/0! | #DIV/0! | #DIV/0! | #DIV/0! | #DIV/0! | #DIV/0! | #DIV/0! | #DIV/0! | #DIV/0! | #DIV/0! | #DIV/0! | #DIV/0! | #DIV/0! | #DIV/0! | #DIV/0! | #DIV/0!
[5 empty] | HV/LV | p/kWh |  |  | #DIV/0! | #DIV/0! | #DIV/0! | #DIV/0! | #DIV/0! | #DIV/0! | #DIV/0! | #DIV/0! | #DIV/0! | #DIV/0! | #DIV/0! | #DIV/0! | #DIV/0! | #DIV/0! | #DIV/0! | #DIV/0!
[5 empty] | LV circuits | p/kWh |  |  | #DIV/0! | #DIV/0! | #DIV/0! | #DIV/0! | #DIV/0! | #DIV/0! | #DIV/0! | #DIV/0! | #DIV/0! | #DIV/0! | #DIV/0! | #DIV/0! | #DIV/0! | #DIV/0! | #DIV/0! | #DIV/0!
Other operating costs
[5 empty] | Transmission exit | p/kWh |  |  | #DIV/0! | #DIV/0! | #DIV/0! | #DIV/0! | #DIV/0! | #DIV/0! | #DIV/0! | #DIV/0! | #DIV/0! | #DIV/0! | #DIV/0! | #DIV/0! | #DIV/0! | #DIV/0! | #DIV/0! | #DIV/0!
[5 empty] | GSPs | p/kWh |  |  | #DIV/0! | #DIV/0! | #DIV/0! | #DIV/0! | #DIV/0! | #DIV/0! | #DIV/0! | #DIV/0! | #DIV/0! | #DIV/0! | #DIV/0! | #DIV/0! | #DIV/0! | #DIV/0! | #DIV/0! | #DIV/0!
[5 empty] | 132kV | p/kWh |  |  | #DIV/0! | #DIV/0! | #DIV/0! | #DIV/0! | #DIV/0! | #DIV/0! | #DIV/0! | #DIV/0! | #DIV/0! | #DIV/0! | #DIV/0! | #DIV/0! | #DIV/0! | #DIV/0! | #DIV/0! | #DIV/0!
[5 empty] | 132kV/EHV | p/kWh |  |  | #DIV/0! | #DIV/0! | #DIV/0! | #DIV/0! | #DIV/0! | #DIV/0! | #DIV/0! | #DIV/0! | #DIV/0! | #DIV/0! | #DIV/0! | #DIV/0! | #DIV/0! | #DIV/0! | #DIV/0! | #DIV/0!
[5 empty] | EHV | p/kWh |  |  | #DIV/0! | #DIV/0! | #DIV/0! | #DIV/0! | #DIV/0! | #DIV/0! | #DIV/0! | #DIV/0! | #DIV/0! | #DIV/0! | #DIV/0! | #DIV/0! | #DIV/0! | #DIV/0! | #DIV/0! | #DIV/0!
[5 empty] | EHV/HV | p/kWh |  |  | #DIV/0! | #DIV/0! | #DIV/0! | #DIV/0! | #DIV/0! | #DIV/0! | #DIV/0! | #DIV/0! | #DIV/0! | #DIV/0! | #DIV/0! | #DIV/0! | #DIV/0! | #DIV/0! | #DIV/0! | #DIV/0!
[5 empty] | 132kV/HV | p/kWh |  |  | #DIV/0! | #DIV/0! | #DIV/0! | #DIV/0! | #DIV/0! | #DIV/0! | #DIV/0! | #DIV/0! | #DIV/0! | #DIV/0! | #DIV/0! | #DIV/0! | #DIV/0! | #DIV/0! | #DIV/0! | #DIV/0!
[5 empty] | HV | p/kWh |  |  | #DIV/0! | #DIV/0! | #DIV/0! | #DIV/0! | #DIV/0! | #DIV/0! | #DIV/0! | #DIV/0! | #DIV/0! | #DIV/0! | #DIV/0! | #DIV/0! | #DIV/0! | #DIV/0! | #DIV/0! | #DIV/0!
[5 empty] | HV/LV | p/kWh |  |  | #DIV/0! | #DIV/0! | #DIV/0! | #DIV/0! | #DIV/0! | #DIV/0! | #DIV/0! | #DIV/0! | #DIV/0! | #DIV/0! | #DIV/0! | #DIV/0! | #DIV/0! | #DIV/0! | #DIV/0! | #DIV/0!
[5 empty] | LV circuits | p/kWh |  |  | #DIV/0! | #DIV/0! | #DIV/0! | #DIV/0! | #DIV/0! | #DIV/0! | #DIV/0! | #DIV/0! | #DIV/0! | #DIV/0! | #DIV/0! | #DIV/0! | #DIV/0! | #DIV/0! | #DIV/0! | #DIV/0!
Section 109-D: Unit rate 2
Calculates unit rate 2 value using formulae in Paragraph 68 & 71
As explained in the User Guide, there is a deviation from the legal text for generation
[8 empty] | > | [16 empty] | Paragraphs 68 & 71
Asset costs
[5 empty] | Transmission exit | p/kWh |  |  | #DIV/0! | #DIV/0! | #DIV/0! | #DIV/0! | #DIV/0! | #DIV/0! | #DIV/0! | #DIV/0! | #DIV/0! | #DIV/0! | #DIV/0! | #DIV/0! | #DIV/0! | #DIV/0! | #DIV/0! | #DIV/0!
[5 empty] | GSPs | p/kWh |  |  | #DIV/0! | #DIV/0! | #DIV/0! | #DIV/0! | #DIV/0! | #DIV/0! | #DIV/0! | #DIV/0! | #DIV/0! | #DIV/0! | #DIV/0! | #DIV/0! | #DIV/0! | #DIV/0! | #DIV/0! | #DIV/0!
[5 empty] | 132kV | p/kWh |  |  | #DIV/0! | #DIV/0! | #DIV/0! | #DIV/0! | #DIV/0! | #DIV/0! | #DIV/0! | #DIV/0! | #DIV/0! | #DIV/0! | #DIV/0! | #DIV/0! | #DIV/0! | #DIV/0! | #DIV/0! | #DIV/0!
[5 empty] | 132kV/EHV | p/kWh |  |  | #DIV/0! | #DIV/0! | #DIV/0! | #DIV/0! | #DIV/0! | #DIV/0! | #DIV/0! | #DIV/0! | #DIV/0! | #DIV/0! | #DIV/0! | #DIV/0! | #DIV/0! | #DIV/0! | #DIV/0! | #DIV/0!
[5 empty] | EHV | p/kWh |  |  | #DIV/0! | #DIV/0! | #DIV/0! | #DIV/0! | #DIV/0! | #DIV/0! | #DIV/0! | #DIV/0! | #DIV/0! | #DIV/0! | #DIV/0! | #DIV/0! | #DIV/0! | #DIV/0! | #DIV/0! | #DIV/0!
[5 empty] | EHV/HV | p/kWh |  |  | #DIV/0! | #DIV/0! | #DIV/0! | #DIV/0! | #DIV/0! | #DIV/0! | #DIV/0! | #DIV/0! | #DIV/0! | #DIV/0! | #DIV/0! | #DIV/0! | #DIV/0! | #DIV/0! | #DIV/0! | #DIV/0!
[5 empty] | 132kV/HV | p/kWh |  |  | #DIV/0! | #DIV/0! | #DIV/0! | #DIV/0! | #DIV/0! | #DIV/0! | #DIV/0! | #DIV/0! | #DIV/0! | #DIV/0! | #DIV/0! | #DIV/0! | #DIV/0! | #DIV/0! | #DIV/0! | #DIV/0!
[5 empty] | HV | p/kWh |  |  | #DIV/0! | #DIV/0! | #DIV/0! | #DIV/0! | #DIV/0! | #DIV/0! | #DIV/0! | #DIV/0! | #DIV/0! | #DIV/0! | #DIV/0! | #DIV/0! | #DIV/0! | #DIV/0! | #DIV/0! | #DIV/0!
[5 empty] | HV/LV | p/kWh |  |  | #DIV/0! | #DIV/0! | #DIV/0! | #DIV/0! | #DIV/0! | #DIV/0! | #DIV/0! | #DIV/0! | #DIV/0! | #DIV/0! | #DIV/0! | #DIV/0! | #DIV/0! | #DIV/0! | #DIV/0! | #DIV/0!
[5 empty] | LV circuits | p/kWh |  |  | #DIV/0! | #DIV/0! | #DIV/0! | #DIV/0! | #DIV/0! | #DIV/0! | #DIV/0! | #DIV/0! | #DIV/0! | #DIV/0! | #DIV/0! | #DIV/0! | #DIV/0! | #DIV/0! | #DIV/0! | #DIV/0!
Other operating costs
[5 empty] | Transmission exit | p/kWh |  |  | #DIV/0! | #DIV/0! | #DIV/0! | #DIV/0! | #DIV/0! | #DIV/0! | #DIV/0! | #DIV/0! | #DIV/0! | #DIV/0! | #DIV/0! | #DIV/0! | #DIV/0! | #DIV/0! | #DIV/0! | #DIV/0!
[5 empty] | GSPs | p/kWh |  |  | #DIV/0! | #DIV/0! | #DIV/0! | #DIV/0! | #DIV/0! | #DIV/0! | #DIV/0! | #DIV/0! | #DIV/0! | #DIV/0! | #DIV/0! | #DIV/0! | #DIV/0! | #DIV/0! | #DIV/0! | #DIV/0!
[5 empty] | 132kV | p/kWh |  |  | #DIV/0! | #DIV/0! | #DIV/0! | #DIV/0! | #DIV/0! | #DIV/0! | #DIV/0! | #DIV/0! | #DIV/0! | #DIV/0! | #DIV/0! | #DIV/0! | #DIV/0! | #DIV/0! | #DIV/0! | #DIV/0!
[5 empty] | 132kV/EHV | p/kWh |  |  | #DIV/0! | #DIV/0! | #DIV/0! | #DIV/0! | #DIV/0! | #DIV/0! | #DIV/0! | #DIV/0! | #DIV/0! | #DIV/0! | #DIV/0! | #DIV/0! | #DIV/0! | #DIV/0! | #DIV/0! | #DIV/0!
[5 empty] | EHV | p/kWh |  |  | #DIV/0! | #DIV/0! | #DIV/0! | #DIV/0! | #DIV/0! | #DIV/0! | #DIV/0! | #DIV/0! | #DIV/0! | #DIV/0! | #DIV/0! | #DIV/0! | #DIV/0! | #DIV/0! | #DIV/0! | #DIV/0!
[5 empty] | EHV/HV | p/kWh |  |  | #DIV/0! | #DIV/0! | #DIV/0! | #DIV/0! | #DIV/0! | #DIV/0! | #DIV/0! | #DIV/0! | #DIV/0! | #DIV/0! | #DIV/0! | #DIV/0! | #DIV/0! | #DIV/0! | #DIV/0! | #DIV/0!
[5 empty] | 132kV/HV | p/kWh |  |  | #DIV/0! | #DIV/0! | #DIV/0! | #DIV/0! | #DIV/0! | #DIV/0! | #DIV/0! | #DIV/0! | #DIV/0! | #DIV/0! | #DIV/0! | #DIV/0! | #DIV/0! | #DIV/0! | #DIV/0! | #DIV/0!
[5 empty] | HV | p/kWh |  |  | #DIV/0! | #DIV/0! | #DIV/0! | #DIV/0! | #DIV/0! | #DIV/0! | #DIV/0! | #DIV/0! | #DIV/0! | #DIV/0! | #DIV/0! | #DIV/0! | #DIV/0! | #DIV/0! | #DIV/0! | #DIV/0!
[5 empty] | HV/LV | p/kWh |  |  | #DIV/0! | #DIV/0! | #DIV/0! | #DIV/0! | #DIV/0! | #DIV/0! | #DIV/0! | #DIV/0! | #DIV/0! | #DIV/0! | #DIV/0! | #DIV/0! | #DIV/0! | #DIV/0! | #DIV/0! | #DIV/0!
[5 empty] | LV circuits | p/kWh |  |  | #DIV/0! | #DIV/0! | #DIV/0! | #DIV/0! | #DIV/0! | #DIV/0! | #DIV/0! | #DIV/0! | #DIV/0! | #DIV/0! | #DIV/0! | #DIV/0! | #DIV/0! | #DIV/0! | #DIV/0! | #DIV/0!
Section 109-E: Unit rate 3
|  | Calculates unit rate 3 value using formulae in Paragraph 68 & 71 | [5 empty] | > | [16 empty] | Paragraphs 68 & 71
As explained in the User Guide, there is a deviation from the current legal text for generation
Asset costs
[5 empty] | Transmission exit | p/kWh |  |  | #DIV/0! | #DIV/0! | #DIV/0! | #DIV/0! | #DIV/0! | #DIV/0! | #DIV/0! | #DIV/0! | #DIV/0! | #DIV/0! | #DIV/0! | #DIV/0! | #DIV/0! | #DIV/0! | #DIV/0! | #DIV/0!
[5 empty] | GSPs | p/kWh |  |  | #DIV/0! | #DIV/0! | #DIV/0! | #DIV/0! | #DIV/0! | #DIV/0! | #DIV/0! | #DIV/0! | #DIV/0! | #DIV/0! | #DIV/0! | #DIV/0! | #DIV/0! | #DIV/0! | #DIV/0! | #DIV/0!
[5 empty] | 132kV | p/kWh |  |  | #DIV/0! | #DIV/0! | #DIV/0! | #DIV/0! | #DIV/0! | #DIV/0! | #DIV/0! | #DIV/0! | #DIV/0! | #DIV/0! | #DIV/0! | #DIV/0! | #DIV/0! | #DIV/0! | #DIV/0! | #DIV/0!
[5 empty] | 132kV/EHV | p/kWh |  |  | #DIV/0! | #DIV/0! | #DIV/0! | #DIV/0! | #DIV/0! | #DIV/0! | #DIV/0! | #DIV/0! | #DIV/0! | #DIV/0! | #DIV/0! | #DIV/0! | #DIV/0! | #DIV/0! | #DIV/0! | #DIV/0!
[5 empty] | EHV | p/kWh |  |  | #DIV/0! | #DIV/0! | #DIV/0! | #DIV/0! | #DIV/0! | #DIV/0! | #DIV/0! | #DIV/0! | #DIV/0! | #DIV/0! | #DIV/0! | #DIV/0! | #DIV/0! | #DIV/0! | #DIV/0! | #DIV/0!
[5 empty] | EHV/HV | p/kWh |  |  | #DIV/0! | #DIV/0! | #DIV/0! | #DIV/0! | #DIV/0! | #DIV/0! | #DIV/0! | #DIV/0! | #DIV/0! | #DIV/0! | #DIV/0! | #DIV/0! | #DIV/0! | #DIV/0! | #DIV/0! | #DIV/0!
[5 empty] | 132kV/HV | p/kWh |  |  | #DIV/0! | #DIV/0! | #DIV/0! | #DIV/0! | #DIV/0! | #DIV/0! | #DIV/0! | #DIV/0! | #DIV/0! | #DIV/0! | #DIV/0! | #DIV/0! | #DIV/0! | #DIV/0! | #DIV/0! | #DIV/0!
[5 empty] | HV | p/kWh |  |  | #DIV/0! | #DIV/0! | #DIV/0! | #DIV/0! | #DIV/0! | #DIV/0! | #DIV/0! | #DIV/0! | #DIV/0! | #DIV/0! | #DIV/0! | #DIV/0! | #DIV/0! | #DIV/0! | #DIV/0! | #DIV/0!
[5 empty] | HV/LV | p/kWh |  |  | #DIV/0! | #DIV/0! | #DIV/0! | #DIV/0! | #DIV/0! | #DIV/0! | #DIV/0! | #DIV/0! | #DIV/0! | #DIV/0! | #DIV/0! | #DIV/0! | #DIV/0! | #DIV/0! | #DIV/0! | #DIV/0!
[5 empty] | LV circuits | p/kWh |  |  | #DIV/0! | #DIV/0! | #DIV/0! | #DIV/0! | #DIV/0! | #DIV/0! | #DIV/0! | #DIV/0! | #DIV/0! | #DIV/0! | #DIV/0! | #DIV/0! | #DIV/0! | #DIV/0! | #DIV/0! | #DIV/0!
Other operating costs
[5 empty] | Transmission exit | p/kWh |  |  | #DIV/0! | #DIV/0! | #DIV/0! | #DIV/0! | #DIV/0! | #DIV/0! | #DIV/0! | #DIV/0! | #DIV/0! | #DIV/0! | #DIV/0! | #DIV/0! | #DIV/0! | #DIV/0! | #DIV/0! | #DIV/0!
[5 empty] | GSPs | p/kWh |  |  | #DIV/0! | #DIV/0! | #DIV/0! | #DIV/0! | #DIV/0! | #DIV/0! | #DIV/0! | #DIV/0! | #DIV/0! | #DIV/0! | #DIV/0! | #DIV/0! | #DIV/0! | #DIV/0! | #DIV/0! | #DIV/0!
[5 empty] | 132kV | p/kWh |  |  | #DIV/0! | #DIV/0! | #DIV/0! | #DIV/0! | #DIV/0! | #DIV/0! | #DIV/0! | #DIV/0! | #DIV/0! | #DIV/0! | #DIV/0! | #DIV/0! | #DIV/0! | #DIV/0! | #DIV/0! | #DIV/0!
[5 empty] | 132kV/EHV | p/kWh |  |  | #DIV/0! | #DIV/0! | #DIV/0! | #DIV/0! | #DIV/0! | #DIV/0! | #DIV/0! | #DIV/0! | #DIV/0! | #DIV/0! | #DIV/0! | #DIV/0! | #DIV/0! | #DIV/0! | #DIV/0! | #DIV/0!
[5 empty] | EHV | p/kWh |  |  | #DIV/0! | #DIV/0! | #DIV/0! | #DIV/0! | #DIV/0! | #DIV/0! | #DIV/0! | #DIV/0! | #DIV/0! | #DIV/0! | #DIV/0! | #DIV/0! | #DIV/0! | #DIV/0! | #DIV/0! | #DIV/0!
[5 empty] | EHV/HV | p/kWh |  |  | #DIV/0! | #DIV/0! | #DIV/0! | #DIV/0! | #DIV/0! | #DIV/0! | #DIV/0! | #DIV/0! | #DIV/0! | #DIV/0! | #DIV/0! | #DIV/0! | #DIV/0! | #DIV/0! | #DIV/0! | #DIV/0!
[5 empty] | 132kV/HV | p/kWh |  |  | #DIV/0! | #DIV/0! | #DIV/0! | #DIV/0! | #DIV/0! | #DIV/0! | #DIV/0! | #DIV/0! | #DIV/0! | #DIV/0! | #DIV/0! | #DIV/0! | #DIV/0! | #DIV/0! | #DIV/0! | #DIV/0!
[5 empty] | HV | p/kWh |  |  | #DIV/0! | #DIV/0! | #DIV/0! | #DIV/0! | #DIV/0! | #DIV/0! | #DIV/0! | #DIV/0! | #DIV/0! | #DIV/0! | #DIV/0! | #DIV/0! | #DIV/0! | #DIV/0! | #DIV/0! | #DIV/0!
[5 empty] | HV/LV | p/kWh |  |  | #DIV/0! | #DIV/0! | #DIV/0! | #DIV/0! | #DIV/0! | #DIV/0! | #DIV/0! | #DIV/0! | #DIV/0! | #DIV/0! | #DIV/0! | #DIV/0! | #DIV/0! | #DIV/0! | #DIV/0! | #DIV/0!
[5 empty] | LV circuits | p/kWh |  |  | #DIV/0! | #DIV/0! | #DIV/0! | #DIV/0! | #DIV/0! | #DIV/0! | #DIV/0! | #DIV/0! | #DIV/0! | #DIV/0! | #DIV/0! | #DIV/0! | #DIV/0! | #DIV/0! | #DIV/0! | #DIV/0!
Checks
Other checks
|  |  |  | Check for error values |  | number of issues | 1785
|  |  |  | Non-zero tariff check |  | number of issues | 0 |  | 0 | 0 | 0 | 0 | 0 | 0 | 0 | 0 | 0 | 0 | 0 | 0 | 0 | 0 | 0 | 0
|  |  |  | Check summary |  | number of issues | 1785
End of sheet

## Service model charges
Service model charges
[enter DNO name] - [enter data version name]
CDCM charging model - Pre-release v10 - 2025/26
36 issues identified in checks on this sheet
| Click here to return to model map |  |  |  | Units | Constants |  | Domestic Aggregated or CT | Domestic Aggregated (Related MPAN) | Non-Domestic Aggregated or CT | Non-Domestic Aggregated (Related MPAN) | LV Site Specific | LV Sub Site Specific | HV Site Specific | Unmetered Supplies | LV Generation Aggregated | LV Sub Generation Aggregated | LV Generation Site Specific | LV Generation Site Specific no RP Charge | LV Sub Generation Site Specific | LV Sub Generation Site Specific no RP Charge | HV Generation Site Specific | HV Generation Site Specific no RP Charge | Legal text reference
Description
This sheet calculates costs allocated to service models.
Costs allocated to service models are attributed to either fixed charges, or to unit charges (in the case
of UMS customers).
Inputs to service model charge calculation
Brings in inputs used in allocation of costs to service models.
Section 110-A: Inputs to service model charge calculation
|  |  | Annuity rate |  | % | #DIV/0!
|  |  | Other operating costs for allocation |  | £ per year | 0
|  |  | Notional asset value |  | £ per year | #DIV/0!
Service model asset values
This table pulls in service model costs per customer (or per MWh for UMS)
|  |  |  | LV customers | £ per MPAN |  |  | 0 | 0 | 0 | 0 | 0 | 0 | 0 |  | 0 | 0 | 0 | 0 | 0 | 0 | 0 | 0
|  |  |  | HV customers | £ per MPAN |  |  | 0 | 0 | 0 | 0 | 0 | 0 | 0 |  | 0 | 0 | 0 | 0 | 0 | 0 | 0 | 0
|  |  |  | LV UMS customers | £/MWh/year | [9 empty] | 0
Allocation of service model costs
This section allocates other operating costs to service model customers
Section 110-B: Calculation of other operating expenditure per £ of notional asset value
|  |  | Other operating expenditure per £ of notional asset value |  | £ | #DIV/0! | > | [16 empty] | Paragraphs 66, 85 & 86
Section 110-C: Calculation of service model charges
LV and HV added to fixed charges in 'Fixed charges' tab. For UMS, added to unit rates in 'Unit rate charges' tab.
|  |  | Operating expenditure for customer assets |  |  |  | > | [16 empty] | Paragraphs 66 & 85
|  |  |  | LV customers | p/MPAN/day |  |  | #DIV/0! | #DIV/0! | #DIV/0! | #DIV/0! | #DIV/0! | #DIV/0! | #DIV/0! | #DIV/0! | #DIV/0! | #DIV/0! | #DIV/0! | #DIV/0! | #DIV/0! | #DIV/0! | #DIV/0! | #DIV/0!
|  |  |  | HV customers | p/MPAN/day |  |  | #DIV/0! | #DIV/0! | #DIV/0! | #DIV/0! | #DIV/0! | #DIV/0! | #DIV/0! | #DIV/0! | #DIV/0! | #DIV/0! | #DIV/0! | #DIV/0! | #DIV/0! | #DIV/0! | #DIV/0! | #DIV/0!
|  |  |  | LV UMS customers | p/kWh | [9 empty] | #DIV/0!
Checks
|  |  | Check for error values |  | number of issues | 36
End of sheet

## Unit rate charges
Unit rate charges
[enter DNO name] - [enter data version name]
CDCM charging model - Pre-release v10 - 2025/26
1974 issues identified in checks on this sheet
| Click here to return to model map |  |  |  | Units | Constants |  | Domestic Aggregated or CT | Domestic Aggregated (Related MPAN) | Non-Domestic Aggregated or CT | Non-Domestic Aggregated (Related MPAN) | LV Site Specific | LV Sub Site Specific | HV Site Specific | Unmetered Supplies | LV Generation Aggregated | LV Sub Generation Aggregated | LV Generation Site Specific | LV Generation Site Specific no RP Charge | LV Sub Generation Site Specific | LV Sub Generation Site Specific no RP Charge | HV Generation Site Specific | HV Generation Site Specific no RP Charge | Legal text reference
Description
This sheet adjusts unit rates 1, 2 and 3 to account for costs that will be recovered through fixed
or capacity charges instead. This is done by multiplying unit rates by (1 - [standing charge factors]).
Where these factors are greater than zero, unit charges are reduced; where they are equal
to one, unit charges will be zero.
Unit rates 1, 2 and 3, are summarised at the bottom. These are scaled later in the model for revenue matching.
Inputs to unit rate charge calculations
Brings in inputs used in the application of standing charges to unit rates
Section 111-A: Initial unit rate 1
Asset costs
|  |  |  | Transmission exit | p/kWh |  |  | #DIV/0! | #DIV/0! | #DIV/0! | #DIV/0! | #DIV/0! | #DIV/0! | #DIV/0! | #DIV/0! | #DIV/0! | #DIV/0! | #DIV/0! | #DIV/0! | #DIV/0! | #DIV/0! | #DIV/0! | #DIV/0!
|  |  |  | GSPs | p/kWh |  |  | #DIV/0! | #DIV/0! | #DIV/0! | #DIV/0! | #DIV/0! | #DIV/0! | #DIV/0! | #DIV/0! | #DIV/0! | #DIV/0! | #DIV/0! | #DIV/0! | #DIV/0! | #DIV/0! | #DIV/0! | #DIV/0!
|  |  |  | 132kV | p/kWh |  |  | #DIV/0! | #DIV/0! | #DIV/0! | #DIV/0! | #DIV/0! | #DIV/0! | #DIV/0! | #DIV/0! | #DIV/0! | #DIV/0! | #DIV/0! | #DIV/0! | #DIV/0! | #DIV/0! | #DIV/0! | #DIV/0!
|  |  |  | 132kV/EHV | p/kWh |  |  | #DIV/0! | #DIV/0! | #DIV/0! | #DIV/0! | #DIV/0! | #DIV/0! | #DIV/0! | #DIV/0! | #DIV/0! | #DIV/0! | #DIV/0! | #DIV/0! | #DIV/0! | #DIV/0! | #DIV/0! | #DIV/0!
|  |  |  | EHV | p/kWh |  |  | #DIV/0! | #DIV/0! | #DIV/0! | #DIV/0! | #DIV/0! | #DIV/0! | #DIV/0! | #DIV/0! | #DIV/0! | #DIV/0! | #DIV/0! | #DIV/0! | #DIV/0! | #DIV/0! | #DIV/0! | #DIV/0!
|  |  |  | EHV/HV | p/kWh |  |  | #DIV/0! | #DIV/0! | #DIV/0! | #DIV/0! | #DIV/0! | #DIV/0! | #DIV/0! | #DIV/0! | #DIV/0! | #DIV/0! | #DIV/0! | #DIV/0! | #DIV/0! | #DIV/0! | #DIV/0! | #DIV/0!
|  |  |  | 132kV/HV | p/kWh |  |  | #DIV/0! | #DIV/0! | #DIV/0! | #DIV/0! | #DIV/0! | #DIV/0! | #DIV/0! | #DIV/0! | #DIV/0! | #DIV/0! | #DIV/0! | #DIV/0! | #DIV/0! | #DIV/0! | #DIV/0! | #DIV/0!
|  |  |  | HV | p/kWh |  |  | #DIV/0! | #DIV/0! | #DIV/0! | #DIV/0! | #DIV/0! | #DIV/0! | #DIV/0! | #DIV/0! | #DIV/0! | #DIV/0! | #DIV/0! | #DIV/0! | #DIV/0! | #DIV/0! | #DIV/0! | #DIV/0!
|  |  |  | HV/LV | p/kWh |  |  | #DIV/0! | #DIV/0! | #DIV/0! | #DIV/0! | #DIV/0! | #DIV/0! | #DIV/0! | #DIV/0! | #DIV/0! | #DIV/0! | #DIV/0! | #DIV/0! | #DIV/0! | #DIV/0! | #DIV/0! | #DIV/0!
|  |  |  | LV circuits | p/kWh |  |  | #DIV/0! | #DIV/0! | #DIV/0! | #DIV/0! | #DIV/0! | #DIV/0! | #DIV/0! | #DIV/0! | #DIV/0! | #DIV/0! | #DIV/0! | #DIV/0! | #DIV/0! | #DIV/0! | #DIV/0! | #DIV/0!
|  |  |  | LV customers | p/kWh
|  |  |  | HV customers | p/kWh
Other operating costs
|  |  |  | Transmission exit | p/kWh |  |  | #DIV/0! | #DIV/0! | #DIV/0! | #DIV/0! | #DIV/0! | #DIV/0! | #DIV/0! | #DIV/0! | #DIV/0! | #DIV/0! | #DIV/0! | #DIV/0! | #DIV/0! | #DIV/0! | #DIV/0! | #DIV/0!
|  |  |  | GSPs | p/kWh |  |  | #DIV/0! | #DIV/0! | #DIV/0! | #DIV/0! | #DIV/0! | #DIV/0! | #DIV/0! | #DIV/0! | #DIV/0! | #DIV/0! | #DIV/0! | #DIV/0! | #DIV/0! | #DIV/0! | #DIV/0! | #DIV/0!
|  |  |  | 132kV | p/kWh |  |  | #DIV/0! | #DIV/0! | #DIV/0! | #DIV/0! | #DIV/0! | #DIV/0! | #DIV/0! | #DIV/0! | #DIV/0! | #DIV/0! | #DIV/0! | #DIV/0! | #DIV/0! | #DIV/0! | #DIV/0! | #DIV/0!
|  |  |  | 132kV/EHV | p/kWh |  |  | #DIV/0! | #DIV/0! | #DIV/0! | #DIV/0! | #DIV/0! | #DIV/0! | #DIV/0! | #DIV/0! | #DIV/0! | #DIV/0! | #DIV/0! | #DIV/0! | #DIV/0! | #DIV/0! | #DIV/0! | #DIV/0!
|  |  |  | EHV | p/kWh |  |  | #DIV/0! | #DIV/0! | #DIV/0! | #DIV/0! | #DIV/0! | #DIV/0! | #DIV/0! | #DIV/0! | #DIV/0! | #DIV/0! | #DIV/0! | #DIV/0! | #DIV/0! | #DIV/0! | #DIV/0! | #DIV/0!
|  |  |  | EHV/HV | p/kWh |  |  | #DIV/0! | #DIV/0! | #DIV/0! | #DIV/0! | #DIV/0! | #DIV/0! | #DIV/0! | #DIV/0! | #DIV/0! | #DIV/0! | #DIV/0! | #DIV/0! | #DIV/0! | #DIV/0! | #DIV/0! | #DIV/0!
|  |  |  | 132kV/HV | p/kWh |  |  | #DIV/0! | #DIV/0! | #DIV/0! | #DIV/0! | #DIV/0! | #DIV/0! | #DIV/0! | #DIV/0! | #DIV/0! | #DIV/0! | #DIV/0! | #DIV/0! | #DIV/0! | #DIV/0! | #DIV/0! | #DIV/0!
|  |  |  | HV | p/kWh |  |  | #DIV/0! | #DIV/0! | #DIV/0! | #DIV/0! | #DIV/0! | #DIV/0! | #DIV/0! | #DIV/0! | #DIV/0! | #DIV/0! | #DIV/0! | #DIV/0! | #DIV/0! | #DIV/0! | #DIV/0! | #DIV/0!
|  |  |  | HV/LV | p/kWh |  |  | #DIV/0! | #DIV/0! | #DIV/0! | #DIV/0! | #DIV/0! | #DIV/0! | #DIV/0! | #DIV/0! | #DIV/0! | #DIV/0! | #DIV/0! | #DIV/0! | #DIV/0! | #DIV/0! | #DIV/0! | #DIV/0!
|  |  |  | LV circuits | p/kWh |  |  | #DIV/0! | #DIV/0! | #DIV/0! | #DIV/0! | #DIV/0! | #DIV/0! | #DIV/0! | #DIV/0! | #DIV/0! | #DIV/0! | #DIV/0! | #DIV/0! | #DIV/0! | #DIV/0! | #DIV/0! | #DIV/0!
|  |  |  | LV customers | p/kWh |  | > | [7 empty] | #DIV/0! | [8 empty] | Paragraph 86
|  |  |  | HV customers | p/kWh
Section 111-B: Initial unit rate 2
Asset costs
|  |  |  | Transmission exit | p/kWh |  |  | #DIV/0! | #DIV/0! | #DIV/0! | #DIV/0! | #DIV/0! | #DIV/0! | #DIV/0! | #DIV/0! | #DIV/0! | #DIV/0! | #DIV/0! | #DIV/0! | #DIV/0! | #DIV/0! | #DIV/0! | #DIV/0!
|  |  |  | GSPs | p/kWh |  |  | #DIV/0! | #DIV/0! | #DIV/0! | #DIV/0! | #DIV/0! | #DIV/0! | #DIV/0! | #DIV/0! | #DIV/0! | #DIV/0! | #DIV/0! | #DIV/0! | #DIV/0! | #DIV/0! | #DIV/0! | #DIV/0!
|  |  |  | 132kV | p/kWh |  |  | #DIV/0! | #DIV/0! | #DIV/0! | #DIV/0! | #DIV/0! | #DIV/0! | #DIV/0! | #DIV/0! | #DIV/0! | #DIV/0! | #DIV/0! | #DIV/0! | #DIV/0! | #DIV/0! | #DIV/0! | #DIV/0!
|  |  |  | 132kV/EHV | p/kWh |  |  | #DIV/0! | #DIV/0! | #DIV/0! | #DIV/0! | #DIV/0! | #DIV/0! | #DIV/0! | #DIV/0! | #DIV/0! | #DIV/0! | #DIV/0! | #DIV/0! | #DIV/0! | #DIV/0! | #DIV/0! | #DIV/0!
|  |  |  | EHV | p/kWh |  |  | #DIV/0! | #DIV/0! | #DIV/0! | #DIV/0! | #DIV/0! | #DIV/0! | #DIV/0! | #DIV/0! | #DIV/0! | #DIV/0! | #DIV/0! | #DIV/0! | #DIV/0! | #DIV/0! | #DIV/0! | #DIV/0!
|  |  |  | EHV/HV | p/kWh |  |  | #DIV/0! | #DIV/0! | #DIV/0! | #DIV/0! | #DIV/0! | #DIV/0! | #DIV/0! | #DIV/0! | #DIV/0! | #DIV/0! | #DIV/0! | #DIV/0! | #DIV/0! | #DIV/0! | #DIV/0! | #DIV/0!
|  |  |  | 132kV/HV | p/kWh |  |  | #DIV/0! | #DIV/0! | #DIV/0! | #DIV/0! | #DIV/0! | #DIV/0! | #DIV/0! | #DIV/0! | #DIV/0! | #DIV/0! | #DIV/0! | #DIV/0! | #DIV/0! | #DIV/0! | #DIV/0! | #DIV/0!
|  |  |  | HV | p/kWh |  |  | #DIV/0! | #DIV/0! | #DIV/0! | #DIV/0! | #DIV/0! | #DIV/0! | #DIV/0! | #DIV/0! | #DIV/0! | #DIV/0! | #DIV/0! | #DIV/0! | #DIV/0! | #DIV/0! | #DIV/0! | #DIV/0!
|  |  |  | HV/LV | p/kWh |  |  | #DIV/0! | #DIV/0! | #DIV/0! | #DIV/0! | #DIV/0! | #DIV/0! | #DIV/0! | #DIV/0! | #DIV/0! | #DIV/0! | #DIV/0! | #DIV/0! | #DIV/0! | #DIV/0! | #DIV/0! | #DIV/0!
|  |  |  | LV circuits | p/kWh |  |  | #DIV/0! | #DIV/0! | #DIV/0! | #DIV/0! | #DIV/0! | #DIV/0! | #DIV/0! | #DIV/0! | #DIV/0! | #DIV/0! | #DIV/0! | #DIV/0! | #DIV/0! | #DIV/0! | #DIV/0! | #DIV/0!
|  |  |  | LV customers | p/kWh
|  |  |  | HV customers | p/kWh
Other operating costs
|  |  |  | Transmission exit | p/kWh |  |  | #DIV/0! | #DIV/0! | #DIV/0! | #DIV/0! | #DIV/0! | #DIV/0! | #DIV/0! | #DIV/0! | #DIV/0! | #DIV/0! | #DIV/0! | #DIV/0! | #DIV/0! | #DIV/0! | #DIV/0! | #DIV/0!
|  |  |  | GSPs | p/kWh |  |  | #DIV/0! | #DIV/0! | #DIV/0! | #DIV/0! | #DIV/0! | #DIV/0! | #DIV/0! | #DIV/0! | #DIV/0! | #DIV/0! | #DIV/0! | #DIV/0! | #DIV/0! | #DIV/0! | #DIV/0! | #DIV/0!
|  |  |  | 132kV | p/kWh |  |  | #DIV/0! | #DIV/0! | #DIV/0! | #DIV/0! | #DIV/0! | #DIV/0! | #DIV/0! | #DIV/0! | #DIV/0! | #DIV/0! | #DIV/0! | #DIV/0! | #DIV/0! | #DIV/0! | #DIV/0! | #DIV/0!
|  |  |  | 132kV/EHV | p/kWh |  |  | #DIV/0! | #DIV/0! | #DIV/0! | #DIV/0! | #DIV/0! | #DIV/0! | #DIV/0! | #DIV/0! | #DIV/0! | #DIV/0! | #DIV/0! | #DIV/0! | #DIV/0! | #DIV/0! | #DIV/0! | #DIV/0!
|  |  |  | EHV | p/kWh |  |  | #DIV/0! | #DIV/0! | #DIV/0! | #DIV/0! | #DIV/0! | #DIV/0! | #DIV/0! | #DIV/0! | #DIV/0! | #DIV/0! | #DIV/0! | #DIV/0! | #DIV/0! | #DIV/0! | #DIV/0! | #DIV/0!
|  |  |  | EHV/HV | p/kWh |  |  | #DIV/0! | #DIV/0! | #DIV/0! | #DIV/0! | #DIV/0! | #DIV/0! | #DIV/0! | #DIV/0! | #DIV/0! | #DIV/0! | #DIV/0! | #DIV/0! | #DIV/0! | #DIV/0! | #DIV/0! | #DIV/0!
|  |  |  | 132kV/HV | p/kWh |  |  | #DIV/0! | #DIV/0! | #DIV/0! | #DIV/0! | #DIV/0! | #DIV/0! | #DIV/0! | #DIV/0! | #DIV/0! | #DIV/0! | #DIV/0! | #DIV/0! | #DIV/0! | #DIV/0! | #DIV/0! | #DIV/0!
|  |  |  | HV | p/kWh |  |  | #DIV/0! | #DIV/0! | #DIV/0! | #DIV/0! | #DIV/0! | #DIV/0! | #DIV/0! | #DIV/0! | #DIV/0! | #DIV/0! | #DIV/0! | #DIV/0! | #DIV/0! | #DIV/0! | #DIV/0! | #DIV/0!
|  |  |  | HV/LV | p/kWh |  |  | #DIV/0! | #DIV/0! | #DIV/0! | #DIV/0! | #DIV/0! | #DIV/0! | #DIV/0! | #DIV/0! | #DIV/0! | #DIV/0! | #DIV/0! | #DIV/0! | #DIV/0! | #DIV/0! | #DIV/0! | #DIV/0!
|  |  |  | LV circuits | p/kWh |  |  | #DIV/0! | #DIV/0! | #DIV/0! | #DIV/0! | #DIV/0! | #DIV/0! | #DIV/0! | #DIV/0! | #DIV/0! | #DIV/0! | #DIV/0! | #DIV/0! | #DIV/0! | #DIV/0! | #DIV/0! | #DIV/0!
|  |  |  | LV customers | p/kWh |  | > | [7 empty] | #DIV/0! | [8 empty] | Paragraph 86
|  |  |  | HV customers | p/kWh
Section 111-C: Initial unit rate 3
Asset costs
|  |  |  | Transmission exit | p/kWh |  |  | #DIV/0! | #DIV/0! | #DIV/0! | #DIV/0! | #DIV/0! | #DIV/0! | #DIV/0! | #DIV/0! | #DIV/0! | #DIV/0! | #DIV/0! | #DIV/0! | #DIV/0! | #DIV/0! | #DIV/0! | #DIV/0!
|  |  |  | GSPs | p/kWh |  |  | #DIV/0! | #DIV/0! | #DIV/0! | #DIV/0! | #DIV/0! | #DIV/0! | #DIV/0! | #DIV/0! | #DIV/0! | #DIV/0! | #DIV/0! | #DIV/0! | #DIV/0! | #DIV/0! | #DIV/0! | #DIV/0!
|  |  |  | 132kV | p/kWh |  |  | #DIV/0! | #DIV/0! | #DIV/0! | #DIV/0! | #DIV/0! | #DIV/0! | #DIV/0! | #DIV/0! | #DIV/0! | #DIV/0! | #DIV/0! | #DIV/0! | #DIV/0! | #DIV/0! | #DIV/0! | #DIV/0!
|  |  |  | 132kV/EHV | p/kWh |  |  | #DIV/0! | #DIV/0! | #DIV/0! | #DIV/0! | #DIV/0! | #DIV/0! | #DIV/0! | #DIV/0! | #DIV/0! | #DIV/0! | #DIV/0! | #DIV/0! | #DIV/0! | #DIV/0! | #DIV/0! | #DIV/0!
|  |  |  | EHV | p/kWh |  |  | #DIV/0! | #DIV/0! | #DIV/0! | #DIV/0! | #DIV/0! | #DIV/0! | #DIV/0! | #DIV/0! | #DIV/0! | #DIV/0! | #DIV/0! | #DIV/0! | #DIV/0! | #DIV/0! | #DIV/0! | #DIV/0!
|  |  |  | EHV/HV | p/kWh |  |  | #DIV/0! | #DIV/0! | #DIV/0! | #DIV/0! | #DIV/0! | #DIV/0! | #DIV/0! | #DIV/0! | #DIV/0! | #DIV/0! | #DIV/0! | #DIV/0! | #DIV/0! | #DIV/0! | #DIV/0! | #DIV/0!
|  |  |  | 132kV/HV | p/kWh |  |  | #DIV/0! | #DIV/0! | #DIV/0! | #DIV/0! | #DIV/0! | #DIV/0! | #DIV/0! | #DIV/0! | #DIV/0! | #DIV/0! | #DIV/0! | #DIV/0! | #DIV/0! | #DIV/0! | #DIV/0! | #DIV/0!
|  |  |  | HV | p/kWh |  |  | #DIV/0! | #DIV/0! | #DIV/0! | #DIV/0! | #DIV/0! | #DIV/0! | #DIV/0! | #DIV/0! | #DIV/0! | #DIV/0! | #DIV/0! | #DIV/0! | #DIV/0! | #DIV/0! | #DIV/0! | #DIV/0!
|  |  |  | HV/LV | p/kWh |  |  | #DIV/0! | #DIV/0! | #DIV/0! | #DIV/0! | #DIV/0! | #DIV/0! | #DIV/0! | #DIV/0! | #DIV/0! | #DIV/0! | #DIV/0! | #DIV/0! | #DIV/0! | #DIV/0! | #DIV/0! | #DIV/0!
|  |  |  | LV circuits | p/kWh |  |  | #DIV/0! | #DIV/0! | #DIV/0! | #DIV/0! | #DIV/0! | #DIV/0! | #DIV/0! | #DIV/0! | #DIV/0! | #DIV/0! | #DIV/0! | #DIV/0! | #DIV/0! | #DIV/0! | #DIV/0! | #DIV/0!
|  |  |  | LV customers | p/kWh
|  |  |  | HV customers | p/kWh
Other operating costs
|  |  |  | Transmission exit | p/kWh |  |  | #DIV/0! | #DIV/0! | #DIV/0! | #DIV/0! | #DIV/0! | #DIV/0! | #DIV/0! | #DIV/0! | #DIV/0! | #DIV/0! | #DIV/0! | #DIV/0! | #DIV/0! | #DIV/0! | #DIV/0! | #DIV/0!
|  |  |  | GSPs | p/kWh |  |  | #DIV/0! | #DIV/0! | #DIV/0! | #DIV/0! | #DIV/0! | #DIV/0! | #DIV/0! | #DIV/0! | #DIV/0! | #DIV/0! | #DIV/0! | #DIV/0! | #DIV/0! | #DIV/0! | #DIV/0! | #DIV/0!
|  |  |  | 132kV | p/kWh |  |  | #DIV/0! | #DIV/0! | #DIV/0! | #DIV/0! | #DIV/0! | #DIV/0! | #DIV/0! | #DIV/0! | #DIV/0! | #DIV/0! | #DIV/0! | #DIV/0! | #DIV/0! | #DIV/0! | #DIV/0! | #DIV/0!
|  |  |  | 132kV/EHV | p/kWh |  |  | #DIV/0! | #DIV/0! | #DIV/0! | #DIV/0! | #DIV/0! | #DIV/0! | #DIV/0! | #DIV/0! | #DIV/0! | #DIV/0! | #DIV/0! | #DIV/0! | #DIV/0! | #DIV/0! | #DIV/0! | #DIV/0!
|  |  |  | EHV | p/kWh |  |  | #DIV/0! | #DIV/0! | #DIV/0! | #DIV/0! | #DIV/0! | #DIV/0! | #DIV/0! | #DIV/0! | #DIV/0! | #DIV/0! | #DIV/0! | #DIV/0! | #DIV/0! | #DIV/0! | #DIV/0! | #DIV/0!
|  |  |  | EHV/HV | p/kWh |  |  | #DIV/0! | #DIV/0! | #DIV/0! | #DIV/0! | #DIV/0! | #DIV/0! | #DIV/0! | #DIV/0! | #DIV/0! | #DIV/0! | #DIV/0! | #DIV/0! | #DIV/0! | #DIV/0! | #DIV/0! | #DIV/0!
|  |  |  | 132kV/HV | p/kWh |  |  | #DIV/0! | #DIV/0! | #DIV/0! | #DIV/0! | #DIV/0! | #DIV/0! | #DIV/0! | #DIV/0! | #DIV/0! | #DIV/0! | #DIV/0! | #DIV/0! | #DIV/0! | #DIV/0! | #DIV/0! | #DIV/0!
|  |  |  | HV | p/kWh |  |  | #DIV/0! | #DIV/0! | #DIV/0! | #DIV/0! | #DIV/0! | #DIV/0! | #DIV/0! | #DIV/0! | #DIV/0! | #DIV/0! | #DIV/0! | #DIV/0! | #DIV/0! | #DIV/0! | #DIV/0! | #DIV/0!
|  |  |  | HV/LV | p/kWh |  |  | #DIV/0! | #DIV/0! | #DIV/0! | #DIV/0! | #DIV/0! | #DIV/0! | #DIV/0! | #DIV/0! | #DIV/0! | #DIV/0! | #DIV/0! | #DIV/0! | #DIV/0! | #DIV/0! | #DIV/0! | #DIV/0!
|  |  |  | LV circuits | p/kWh |  |  | #DIV/0! | #DIV/0! | #DIV/0! | #DIV/0! | #DIV/0! | #DIV/0! | #DIV/0! | #DIV/0! | #DIV/0! | #DIV/0! | #DIV/0! | #DIV/0! | #DIV/0! | #DIV/0! | #DIV/0! | #DIV/0!
|  |  |  | LV customers | p/kWh |  | > | [7 empty] | #DIV/0! | [8 empty] | Paragraph 86
|  |  |  | HV customers | p/kWh
Section 111-D: Standing charge factors
|  |  | Standing charge factors |  |  |  | > | [16 empty] | Paragraph 74
|  |  |  | GSPs | % |  |  | 0% | 0% | 0% | 0% | 0% | 0% | 0% | 0% | 0% | 0% | 0% | 0% | 0% | 0% | 0% | 0%
|  |  |  | 132kV | % |  |  | 0% | 0% | 0% | 0% | 0% | 0% | 0% | 0% | 0% | 0% | 0% | 0% | 0% | 0% | 0% | 0%
|  |  |  | 132kV/EHV | % |  |  | 0% | 0% | 0% | 0% | 0% | 0% | 0% | 0% | 0% | 0% | 0% | 0% | 0% | 0% | 0% | 0%
|  |  |  | EHV | % |  |  | 0% | 0% | 0% | 0% | 0% | 0% | 20% | 0% | 0% | 0% | 0% | 0% | 0% | 0% | 0% | 0%
|  |  |  | EHV/HV | % |  |  | 0% | 0% | 0% | 0% | 0% | 0% | 100% | 0% | 0% | 0% | 0% | 0% | 0% | 0% | 0% | 0%
|  |  |  | 132kV/HV | % |  |  | 0% | 0% | 0% | 0% | 0% | 0% | 100% | 0% | 0% | 0% | 0% | 0% | 0% | 0% | 0% | 0%
|  |  |  | HV | % |  |  | 0% | 0% | 0% | 0% | 20% | 100% | 100% | 0% | 0% | 0% | 0% | 0% | 0% | 0% | 0% | 0%
|  |  |  | HV/LV | % |  |  | 0% | 0% | 0% | 0% | 100% | 100% | 0% | 0% | 0% | 0% | 0% | 0% | 0% | 0% | 0% | 0%
|  |  |  | LV circuits | % |  |  | 100% | 100% | 100% | 100% | 100% | 0% | 0% | 0% | 0% | 0% | 0% | 0% | 0% | 0% | 0% | 0%
Application of standing charges to unit rates
Section 111-E: Contributions to unit rate 1 p/kWh by network level (taking account of standing charges)
[7 empty] | > | [16 empty] | Paragraph 77
Asset costs
|  |  |  | Transmission exit | p/kWh |  |  | #DIV/0! | #DIV/0! | #DIV/0! | #DIV/0! | #DIV/0! | #DIV/0! | #DIV/0! | #DIV/0! | #DIV/0! | #DIV/0! | #DIV/0! | #DIV/0! | #DIV/0! | #DIV/0! | #DIV/0! | #DIV/0!
|  |  |  | GSPs | p/kWh |  |  | #DIV/0! | #DIV/0! | #DIV/0! | #DIV/0! | #DIV/0! | #DIV/0! | #DIV/0! | #DIV/0! | #DIV/0! | #DIV/0! | #DIV/0! | #DIV/0! | #DIV/0! | #DIV/0! | #DIV/0! | #DIV/0!
|  |  |  | 132kV | p/kWh |  |  | #DIV/0! | #DIV/0! | #DIV/0! | #DIV/0! | #DIV/0! | #DIV/0! | #DIV/0! | #DIV/0! | #DIV/0! | #DIV/0! | #DIV/0! | #DIV/0! | #DIV/0! | #DIV/0! | #DIV/0! | #DIV/0!
|  |  |  | 132kV/EHV | p/kWh |  |  | #DIV/0! | #DIV/0! | #DIV/0! | #DIV/0! | #DIV/0! | #DIV/0! | #DIV/0! | #DIV/0! | #DIV/0! | #DIV/0! | #DIV/0! | #DIV/0! | #DIV/0! | #DIV/0! | #DIV/0! | #DIV/0!
|  |  |  | EHV | p/kWh |  |  | #DIV/0! | #DIV/0! | #DIV/0! | #DIV/0! | #DIV/0! | #DIV/0! | #DIV/0! | #DIV/0! | #DIV/0! | #DIV/0! | #DIV/0! | #DIV/0! | #DIV/0! | #DIV/0! | #DIV/0! | #DIV/0!
|  |  |  | EHV/HV | p/kWh |  |  | #DIV/0! | #DIV/0! | #DIV/0! | #DIV/0! | #DIV/0! | #DIV/0! | #DIV/0! | #DIV/0! | #DIV/0! | #DIV/0! | #DIV/0! | #DIV/0! | #DIV/0! | #DIV/0! | #DIV/0! | #DIV/0!
|  |  |  | 132kV/HV | p/kWh |  |  | #DIV/0! | #DIV/0! | #DIV/0! | #DIV/0! | #DIV/0! | #DIV/0! | #DIV/0! | #DIV/0! | #DIV/0! | #DIV/0! | #DIV/0! | #DIV/0! | #DIV/0! | #DIV/0! | #DIV/0! | #DIV/0!
|  |  |  | HV | p/kWh |  |  | #DIV/0! | #DIV/0! | #DIV/0! | #DIV/0! | #DIV/0! | #DIV/0! | #DIV/0! | #DIV/0! | #DIV/0! | #DIV/0! | #DIV/0! | #DIV/0! | #DIV/0! | #DIV/0! | #DIV/0! | #DIV/0!
|  |  |  | HV/LV | p/kWh |  |  | #DIV/0! | #DIV/0! | #DIV/0! | #DIV/0! | #DIV/0! | #DIV/0! | #DIV/0! | #DIV/0! | #DIV/0! | #DIV/0! | #DIV/0! | #DIV/0! | #DIV/0! | #DIV/0! | #DIV/0! | #DIV/0!
|  |  |  | LV circuits | p/kWh |  |  | #DIV/0! | #DIV/0! | #DIV/0! | #DIV/0! | #DIV/0! | #DIV/0! | #DIV/0! | #DIV/0! | #DIV/0! | #DIV/0! | #DIV/0! | #DIV/0! | #DIV/0! | #DIV/0! | #DIV/0! | #DIV/0!
|  |  |  | LV customers | p/kWh
|  |  |  | HV customers | p/kWh
Other operating costs
|  |  |  | Transmission exit | p/kWh |  |  | #DIV/0! | #DIV/0! | #DIV/0! | #DIV/0! | #DIV/0! | #DIV/0! | #DIV/0! | #DIV/0! | #DIV/0! | #DIV/0! | #DIV/0! | #DIV/0! | #DIV/0! | #DIV/0! | #DIV/0! | #DIV/0!
|  |  |  | GSPs | p/kWh |  |  | #DIV/0! | #DIV/0! | #DIV/0! | #DIV/0! | #DIV/0! | #DIV/0! | #DIV/0! | #DIV/0! | #DIV/0! | #DIV/0! | #DIV/0! | #DIV/0! | #DIV/0! | #DIV/0! | #DIV/0! | #DIV/0!
|  |  |  | 132kV | p/kWh |  |  | #DIV/0! | #DIV/0! | #DIV/0! | #DIV/0! | #DIV/0! | #DIV/0! | #DIV/0! | #DIV/0! | #DIV/0! | #DIV/0! | #DIV/0! | #DIV/0! | #DIV/0! | #DIV/0! | #DIV/0! | #DIV/0!
|  |  |  | 132kV/EHV | p/kWh |  |  | #DIV/0! | #DIV/0! | #DIV/0! | #DIV/0! | #DIV/0! | #DIV/0! | #DIV/0! | #DIV/0! | #DIV/0! | #DIV/0! | #DIV/0! | #DIV/0! | #DIV/0! | #DIV/0! | #DIV/0! | #DIV/0!
|  |  |  | EHV | p/kWh |  |  | #DIV/0! | #DIV/0! | #DIV/0! | #DIV/0! | #DIV/0! | #DIV/0! | #DIV/0! | #DIV/0! | #DIV/0! | #DIV/0! | #DIV/0! | #DIV/0! | #DIV/0! | #DIV/0! | #DIV/0! | #DIV/0!
|  |  |  | EHV/HV | p/kWh |  |  | #DIV/0! | #DIV/0! | #DIV/0! | #DIV/0! | #DIV/0! | #DIV/0! | #DIV/0! | #DIV/0! | #DIV/0! | #DIV/0! | #DIV/0! | #DIV/0! | #DIV/0! | #DIV/0! | #DIV/0! | #DIV/0!
|  |  |  | 132kV/HV | p/kWh |  |  | #DIV/0! | #DIV/0! | #DIV/0! | #DIV/0! | #DIV/0! | #DIV/0! | #DIV/0! | #DIV/0! | #DIV/0! | #DIV/0! | #DIV/0! | #DIV/0! | #DIV/0! | #DIV/0! | #DIV/0! | #DIV/0!
|  |  |  | HV | p/kWh |  |  | #DIV/0! | #DIV/0! | #DIV/0! | #DIV/0! | #DIV/0! | #DIV/0! | #DIV/0! | #DIV/0! | #DIV/0! | #DIV/0! | #DIV/0! | #DIV/0! | #DIV/0! | #DIV/0! | #DIV/0! | #DIV/0!
|  |  |  | HV/LV | p/kWh |  |  | #DIV/0! | #DIV/0! | #DIV/0! | #DIV/0! | #DIV/0! | #DIV/0! | #DIV/0! | #DIV/0! | #DIV/0! | #DIV/0! | #DIV/0! | #DIV/0! | #DIV/0! | #DIV/0! | #DIV/0! | #DIV/0!
|  |  |  | LV circuits | p/kWh |  |  | #DIV/0! | #DIV/0! | #DIV/0! | #DIV/0! | #DIV/0! | #DIV/0! | #DIV/0! | #DIV/0! | #DIV/0! | #DIV/0! | #DIV/0! | #DIV/0! | #DIV/0! | #DIV/0! | #DIV/0! | #DIV/0!
|  |  |  | LV customers | p/kWh |  | > | [7 empty] | #DIV/0! | [8 empty] | Paragraph 86
|  |  |  | HV customers | p/kWh
Section 111-F: Contributions to unit rate 2 p/kWh by network level (taking account of standing charges)
[7 empty] | > | [16 empty] | Paragraph 77
Asset costs
|  |  |  | Transmission exit | p/kWh |  |  | #DIV/0! | #DIV/0! | #DIV/0! | #DIV/0! | #DIV/0! | #DIV/0! | #DIV/0! | #DIV/0! | #DIV/0! | #DIV/0! | #DIV/0! | #DIV/0! | #DIV/0! | #DIV/0! | #DIV/0! | #DIV/0!
|  |  |  | GSPs | p/kWh |  |  | #DIV/0! | #DIV/0! | #DIV/0! | #DIV/0! | #DIV/0! | #DIV/0! | #DIV/0! | #DIV/0! | #DIV/0! | #DIV/0! | #DIV/0! | #DIV/0! | #DIV/0! | #DIV/0! | #DIV/0! | #DIV/0!
|  |  |  | 132kV | p/kWh |  |  | #DIV/0! | #DIV/0! | #DIV/0! | #DIV/0! | #DIV/0! | #DIV/0! | #DIV/0! | #DIV/0! | #DIV/0! | #DIV/0! | #DIV/0! | #DIV/0! | #DIV/0! | #DIV/0! | #DIV/0! | #DIV/0!
|  |  |  | 132kV/EHV | p/kWh |  |  | #DIV/0! | #DIV/0! | #DIV/0! | #DIV/0! | #DIV/0! | #DIV/0! | #DIV/0! | #DIV/0! | #DIV/0! | #DIV/0! | #DIV/0! | #DIV/0! | #DIV/0! | #DIV/0! | #DIV/0! | #DIV/0!
|  |  |  | EHV | p/kWh |  |  | #DIV/0! | #DIV/0! | #DIV/0! | #DIV/0! | #DIV/0! | #DIV/0! | #DIV/0! | #DIV/0! | #DIV/0! | #DIV/0! | #DIV/0! | #DIV/0! | #DIV/0! | #DIV/0! | #DIV/0! | #DIV/0!
|  |  |  | EHV/HV | p/kWh |  |  | #DIV/0! | #DIV/0! | #DIV/0! | #DIV/0! | #DIV/0! | #DIV/0! | #DIV/0! | #DIV/0! | #DIV/0! | #DIV/0! | #DIV/0! | #DIV/0! | #DIV/0! | #DIV/0! | #DIV/0! | #DIV/0!
|  |  |  | 132kV/HV | p/kWh |  |  | #DIV/0! | #DIV/0! | #DIV/0! | #DIV/0! | #DIV/0! | #DIV/0! | #DIV/0! | #DIV/0! | #DIV/0! | #DIV/0! | #DIV/0! | #DIV/0! | #DIV/0! | #DIV/0! | #DIV/0! | #DIV/0!
|  |  |  | HV | p/kWh |  |  | #DIV/0! | #DIV/0! | #DIV/0! | #DIV/0! | #DIV/0! | #DIV/0! | #DIV/0! | #DIV/0! | #DIV/0! | #DIV/0! | #DIV/0! | #DIV/0! | #DIV/0! | #DIV/0! | #DIV/0! | #DIV/0!
|  |  |  | HV/LV | p/kWh |  |  | #DIV/0! | #DIV/0! | #DIV/0! | #DIV/0! | #DIV/0! | #DIV/0! | #DIV/0! | #DIV/0! | #DIV/0! | #DIV/0! | #DIV/0! | #DIV/0! | #DIV/0! | #DIV/0! | #DIV/0! | #DIV/0!
|  |  |  | LV circuits | p/kWh |  |  | #DIV/0! | #DIV/0! | #DIV/0! | #DIV/0! | #DIV/0! | #DIV/0! | #DIV/0! | #DIV/0! | #DIV/0! | #DIV/0! | #DIV/0! | #DIV/0! | #DIV/0! | #DIV/0! | #DIV/0! | #DIV/0!
|  |  |  | LV customers | p/kWh
|  |  |  | HV customers | p/kWh
Other operating costs
|  |  |  | Transmission exit | p/kWh |  |  | #DIV/0! | #DIV/0! | #DIV/0! | #DIV/0! | #DIV/0! | #DIV/0! | #DIV/0! | #DIV/0! | #DIV/0! | #DIV/0! | #DIV/0! | #DIV/0! | #DIV/0! | #DIV/0! | #DIV/0! | #DIV/0!
|  |  |  | GSPs | p/kWh |  |  | #DIV/0! | #DIV/0! | #DIV/0! | #DIV/0! | #DIV/0! | #DIV/0! | #DIV/0! | #DIV/0! | #DIV/0! | #DIV/0! | #DIV/0! | #DIV/0! | #DIV/0! | #DIV/0! | #DIV/0! | #DIV/0!
|  |  |  | 132kV | p/kWh |  |  | #DIV/0! | #DIV/0! | #DIV/0! | #DIV/0! | #DIV/0! | #DIV/0! | #DIV/0! | #DIV/0! | #DIV/0! | #DIV/0! | #DIV/0! | #DIV/0! | #DIV/0! | #DIV/0! | #DIV/0! | #DIV/0!
|  |  |  | 132kV/EHV | p/kWh |  |  | #DIV/0! | #DIV/0! | #DIV/0! | #DIV/0! | #DIV/0! | #DIV/0! | #DIV/0! | #DIV/0! | #DIV/0! | #DIV/0! | #DIV/0! | #DIV/0! | #DIV/0! | #DIV/0! | #DIV/0! | #DIV/0!
|  |  |  | EHV | p/kWh |  |  | #DIV/0! | #DIV/0! | #DIV/0! | #DIV/0! | #DIV/0! | #DIV/0! | #DIV/0! | #DIV/0! | #DIV/0! | #DIV/0! | #DIV/0! | #DIV/0! | #DIV/0! | #DIV/0! | #DIV/0! | #DIV/0!
|  |  |  | EHV/HV | p/kWh |  |  | #DIV/0! | #DIV/0! | #DIV/0! | #DIV/0! | #DIV/0! | #DIV/0! | #DIV/0! | #DIV/0! | #DIV/0! | #DIV/0! | #DIV/0! | #DIV/0! | #DIV/0! | #DIV/0! | #DIV/0! | #DIV/0!
|  |  |  | 132kV/HV | p/kWh |  |  | #DIV/0! | #DIV/0! | #DIV/0! | #DIV/0! | #DIV/0! | #DIV/0! | #DIV/0! | #DIV/0! | #DIV/0! | #DIV/0! | #DIV/0! | #DIV/0! | #DIV/0! | #DIV/0! | #DIV/0! | #DIV/0!
|  |  |  | HV | p/kWh |  |  | #DIV/0! | #DIV/0! | #DIV/0! | #DIV/0! | #DIV/0! | #DIV/0! | #DIV/0! | #DIV/0! | #DIV/0! | #DIV/0! | #DIV/0! | #DIV/0! | #DIV/0! | #DIV/0! | #DIV/0! | #DIV/0!
|  |  |  | HV/LV | p/kWh |  |  | #DIV/0! | #DIV/0! | #DIV/0! | #DIV/0! | #DIV/0! | #DIV/0! | #DIV/0! | #DIV/0! | #DIV/0! | #DIV/0! | #DIV/0! | #DIV/0! | #DIV/0! | #DIV/0! | #DIV/0! | #DIV/0!
|  |  |  | LV circuits | p/kWh |  |  | #DIV/0! | #DIV/0! | #DIV/0! | #DIV/0! | #DIV/0! | #DIV/0! | #DIV/0! | #DIV/0! | #DIV/0! | #DIV/0! | #DIV/0! | #DIV/0! | #DIV/0! | #DIV/0! | #DIV/0! | #DIV/0!
|  |  |  | LV customers | p/kWh |  | > | [7 empty] | #DIV/0! | [8 empty] | Paragraph 86
|  |  |  | HV customers | p/kWh
Section 111-G: Contributions to unit rate 3 p/kWh by network level (taking account of standing charges)
[7 empty] | > | [16 empty] | Paragraph 77
Asset costs
|  |  |  | Transmission exit | p/kWh |  |  | #DIV/0! | #DIV/0! | #DIV/0! | #DIV/0! | #DIV/0! | #DIV/0! | #DIV/0! | #DIV/0! | #DIV/0! | #DIV/0! | #DIV/0! | #DIV/0! | #DIV/0! | #DIV/0! | #DIV/0! | #DIV/0!
|  |  |  | GSPs | p/kWh |  |  | #DIV/0! | #DIV/0! | #DIV/0! | #DIV/0! | #DIV/0! | #DIV/0! | #DIV/0! | #DIV/0! | #DIV/0! | #DIV/0! | #DIV/0! | #DIV/0! | #DIV/0! | #DIV/0! | #DIV/0! | #DIV/0!
|  |  |  | 132kV | p/kWh |  |  | #DIV/0! | #DIV/0! | #DIV/0! | #DIV/0! | #DIV/0! | #DIV/0! | #DIV/0! | #DIV/0! | #DIV/0! | #DIV/0! | #DIV/0! | #DIV/0! | #DIV/0! | #DIV/0! | #DIV/0! | #DIV/0!
|  |  |  | 132kV/EHV | p/kWh |  |  | #DIV/0! | #DIV/0! | #DIV/0! | #DIV/0! | #DIV/0! | #DIV/0! | #DIV/0! | #DIV/0! | #DIV/0! | #DIV/0! | #DIV/0! | #DIV/0! | #DIV/0! | #DIV/0! | #DIV/0! | #DIV/0!
|  |  |  | EHV | p/kWh |  |  | #DIV/0! | #DIV/0! | #DIV/0! | #DIV/0! | #DIV/0! | #DIV/0! | #DIV/0! | #DIV/0! | #DIV/0! | #DIV/0! | #DIV/0! | #DIV/0! | #DIV/0! | #DIV/0! | #DIV/0! | #DIV/0!
|  |  |  | EHV/HV | p/kWh |  |  | #DIV/0! | #DIV/0! | #DIV/0! | #DIV/0! | #DIV/0! | #DIV/0! | #DIV/0! | #DIV/0! | #DIV/0! | #DIV/0! | #DIV/0! | #DIV/0! | #DIV/0! | #DIV/0! | #DIV/0! | #DIV/0!
|  |  |  | 132kV/HV | p/kWh |  |  | #DIV/0! | #DIV/0! | #DIV/0! | #DIV/0! | #DIV/0! | #DIV/0! | #DIV/0! | #DIV/0! | #DIV/0! | #DIV/0! | #DIV/0! | #DIV/0! | #DIV/0! | #DIV/0! | #DIV/0! | #DIV/0!
|  |  |  | HV | p/kWh |  |  | #DIV/0! | #DIV/0! | #DIV/0! | #DIV/0! | #DIV/0! | #DIV/0! | #DIV/0! | #DIV/0! | #DIV/0! | #DIV/0! | #DIV/0! | #DIV/0! | #DIV/0! | #DIV/0! | #DIV/0! | #DIV/0!
|  |  |  | HV/LV | p/kWh |  |  | #DIV/0! | #DIV/0! | #DIV/0! | #DIV/0! | #DIV/0! | #DIV/0! | #DIV/0! | #DIV/0! | #DIV/0! | #DIV/0! | #DIV/0! | #DIV/0! | #DIV/0! | #DIV/0! | #DIV/0! | #DIV/0!
|  |  |  | LV circuits | p/kWh |  |  | #DIV/0! | #DIV/0! | #DIV/0! | #DIV/0! | #DIV/0! | #DIV/0! | #DIV/0! | #DIV/0! | #DIV/0! | #DIV/0! | #DIV/0! | #DIV/0! | #DIV/0! | #DIV/0! | #DIV/0! | #DIV/0!
|  |  |  | LV customers | p/kWh
|  |  |  | HV customers | p/kWh
Other operating costs
|  |  |  | Transmission exit | p/kWh |  |  | #DIV/0! | #DIV/0! | #DIV/0! | #DIV/0! | #DIV/0! | #DIV/0! | #DIV/0! | #DIV/0! | #DIV/0! | #DIV/0! | #DIV/0! | #DIV/0! | #DIV/0! | #DIV/0! | #DIV/0! | #DIV/0!
|  |  |  | GSPs | p/kWh |  |  | #DIV/0! | #DIV/0! | #DIV/0! | #DIV/0! | #DIV/0! | #DIV/0! | #DIV/0! | #DIV/0! | #DIV/0! | #DIV/0! | #DIV/0! | #DIV/0! | #DIV/0! | #DIV/0! | #DIV/0! | #DIV/0!
|  |  |  | 132kV | p/kWh |  |  | #DIV/0! | #DIV/0! | #DIV/0! | #DIV/0! | #DIV/0! | #DIV/0! | #DIV/0! | #DIV/0! | #DIV/0! | #DIV/0! | #DIV/0! | #DIV/0! | #DIV/0! | #DIV/0! | #DIV/0! | #DIV/0!
|  |  |  | 132kV/EHV | p/kWh |  |  | #DIV/0! | #DIV/0! | #DIV/0! | #DIV/0! | #DIV/0! | #DIV/0! | #DIV/0! | #DIV/0! | #DIV/0! | #DIV/0! | #DIV/0! | #DIV/0! | #DIV/0! | #DIV/0! | #DIV/0! | #DIV/0!
|  |  |  | EHV | p/kWh |  |  | #DIV/0! | #DIV/0! | #DIV/0! | #DIV/0! | #DIV/0! | #DIV/0! | #DIV/0! | #DIV/0! | #DIV/0! | #DIV/0! | #DIV/0! | #DIV/0! | #DIV/0! | #DIV/0! | #DIV/0! | #DIV/0!
|  |  |  | EHV/HV | p/kWh |  |  | #DIV/0! | #DIV/0! | #DIV/0! | #DIV/0! | #DIV/0! | #DIV/0! | #DIV/0! | #DIV/0! | #DIV/0! | #DIV/0! | #DIV/0! | #DIV/0! | #DIV/0! | #DIV/0! | #DIV/0! | #DIV/0!
|  |  |  | 132kV/HV | p/kWh |  |  | #DIV/0! | #DIV/0! | #DIV/0! | #DIV/0! | #DIV/0! | #DIV/0! | #DIV/0! | #DIV/0! | #DIV/0! | #DIV/0! | #DIV/0! | #DIV/0! | #DIV/0! | #DIV/0! | #DIV/0! | #DIV/0!
|  |  |  | HV | p/kWh |  |  | #DIV/0! | #DIV/0! | #DIV/0! | #DIV/0! | #DIV/0! | #DIV/0! | #DIV/0! | #DIV/0! | #DIV/0! | #DIV/0! | #DIV/0! | #DIV/0! | #DIV/0! | #DIV/0! | #DIV/0! | #DIV/0!
|  |  |  | HV/LV | p/kWh |  |  | #DIV/0! | #DIV/0! | #DIV/0! | #DIV/0! | #DIV/0! | #DIV/0! | #DIV/0! | #DIV/0! | #DIV/0! | #DIV/0! | #DIV/0! | #DIV/0! | #DIV/0! | #DIV/0! | #DIV/0! | #DIV/0!
|  |  |  | LV circuits | p/kWh |  |  | #DIV/0! | #DIV/0! | #DIV/0! | #DIV/0! | #DIV/0! | #DIV/0! | #DIV/0! | #DIV/0! | #DIV/0! | #DIV/0! | #DIV/0! | #DIV/0! | #DIV/0! | #DIV/0! | #DIV/0! | #DIV/0!
|  |  |  | LV customers | p/kWh |  | > | [7 empty] | #DIV/0! | [8 empty] | Paragraph 86
|  |  |  | HV customers | p/kWh
Section 111-H: Unit rates, post application of standing charges
Unit rates
|  |  |  | Total unit rate 1 | p/kWh |  |  | #DIV/0! | #DIV/0! | #DIV/0! | #DIV/0! | #DIV/0! | #DIV/0! | #DIV/0! | #DIV/0! | #DIV/0! | #DIV/0! | #DIV/0! | #DIV/0! | #DIV/0! | #DIV/0! | #DIV/0! | #DIV/0!
|  |  |  | Total unit rate 2 | p/kWh |  |  | #DIV/0! | #DIV/0! | #DIV/0! | #DIV/0! | #DIV/0! | #DIV/0! | #DIV/0! | #DIV/0! | #DIV/0! | #DIV/0! | #DIV/0! | #DIV/0! | #DIV/0! | #DIV/0! | #DIV/0! | #DIV/0!
|  |  |  | Total unit rate 3 | p/kWh |  |  | #DIV/0! | #DIV/0! | #DIV/0! | #DIV/0! | #DIV/0! | #DIV/0! | #DIV/0! | #DIV/0! | #DIV/0! | #DIV/0! | #DIV/0! | #DIV/0! | #DIV/0! | #DIV/0! | #DIV/0! | #DIV/0!
Checks
|  |  | Check for error values |  | number of issues | 1974
End of sheet

## Capacity charges
Capacity charges
[enter DNO name] - [enter data version name]
CDCM charging model - Pre-release v10 - 2025/26
754 issues identified in checks on this sheet
| Click here to return to model map |  |  |  |  | Units | Constants |  | Domestic Aggregated or CT | Domestic Aggregated (Related MPAN) | Non-Domestic Aggregated or CT | Non-Domestic Aggregated (Related MPAN) | LV Site Specific | LV Sub Site Specific | HV Site Specific | Unmetered Supplies | LV Generation Aggregated | LV Sub Generation Aggregated | LV Generation Site Specific | LV Generation Site Specific no RP Charge | LV Sub Generation Site Specific | LV Sub Generation Site Specific no RP Charge | HV Generation Site Specific | HV Generation Site Specific no RP Charge | Legal text reference
Description
For demand users (other than UMS), this sheet allocates unit rates to capacity charge elements
(p/kVA/day) in line with Paragraph 78.
As per DCUSA Schedule 16, Paragraphs 81 to 82, non half-hourly settled tariff forecast
recover capacity-related costs through a fixed charge (p/MPAN/day). For these tariff forecast, the
elements calculated here are further transformed into fixed charges on a separate sheet.
Exceeded capacity charges (p/kVA/day) are calculated for half-hourly settled tariff forecast in accordance with
Paragraph 81.
Inputs to capacity charge calculations
Section 112-A: Inputs to capacity charge calculations
Network model diversity factor
Uses re-calculated LV circuit value in line with Paragraph 80
[5 empty] | Transmission exit | % | 0%
[5 empty] | GSPs | % | 0%
[5 empty] | 132kV | % | 0%
[5 empty] | 132kV/EHV | % | 0%
[5 empty] | EHV | % | 0%
[5 empty] | EHV/HV | % | 0%
[5 empty] | 132kV/HV | % | 0%
[5 empty] | HV | % | 0%
[5 empty] | HV/LV | % | 0%
[5 empty] | LV circuits | % | #DIV/0!
[5 empty] | LV customers | %
[5 empty] | HV customers | %
Loss adjustment factor to transmission for each DRM network level
[5 empty] | Transmission exit | scalar | 0
[5 empty] | GSPs | scalar | 0
[5 empty] | 132kV | scalar | 0
[5 empty] | 132kV/EHV | scalar | 0
[5 empty] | EHV | scalar | 0
[5 empty] | EHV/HV | scalar | 0
[5 empty] | 132kV/HV | scalar | 0
[5 empty] | HV | scalar | 0
[5 empty] | HV/LV | scalar | 0
[5 empty] | LV circuits | scalar | 0
[5 empty] | LV customers | scalar
[5 empty] | HV customers | scalar
Network level assets per kW (simultaneous peak) per year
[5 empty] | Transmission exit | £/kW/year
[5 empty] | GSPs | £/kW/year
[5 empty] | 132kV | £/kW/year | #DIV/0!
[5 empty] | 132kV/EHV | £/kW/year | #DIV/0!
[5 empty] | EHV | £/kW/year | #DIV/0!
[5 empty] | EHV/HV | £/kW/year | #DIV/0!
[5 empty] | 132kV/HV | £/kW/year | #DIV/0!
[5 empty] | HV | £/kW/year | #DIV/0!
[5 empty] | HV/LV | £/kW/year | #DIV/0!
[5 empty] | LV circuits | £/kW/year | #DIV/0!
[5 empty] | LV customers | £/kW/year
[5 empty] | HV customers | £/kW/year
Other operating costs (excl. service models)
[5 empty] | Transmission exit | £/kW/year | #DIV/0!
[5 empty] | GSPs | £/kW/year | #DIV/0!
[5 empty] | 132kV | £/kW/year | #DIV/0!
[5 empty] | 132kV/EHV | £/kW/year | #DIV/0!
[5 empty] | EHV | £/kW/year | #DIV/0!
[5 empty] | EHV/HV | £/kW/year | #DIV/0!
[5 empty] | 132kV/HV | £/kW/year | #DIV/0!
[5 empty] | HV | £/kW/year | #DIV/0!
[5 empty] | HV/LV | £/kW/year | #DIV/0!
[5 empty] | LV circuits | £/kW/year | #DIV/0!
[5 empty] | LV customers | £/kW/year
[5 empty] | HV customers | £/kW/year
User loss factor (assuming generation does not contribute at level of connection)
These have been adjusted for the share of load going through 132/HV transformation
[5 empty] | Transmission exit | scalar |  |  | 0 | 0 | 0 | 0 | 0 | 0 | 0 | 0 | 0 | 0 | 0 | 0 | 0 | 0 | 0 | 0
[5 empty] | GSPs | scalar |  |  | 0 | 0 | 0 | 0 | 0 | 0 | 0 | 0 | 0 | 0 | 0 | 0 | 0 | 0 | 0 | 0
[5 empty] | 132kV | scalar |  |  | 0 | 0 | 0 | 0 | 0 | 0 | 0 | 0 | 0 | 0 | 0 | 0 | 0 | 0 | 0 | 0
[5 empty] | 132kV/EHV | scalar |  |  | 0 | 0 | 0 | 0 | 0 | 0 | 0 | 0 | 0 | 0 | 0 | 0 | 0 | 0 | 0 | 0
[5 empty] | EHV | scalar |  |  | 0 | 0 | 0 | 0 | 0 | 0 | 0 | 0 | 0 | 0 | 0 | 0 | 0 | 0 | 0 | 0
[5 empty] | EHV/HV | scalar |  |  | 0 | 0 | 0 | 0 | 0 | 0 | 0 | 0 | 0 | 0 | 0 | 0 | 0 | 0 | 0 | 0
[5 empty] | 132kV/HV | scalar |  |  | 0 | 0 | 0 | 0 | 0 | 0 | 0 | 0 | 0 | 0 | 0 | 0 | 0 | 0 | 0 | 0
[5 empty] | HV | scalar |  |  | 0 | 0 | 0 | 0 | 0 | 0 | 0 | 0 | 0 | 0 | 0 | 0 | 0 | 0 | 0 | 0
[5 empty] | HV/LV | scalar |  |  | 0 | 0 | 0 | 0 | 0 | 0 | 0 | 0 | 0 | 0 | 0 | 0 | 0 | 0 | 0 | 0
[5 empty] | LV circuits | scalar |  |  | 0 | 0 | 0 | 0 | 0 | 0 | 0 | 0 | 0 | 0 | 0 | 0 | 0 | 0 | 0 | 0
[5 empty] | LV customers | scalar
[5 empty] | HV customers | scalar
Standing charge factors
[5 empty] | GSPs | % |  |  | 0% | 0% | 0% | 0% | 0% | 0% | 0% | 0% | 0% | 0% | 0% | 0% | 0% | 0% | 0% | 0%
[5 empty] | 132kV | % |  |  | 0% | 0% | 0% | 0% | 0% | 0% | 0% | 0% | 0% | 0% | 0% | 0% | 0% | 0% | 0% | 0%
[5 empty] | 132kV/EHV | % |  |  | 0% | 0% | 0% | 0% | 0% | 0% | 0% | 0% | 0% | 0% | 0% | 0% | 0% | 0% | 0% | 0%
[5 empty] | EHV | % |  |  | 0% | 0% | 0% | 0% | 0% | 0% | 20% | 0% | 0% | 0% | 0% | 0% | 0% | 0% | 0% | 0%
[5 empty] | EHV/HV | % |  |  | 0% | 0% | 0% | 0% | 0% | 0% | 100% | 0% | 0% | 0% | 0% | 0% | 0% | 0% | 0% | 0%
[5 empty] | 132kV/HV | % |  |  | 0% | 0% | 0% | 0% | 0% | 0% | 100% | 0% | 0% | 0% | 0% | 0% | 0% | 0% | 0% | 0%
[5 empty] | HV | % |  |  | 0% | 0% | 0% | 0% | 20% | 100% | 100% | 0% | 0% | 0% | 0% | 0% | 0% | 0% | 0% | 0%
[5 empty] | HV/LV | % |  |  | 0% | 0% | 0% | 0% | 100% | 100% | 0% | 0% | 0% | 0% | 0% | 0% | 0% | 0% | 0% | 0%
[5 empty] | LV circuits | % |  |  | 100% | 100% | 100% | 100% | 100% | 0% | 0% | 0% | 0% | 0% | 0% | 0% | 0% | 0% | 0% | 0%
Customer contributions by network level
[5 empty] | Transmission exit | %
[5 empty] | GSPs | %
[5 empty] | 132kV | % |  |  | 0% | 0% | 0% | 0% | 0% | 0% | 0% | 0% | 0% | 0% | 0% | 0% | 0% | 0% | 0% | 0%
[5 empty] | 132kV/EHV | % |  |  | 0% | 0% | 0% | 0% | 0% | 0% | 0% | 0% | 0% | 0% | 0% | 0% | 0% | 0% | 0% | 0%
[5 empty] | EHV | % |  |  | 0% | 0% | 0% | 0% | 0% | 0% | 0% | 0% | 0% | 0% | 0% | 0% | 0% | 0% | 0% | 0%
[5 empty] | EHV/HV | % |  |  | 0% | 0% | 0% | 0% | 0% | 0% | 0% | 0% | 0% | 0% | 0% | 0% | 0% | 0% | 0% | 0%
[5 empty] | 132kV/HV | % |  |  | 0% | 0% | 0% | 0% | 0% | 0% | 0% | 0% | 0% | 0% | 0% | 0% | 0% | 0% | 0% | 0%
[5 empty] | HV | % |  |  | 0% | 0% | 0% | 0% | 0% | 0% | 0% | 0% | 0% | 0% | 0% | 0% | 0% | 0% | 0% | 0%
[5 empty] | HV/LV | % |  |  | 0% | 0% | 0% | 0% | 0% | 0% | 0% | 0% | 0% | 0% | 0% | 0% | 0% | 0% | 0% | 0%
[5 empty] | LV circuits | % |  |  | 0% | 0% | 0% | 0% | 0% | 0% | 0% | 0% | 0% | 0% | 0% | 0% | 0% | 0% | 0% | 0%
[5 empty] | LV customers | %
[5 empty] | HV customers | %
|  |  |  | Flag for applicability of capacity charges and exceeded capacity charges |  |  |  | > | [16 empty] | Paragraphs 141, 146 & 81 to 84
These flags are used to filter customers into those that receive capacity charges, exceeded
capacity charges, and fixed charges
[5 empty] | Capacity charge flag | 0 or 1 |  |  | 0 | 0 | 0 | 0 | 1 | 1 | 1 | 0 | 0 | 0 | 0 | 0 | 0 | 0 | 0 | 0
[5 empty] | Exceeded capacity charge flag | 0 or 1 |  |  | 0 | 0 | 0 | 0 | 1 | 1 | 1 | 0 | 0 | 0 | 0 | 0 | 0 | 0 | 0 | 0
[5 empty] | Capacity charge allocated to fixed charge | 0 or 1 |  |  | 1 | 0 | 1 | 0 | 0 | 0 | 0 | 0 | 0 | 0 | 0 | 0 | 0 | 0 | 0 | 0
Calculation of capacity charges
Calculates capacity element of charges in line with Paragraph 78
Section 112-B: Capacity-based charge elements (to be split between capacity & fixed charges)
|  |  |  | Asset costs |  |  |  | > | [16 empty] | Paragraph 73 and 78
[5 empty] | Transmission exit | p/kVA/day
[5 empty] | GSPs | p/kVA/day
[5 empty] | 132kV | p/kVA/day |  |  | #DIV/0! | #DIV/0! | #DIV/0! | #DIV/0! | #DIV/0! | #DIV/0! | #DIV/0! | #DIV/0!
[5 empty] | 132kV/EHV | p/kVA/day |  |  | #DIV/0! | #DIV/0! | #DIV/0! | #DIV/0! | #DIV/0! | #DIV/0! | #DIV/0! | #DIV/0!
[5 empty] | EHV | p/kVA/day |  |  | #DIV/0! | #DIV/0! | #DIV/0! | #DIV/0! | #DIV/0! | #DIV/0! | #DIV/0! | #DIV/0!
[5 empty] | EHV/HV | p/kVA/day |  |  | #DIV/0! | #DIV/0! | #DIV/0! | #DIV/0! | #DIV/0! | #DIV/0! | #DIV/0! | #DIV/0!
[5 empty] | 132kV/HV | p/kVA/day |  |  | #DIV/0! | #DIV/0! | #DIV/0! | #DIV/0! | #DIV/0! | #DIV/0! | #DIV/0! | #DIV/0!
[5 empty] | HV | p/kVA/day |  |  | #DIV/0! | #DIV/0! | #DIV/0! | #DIV/0! | #DIV/0! | #DIV/0! | #DIV/0! | #DIV/0!
[5 empty] | HV/LV | p/kVA/day |  |  | #DIV/0! | #DIV/0! | #DIV/0! | #DIV/0! | #DIV/0! | #DIV/0! | #DIV/0! | #DIV/0!
[5 empty] | LV circuits | p/kVA/day |  |  | #DIV/0! | #DIV/0! | #DIV/0! | #DIV/0! | #DIV/0! | #DIV/0! | #DIV/0! | #DIV/0!
[5 empty] | LV customers | p/kVA/day
[5 empty] | HV customers | p/kVA/day
Other operating costs
[5 empty] | Transmission exit | p/kVA/day |  |  | #DIV/0! | #DIV/0! | #DIV/0! | #DIV/0! | #DIV/0! | #DIV/0! | #DIV/0! | #DIV/0!
[5 empty] | GSPs | p/kVA/day |  |  | #DIV/0! | #DIV/0! | #DIV/0! | #DIV/0! | #DIV/0! | #DIV/0! | #DIV/0! | #DIV/0!
[5 empty] | 132kV | p/kVA/day |  |  | #DIV/0! | #DIV/0! | #DIV/0! | #DIV/0! | #DIV/0! | #DIV/0! | #DIV/0! | #DIV/0!
[5 empty] | 132kV/EHV | p/kVA/day |  |  | #DIV/0! | #DIV/0! | #DIV/0! | #DIV/0! | #DIV/0! | #DIV/0! | #DIV/0! | #DIV/0!
[5 empty] | EHV | p/kVA/day |  |  | #DIV/0! | #DIV/0! | #DIV/0! | #DIV/0! | #DIV/0! | #DIV/0! | #DIV/0! | #DIV/0!
[5 empty] | EHV/HV | p/kVA/day |  |  | #DIV/0! | #DIV/0! | #DIV/0! | #DIV/0! | #DIV/0! | #DIV/0! | #DIV/0! | #DIV/0!
[5 empty] | 132kV/HV | p/kVA/day |  |  | #DIV/0! | #DIV/0! | #DIV/0! | #DIV/0! | #DIV/0! | #DIV/0! | #DIV/0! | #DIV/0!
[5 empty] | HV | p/kVA/day |  |  | #DIV/0! | #DIV/0! | #DIV/0! | #DIV/0! | #DIV/0! | #DIV/0! | #DIV/0! | #DIV/0!
[5 empty] | HV/LV | p/kVA/day |  |  | #DIV/0! | #DIV/0! | #DIV/0! | #DIV/0! | #DIV/0! | #DIV/0! | #DIV/0! | #DIV/0!
[5 empty] | LV circuits | p/kVA/day |  |  | #DIV/0! | #DIV/0! | #DIV/0! | #DIV/0! | #DIV/0! | #DIV/0! | #DIV/0! | #DIV/0!
[5 empty] | LV customers | p/kVA/day
[5 empty] | HV customers | p/kVA/day
Section 112-C: Exceeded capacity-based charge elements
Asset costs
[5 empty] | Transmission exit | p/kVA/day
[5 empty] | GSPs | p/kVA/day
[5 empty] | 132kV | p/kVA/day |  |  | #DIV/0! | #DIV/0! | #DIV/0! | #DIV/0! | #DIV/0! | #DIV/0! | #DIV/0! | #DIV/0!
[5 empty] | 132kV/EHV | p/kVA/day |  |  | #DIV/0! | #DIV/0! | #DIV/0! | #DIV/0! | #DIV/0! | #DIV/0! | #DIV/0! | #DIV/0!
[5 empty] | EHV | p/kVA/day |  |  | #DIV/0! | #DIV/0! | #DIV/0! | #DIV/0! | #DIV/0! | #DIV/0! | #DIV/0! | #DIV/0!
[5 empty] | EHV/HV | p/kVA/day |  |  | #DIV/0! | #DIV/0! | #DIV/0! | #DIV/0! | #DIV/0! | #DIV/0! | #DIV/0! | #DIV/0!
[5 empty] | 132kV/HV | p/kVA/day |  |  | #DIV/0! | #DIV/0! | #DIV/0! | #DIV/0! | #DIV/0! | #DIV/0! | #DIV/0! | #DIV/0!
[5 empty] | HV | p/kVA/day |  |  | #DIV/0! | #DIV/0! | #DIV/0! | #DIV/0! | #DIV/0! | #DIV/0! | #DIV/0! | #DIV/0!
[5 empty] | HV/LV | p/kVA/day |  |  | #DIV/0! | #DIV/0! | #DIV/0! | #DIV/0! | #DIV/0! | #DIV/0! | #DIV/0! | #DIV/0!
[5 empty] | LV circuits | p/kVA/day |  |  | #DIV/0! | #DIV/0! | #DIV/0! | #DIV/0! | #DIV/0! | #DIV/0! | #DIV/0! | #DIV/0!
[5 empty] | LV customers | p/kVA/day
[5 empty] | HV customers | p/kVA/day
Other operating costs
[5 empty] | Transmission exit | p/kVA/day |  |  | #DIV/0! | #DIV/0! | #DIV/0! | #DIV/0! | #DIV/0! | #DIV/0! | #DIV/0! | #DIV/0!
[5 empty] | GSPs | p/kVA/day |  |  | #DIV/0! | #DIV/0! | #DIV/0! | #DIV/0! | #DIV/0! | #DIV/0! | #DIV/0! | #DIV/0!
[5 empty] | 132kV | p/kVA/day |  |  | #DIV/0! | #DIV/0! | #DIV/0! | #DIV/0! | #DIV/0! | #DIV/0! | #DIV/0! | #DIV/0!
[5 empty] | 132kV/EHV | p/kVA/day |  |  | #DIV/0! | #DIV/0! | #DIV/0! | #DIV/0! | #DIV/0! | #DIV/0! | #DIV/0! | #DIV/0!
[5 empty] | EHV | p/kVA/day |  |  | #DIV/0! | #DIV/0! | #DIV/0! | #DIV/0! | #DIV/0! | #DIV/0! | #DIV/0! | #DIV/0!
[5 empty] | EHV/HV | p/kVA/day |  |  | #DIV/0! | #DIV/0! | #DIV/0! | #DIV/0! | #DIV/0! | #DIV/0! | #DIV/0! | #DIV/0!
[5 empty] | 132kV/HV | p/kVA/day |  |  | #DIV/0! | #DIV/0! | #DIV/0! | #DIV/0! | #DIV/0! | #DIV/0! | #DIV/0! | #DIV/0!
[5 empty] | HV | p/kVA/day |  |  | #DIV/0! | #DIV/0! | #DIV/0! | #DIV/0! | #DIV/0! | #DIV/0! | #DIV/0! | #DIV/0!
[5 empty] | HV/LV | p/kVA/day |  |  | #DIV/0! | #DIV/0! | #DIV/0! | #DIV/0! | #DIV/0! | #DIV/0! | #DIV/0! | #DIV/0!
[5 empty] | LV circuits | p/kVA/day |  |  | #DIV/0! | #DIV/0! | #DIV/0! | #DIV/0! | #DIV/0! | #DIV/0! | #DIV/0! | #DIV/0!
[5 empty] | LV customers | p/kVA/day
[5 empty] | HV customers | p/kVA/day
Section 112-D: Capacity charges for eligible customers, by network level
[8 empty] | > | [16 empty] | Paragraph 73, 78
Asset costs
[5 empty] | Transmission exit | p/kVA/day
[5 empty] | GSPs | p/kVA/day
[5 empty] | 132kV | p/kVA/day |  |  | #DIV/0! | #DIV/0! | #DIV/0! | #DIV/0! | #DIV/0! | #DIV/0! | #DIV/0! | #DIV/0!
[5 empty] | 132kV/EHV | p/kVA/day |  |  | #DIV/0! | #DIV/0! | #DIV/0! | #DIV/0! | #DIV/0! | #DIV/0! | #DIV/0! | #DIV/0!
[5 empty] | EHV | p/kVA/day |  |  | #DIV/0! | #DIV/0! | #DIV/0! | #DIV/0! | #DIV/0! | #DIV/0! | #DIV/0! | #DIV/0!
[5 empty] | EHV/HV | p/kVA/day |  |  | #DIV/0! | #DIV/0! | #DIV/0! | #DIV/0! | #DIV/0! | #DIV/0! | #DIV/0! | #DIV/0!
[5 empty] | 132kV/HV | p/kVA/day |  |  | #DIV/0! | #DIV/0! | #DIV/0! | #DIV/0! | #DIV/0! | #DIV/0! | #DIV/0! | #DIV/0!
[5 empty] | HV | p/kVA/day |  |  | #DIV/0! | #DIV/0! | #DIV/0! | #DIV/0! | #DIV/0! | #DIV/0! | #DIV/0! | #DIV/0!
[5 empty] | HV/LV | p/kVA/day |  |  | #DIV/0! | #DIV/0! | #DIV/0! | #DIV/0! | #DIV/0! | #DIV/0! | #DIV/0! | #DIV/0!
[5 empty] | LV circuits | p/kVA/day |  |  | #DIV/0! | #DIV/0! | #DIV/0! | #DIV/0! | #DIV/0! | #DIV/0! | #DIV/0! | #DIV/0!
[5 empty] | LV customers | p/kVA/day
[5 empty] | HV customers | p/kVA/day
Other operating costs
[5 empty] | Transmission exit | p/kVA/day |  |  | #DIV/0! | #DIV/0! | #DIV/0! | #DIV/0! | #DIV/0! | #DIV/0! | #DIV/0! | #DIV/0!
[5 empty] | GSPs | p/kVA/day |  |  | #DIV/0! | #DIV/0! | #DIV/0! | #DIV/0! | #DIV/0! | #DIV/0! | #DIV/0! | #DIV/0!
[5 empty] | 132kV | p/kVA/day |  |  | #DIV/0! | #DIV/0! | #DIV/0! | #DIV/0! | #DIV/0! | #DIV/0! | #DIV/0! | #DIV/0!
[5 empty] | 132kV/EHV | p/kVA/day |  |  | #DIV/0! | #DIV/0! | #DIV/0! | #DIV/0! | #DIV/0! | #DIV/0! | #DIV/0! | #DIV/0!
[5 empty] | EHV | p/kVA/day |  |  | #DIV/0! | #DIV/0! | #DIV/0! | #DIV/0! | #DIV/0! | #DIV/0! | #DIV/0! | #DIV/0!
[5 empty] | EHV/HV | p/kVA/day |  |  | #DIV/0! | #DIV/0! | #DIV/0! | #DIV/0! | #DIV/0! | #DIV/0! | #DIV/0! | #DIV/0!
[5 empty] | 132kV/HV | p/kVA/day |  |  | #DIV/0! | #DIV/0! | #DIV/0! | #DIV/0! | #DIV/0! | #DIV/0! | #DIV/0! | #DIV/0!
[5 empty] | HV | p/kVA/day |  |  | #DIV/0! | #DIV/0! | #DIV/0! | #DIV/0! | #DIV/0! | #DIV/0! | #DIV/0! | #DIV/0!
[5 empty] | HV/LV | p/kVA/day |  |  | #DIV/0! | #DIV/0! | #DIV/0! | #DIV/0! | #DIV/0! | #DIV/0! | #DIV/0! | #DIV/0!
[5 empty] | LV circuits | p/kVA/day |  |  | #DIV/0! | #DIV/0! | #DIV/0! | #DIV/0! | #DIV/0! | #DIV/0! | #DIV/0! | #DIV/0!
[5 empty] | LV customers | p/kVA/day
[5 empty] | HV customers | p/kVA/day
Section 112-E: Exceeded capacity charges for eligible customers, by network level
[8 empty] | > | [16 empty] | Paragraphs 81 & 153
Asset costs
[5 empty] | Transmission exit | p/kVA/day
[5 empty] | GSPs | p/kVA/day
[5 empty] | 132kV | p/kVA/day |  |  | #DIV/0! | #DIV/0! | #DIV/0! | #DIV/0! | #DIV/0! | #DIV/0! | #DIV/0! | #DIV/0!
[5 empty] | 132kV/EHV | p/kVA/day |  |  | #DIV/0! | #DIV/0! | #DIV/0! | #DIV/0! | #DIV/0! | #DIV/0! | #DIV/0! | #DIV/0!
[5 empty] | EHV | p/kVA/day |  |  | #DIV/0! | #DIV/0! | #DIV/0! | #DIV/0! | #DIV/0! | #DIV/0! | #DIV/0! | #DIV/0!
[5 empty] | EHV/HV | p/kVA/day |  |  | #DIV/0! | #DIV/0! | #DIV/0! | #DIV/0! | #DIV/0! | #DIV/0! | #DIV/0! | #DIV/0!
[5 empty] | 132kV/HV | p/kVA/day |  |  | #DIV/0! | #DIV/0! | #DIV/0! | #DIV/0! | #DIV/0! | #DIV/0! | #DIV/0! | #DIV/0!
[5 empty] | HV | p/kVA/day |  |  | #DIV/0! | #DIV/0! | #DIV/0! | #DIV/0! | #DIV/0! | #DIV/0! | #DIV/0! | #DIV/0!
[5 empty] | HV/LV | p/kVA/day |  |  | #DIV/0! | #DIV/0! | #DIV/0! | #DIV/0! | #DIV/0! | #DIV/0! | #DIV/0! | #DIV/0!
[5 empty] | LV circuits | p/kVA/day |  |  | #DIV/0! | #DIV/0! | #DIV/0! | #DIV/0! | #DIV/0! | #DIV/0! | #DIV/0! | #DIV/0!
[5 empty] | LV customers | p/kVA/day
[5 empty] | HV customers | p/kVA/day
Other operating costs
[5 empty] | Transmission exit | p/kVA/day |  |  | #DIV/0! | #DIV/0! | #DIV/0! | #DIV/0! | #DIV/0! | #DIV/0! | #DIV/0! | #DIV/0!
[5 empty] | GSPs | p/kVA/day |  |  | #DIV/0! | #DIV/0! | #DIV/0! | #DIV/0! | #DIV/0! | #DIV/0! | #DIV/0! | #DIV/0!
[5 empty] | 132kV | p/kVA/day |  |  | #DIV/0! | #DIV/0! | #DIV/0! | #DIV/0! | #DIV/0! | #DIV/0! | #DIV/0! | #DIV/0!
[5 empty] | 132kV/EHV | p/kVA/day |  |  | #DIV/0! | #DIV/0! | #DIV/0! | #DIV/0! | #DIV/0! | #DIV/0! | #DIV/0! | #DIV/0!
[5 empty] | EHV | p/kVA/day |  |  | #DIV/0! | #DIV/0! | #DIV/0! | #DIV/0! | #DIV/0! | #DIV/0! | #DIV/0! | #DIV/0!
[5 empty] | EHV/HV | p/kVA/day |  |  | #DIV/0! | #DIV/0! | #DIV/0! | #DIV/0! | #DIV/0! | #DIV/0! | #DIV/0! | #DIV/0!
[5 empty] | 132kV/HV | p/kVA/day |  |  | #DIV/0! | #DIV/0! | #DIV/0! | #DIV/0! | #DIV/0! | #DIV/0! | #DIV/0! | #DIV/0!
[5 empty] | HV | p/kVA/day |  |  | #DIV/0! | #DIV/0! | #DIV/0! | #DIV/0! | #DIV/0! | #DIV/0! | #DIV/0! | #DIV/0!
[5 empty] | HV/LV | p/kVA/day |  |  | #DIV/0! | #DIV/0! | #DIV/0! | #DIV/0! | #DIV/0! | #DIV/0! | #DIV/0! | #DIV/0!
[5 empty] | LV circuits | p/kVA/day |  |  | #DIV/0! | #DIV/0! | #DIV/0! | #DIV/0! | #DIV/0! | #DIV/0! | #DIV/0! | #DIV/0!
[5 empty] | LV customers | p/kVA/day
[5 empty] | HV customers | p/kVA/day
Capacity charges (and elements allocated to fixed charges)
Exports capacity and exceeded capacity charges
Exports capacity element of charges that is allocated to fixed charges
Section 112-F: Capacity and exceeded capacity charges
|  |  |  | Total capacity charge |  | p/kVA/day |  | > | #DIV/0! | #DIV/0! | #DIV/0! | #DIV/0! | #DIV/0! | #DIV/0! | #DIV/0! | #DIV/0! | [8 empty] | Paragraph 81
|  |  |  | Total exceeded capacity charge |  | p/kVA/day |  | > | #DIV/0! | #DIV/0! | #DIV/0! | #DIV/0! | #DIV/0! | #DIV/0! | #DIV/0! | #DIV/0! | [8 empty] | Paragraph 81
Section 112-G: Capacity elements allocated to fixed charges
[8 empty] | > | [16 empty] | Paragraphs 73 & 78
Asset costs
[5 empty] | Transmission exit | p/kVA/day
[5 empty] | GSPs | p/kVA/day
[5 empty] | 132kV | p/kVA/day |  |  | #DIV/0! | #DIV/0! | #DIV/0! | #DIV/0! | #DIV/0! | #DIV/0! | #DIV/0! | #DIV/0!
[5 empty] | 132kV/EHV | p/kVA/day |  |  | #DIV/0! | #DIV/0! | #DIV/0! | #DIV/0! | #DIV/0! | #DIV/0! | #DIV/0! | #DIV/0!
[5 empty] | EHV | p/kVA/day |  |  | #DIV/0! | #DIV/0! | #DIV/0! | #DIV/0! | #DIV/0! | #DIV/0! | #DIV/0! | #DIV/0!
[5 empty] | EHV/HV | p/kVA/day |  |  | #DIV/0! | #DIV/0! | #DIV/0! | #DIV/0! | #DIV/0! | #DIV/0! | #DIV/0! | #DIV/0!
[5 empty] | 132kV/HV | p/kVA/day |  |  | #DIV/0! | #DIV/0! | #DIV/0! | #DIV/0! | #DIV/0! | #DIV/0! | #DIV/0! | #DIV/0!
[5 empty] | HV | p/kVA/day |  |  | #DIV/0! | #DIV/0! | #DIV/0! | #DIV/0! | #DIV/0! | #DIV/0! | #DIV/0! | #DIV/0!
[5 empty] | HV/LV | p/kVA/day |  |  | #DIV/0! | #DIV/0! | #DIV/0! | #DIV/0! | #DIV/0! | #DIV/0! | #DIV/0! | #DIV/0!
[5 empty] | LV circuits | p/kVA/day |  |  | #DIV/0! | #DIV/0! | #DIV/0! | #DIV/0! | #DIV/0! | #DIV/0! | #DIV/0! | #DIV/0!
[5 empty] | LV customers | p/kVA/day
[5 empty] | HV customers | p/kVA/day
Other costs
[5 empty] | Transmission exit | p/kVA/day |  |  | #DIV/0! | #DIV/0! | #DIV/0! | #DIV/0! | #DIV/0! | #DIV/0! | #DIV/0! | #DIV/0!
[5 empty] | GSPs | p/kVA/day |  |  | #DIV/0! | #DIV/0! | #DIV/0! | #DIV/0! | #DIV/0! | #DIV/0! | #DIV/0! | #DIV/0!
[5 empty] | 132kV | p/kVA/day |  |  | #DIV/0! | #DIV/0! | #DIV/0! | #DIV/0! | #DIV/0! | #DIV/0! | #DIV/0! | #DIV/0!
[5 empty] | 132kV/EHV | p/kVA/day |  |  | #DIV/0! | #DIV/0! | #DIV/0! | #DIV/0! | #DIV/0! | #DIV/0! | #DIV/0! | #DIV/0!
[5 empty] | EHV | p/kVA/day |  |  | #DIV/0! | #DIV/0! | #DIV/0! | #DIV/0! | #DIV/0! | #DIV/0! | #DIV/0! | #DIV/0!
[5 empty] | EHV/HV | p/kVA/day |  |  | #DIV/0! | #DIV/0! | #DIV/0! | #DIV/0! | #DIV/0! | #DIV/0! | #DIV/0! | #DIV/0!
[5 empty] | 132kV/HV | p/kVA/day |  |  | #DIV/0! | #DIV/0! | #DIV/0! | #DIV/0! | #DIV/0! | #DIV/0! | #DIV/0! | #DIV/0!
[5 empty] | HV | p/kVA/day |  |  | #DIV/0! | #DIV/0! | #DIV/0! | #DIV/0! | #DIV/0! | #DIV/0! | #DIV/0! | #DIV/0!
[5 empty] | HV/LV | p/kVA/day |  |  | #DIV/0! | #DIV/0! | #DIV/0! | #DIV/0! | #DIV/0! | #DIV/0! | #DIV/0! | #DIV/0!
[5 empty] | LV circuits | p/kVA/day |  |  | #DIV/0! | #DIV/0! | #DIV/0! | #DIV/0! | #DIV/0! | #DIV/0! | #DIV/0! | #DIV/0!
[5 empty] | LV customers | p/kVA/day
[5 empty] | HV customers | p/kVA/day
Checks
|  |  |  | Check for error values |  | number of issues | 754
|  |  |  | Check that costs are not allocated to both capacity and fixed charges |  | number of issues | 0 |  | 0 | 0 | 0 | 0 | 0 | 0 | 0 | 0 | 0 | 0 | 0 | 0 | 0 | 0 | 0 | 0
|  |  |  | Summary of checks |  | number of issues | 754
End of sheet

## Reactive power charges
Reactive power charges
[enter DNO name] - [enter data version name]
CDCM charging model - Pre-release v10 - 2025/26
898 issues identified in checks on this sheet
| Click here to return to model map |  |  |  |  | Units | Constants |  | Domestic Aggregated or CT | Domestic Aggregated (Related MPAN) | Non-Domestic Aggregated or CT | Non-Domestic Aggregated (Related MPAN) | LV Site Specific | LV Sub Site Specific | HV Site Specific | Unmetered Supplies | LV Generation Aggregated | LV Sub Generation Aggregated | LV Generation Site Specific | LV Generation Site Specific no RP Charge | LV Sub Generation Site Specific | LV Sub Generation Site Specific no RP Charge | HV Generation Site Specific | HV Generation Site Specific no RP Charge | Legal text reference
Description
This sheet calculates reactive power charges (p/kVArh) in line with Paragraph 87-88.
Reactive charges are based on yardstick charges. For generation, yardstick charges are
re-calculated to account for a contribution at the network level they are connected (para 88).
Inputs to reactive power charge calculations
Bring in inputs required to calculate reactive power charges
Section 113-A: Inputs to reactive power charge calculations
Average kVAr by kVA, by network level
This table transposes 'Average kVAr by kVA, by network level' from DNO inputs.
|  |  |  | Transmission exit |  | kVAr/ kVA
|  |  |  | GSPs |  | kVAr/ kVA | 0
|  |  |  | 132kV |  | kVAr/ kVA | 0
|  |  |  | 132kV/EHV |  | kVAr/ kVA | 0
|  |  |  | EHV |  | kVAr/ kVA | 0
|  |  |  | EHV/HV |  | kVAr/ kVA | 0
|  |  |  | 132kV/HV |  | kVAr/ kVA | 0
|  |  |  | HV |  | kVAr/ kVA | 0
|  |  |  | HV/LV |  | kVAr/ kVA | 0
|  |  |  | LV circuits |  | kVAr/ kVA | 0
|  |  |  | LV customers |  | kVAr/ kVA
|  |  |  | HV customers |  | kVAr/ kVA
Loss adjustment factor to transmission for each DRM network level
|  |  |  | Transmission exit |  | scalar | 0
|  |  |  | GSPs |  | scalar | 0
|  |  |  | 132kV |  | scalar | 0
|  |  |  | 132kV/EHV |  | scalar | 0
|  |  |  | EHV |  | scalar | 0
|  |  |  | EHV/HV |  | scalar | 0
|  |  |  | 132kV/HV |  | scalar | 0
|  |  |  | HV |  | scalar | 0
|  |  |  | HV/LV |  | scalar | 0
|  |  |  | LV circuits |  | scalar | 0
|  |  |  | LV customers |  | scalar
|  |  |  | HV customers |  | scalar
Network level assets per kW of system simultaneous peak load per year
|  |  |  | Transmission exit |  | £/kW/year
|  |  |  | GSPs |  | £/kW/year
|  |  |  | 132kV |  | £/kW/year | #DIV/0!
|  |  |  | 132kV/EHV |  | £/kW/year | #DIV/0!
|  |  |  | EHV |  | £/kW/year | #DIV/0!
|  |  |  | EHV/HV |  | £/kW/year | #DIV/0!
|  |  |  | 132kV/HV |  | £/kW/year | #DIV/0!
|  |  |  | HV |  | £/kW/year | #DIV/0!
|  |  |  | HV/LV |  | £/kW/year | #DIV/0!
|  |  |  | LV circuits |  | £/kW/year | #DIV/0!
|  |  |  | LV customers |  | £/kW/year
|  |  |  | HV customers |  | £/kW/year
Other operating costs (excl. service models) per kW of system simultaneous peak load per year
|  |  |  | Transmission exit |  | £/kW/year | #DIV/0!
|  |  |  | GSPs |  | £/kW/year | #DIV/0!
|  |  |  | 132kV |  | £/kW/year | #DIV/0!
|  |  |  | 132kV/EHV |  | £/kW/year | #DIV/0!
|  |  |  | EHV |  | £/kW/year | #DIV/0!
|  |  |  | EHV/HV |  | £/kW/year | #DIV/0!
|  |  |  | 132kV/HV |  | £/kW/year | #DIV/0!
|  |  |  | HV |  | £/kW/year | #DIV/0!
|  |  |  | HV/LV |  | £/kW/year | #DIV/0!
|  |  |  | LV circuits |  | £/kW/year | #DIV/0!
|  |  |  | LV customers |  | £/kW/year
|  |  |  | HV customers |  | £/kW/year
Flag for applicability of reactive charges
This flag is used to filter out customers that do not receive reactive power charges
|  |  |  | Reactive power charge flag |  | 0 or 1 |  | > | 0 | 0 | 0 | 0 | 1 | 1 | 1 | 0 | 0 | 0 | 1 | 0 | 1 | 0 | 1 | 0 | Paragraphs 141 & 146
Standing charge factors
|  |  |  | GSPs |  | % |  |  | 0% | 0% | 0% | 0% | 0% | 0% | 0% | 0% | 0% | 0% | 0% | 0% | 0% | 0% | 0% | 0%
|  |  |  | 132kV |  | % |  |  | 0% | 0% | 0% | 0% | 0% | 0% | 0% | 0% | 0% | 0% | 0% | 0% | 0% | 0% | 0% | 0%
|  |  |  | 132kV/EHV |  | % |  |  | 0% | 0% | 0% | 0% | 0% | 0% | 0% | 0% | 0% | 0% | 0% | 0% | 0% | 0% | 0% | 0%
|  |  |  | EHV |  | % |  |  | 0% | 0% | 0% | 0% | 0% | 0% | 20% | 0% | 0% | 0% | 0% | 0% | 0% | 0% | 0% | 0%
|  |  |  | EHV/HV |  | % |  |  | 0% | 0% | 0% | 0% | 0% | 0% | 100% | 0% | 0% | 0% | 0% | 0% | 0% | 0% | 0% | 0%
|  |  |  | 132kV/HV |  | % |  |  | 0% | 0% | 0% | 0% | 0% | 0% | 100% | 0% | 0% | 0% | 0% | 0% | 0% | 0% | 0% | 0%
|  |  |  | HV |  | % |  |  | 0% | 0% | 0% | 0% | 20% | 100% | 100% | 0% | 0% | 0% | 0% | 0% | 0% | 0% | 0% | 0%
|  |  |  | HV/LV |  | % |  |  | 0% | 0% | 0% | 0% | 100% | 100% | 0% | 0% | 0% | 0% | 0% | 0% | 0% | 0% | 0% | 0%
|  |  |  | LV circuits |  | % |  |  | 100% | 100% | 100% | 100% | 100% | 0% | 0% | 0% | 0% | 0% | 0% | 0% | 0% | 0% | 0% | 0%
|  |  | User loss factor (assuming generation contributes at level of connection) |  |  |  |  | > | [16 empty] | Paragraphs 146 & 88
These have been adjusted for the share of load going through 132/HV transformation
|  |  |  | Transmission exit |  | scalar | [10 empty] | 0 | 0 | 0 | 0 | 0 | 0 | 0 | 0
|  |  |  | GSPs |  | scalar | [10 empty] | 0 | 0 | 0 | 0 | 0 | 0 | 0 | 0
|  |  |  | 132kV |  | scalar | [10 empty] | 0 | 0 | 0 | 0 | 0 | 0 | 0 | 0
|  |  |  | 132kV/EHV |  | scalar | [10 empty] | 0 | 0 | 0 | 0 | 0 | 0 | 0 | 0
|  |  |  | EHV |  | scalar | [10 empty] | 0 | 0 | 0 | 0 | 0 | 0 | 0 | 0
|  |  |  | EHV/HV |  | scalar | [10 empty] | 0 | 0 | 0 | 0 | 0 | 0 | 0 | 0
|  |  |  | 132kV/HV |  | scalar | [10 empty] | 0 | 0 | 0 | 0 | 0 | 0 | 0 | 0
|  |  |  | HV |  | scalar | [10 empty] | 0 | 0 | 0 | 0 | 0 | 0 | 0 | 0
|  |  |  | HV/LV |  | scalar | [10 empty] | 0 | 0 | 0 | 0 | 0 | 0 | 0 | 0
|  |  |  | LV circuits |  | scalar | [10 empty] | 0 | 0 | 0 | 0 | 0 | 0 | 0 | 0
|  |  |  | LV customers |  | scalar
|  |  |  | HV customers |  | scalar
Customer contributions, by network level
|  |  |  | Transmission exit |  | %
|  |  |  | GSPs |  | %
|  |  |  | 132kV |  | % |  |  | 0% | 0% | 0% | 0% | 0% | 0% | 0% | 0% | 0% | 0% | 0% | 0% | 0% | 0% | 0% | 0%
|  |  |  | 132kV/EHV |  | % |  |  | 0% | 0% | 0% | 0% | 0% | 0% | 0% | 0% | 0% | 0% | 0% | 0% | 0% | 0% | 0% | 0%
|  |  |  | EHV |  | % |  |  | 0% | 0% | 0% | 0% | 0% | 0% | 0% | 0% | 0% | 0% | 0% | 0% | 0% | 0% | 0% | 0%
|  |  |  | EHV/HV |  | % |  |  | 0% | 0% | 0% | 0% | 0% | 0% | 0% | 0% | 0% | 0% | 0% | 0% | 0% | 0% | 0% | 0%
|  |  |  | 132kV/HV |  | % |  |  | 0% | 0% | 0% | 0% | 0% | 0% | 0% | 0% | 0% | 0% | 0% | 0% | 0% | 0% | 0% | 0%
|  |  |  | HV |  | % |  |  | 0% | 0% | 0% | 0% | 0% | 0% | 0% | 0% | 0% | 0% | 0% | 0% | 0% | 0% | 0% | 0%
|  |  |  | HV/LV |  | % |  |  | 0% | 0% | 0% | 0% | 0% | 0% | 0% | 0% | 0% | 0% | 0% | 0% | 0% | 0% | 0% | 0%
|  |  |  | LV circuits |  | % |  |  | 0% | 0% | 0% | 0% | 0% | 0% | 0% | 0% | 0% | 0% | 0% | 0% | 0% | 0% | 0% | 0%
|  |  |  | LV customers |  | %
|  |  |  | HV customers |  | %
Section 113-B: Yardstick charge (demand)
Asset costs
|  |  |  | Transmission exit |  | p/kWh
|  |  |  | GSPs |  | p/kWh
|  |  |  | 132kV |  | p/kWh |  |  | #DIV/0! | #DIV/0! | #DIV/0! | #DIV/0! | #DIV/0! | #DIV/0! | #DIV/0! | #DIV/0!
|  |  |  | 132kV/EHV |  | p/kWh |  |  | #DIV/0! | #DIV/0! | #DIV/0! | #DIV/0! | #DIV/0! | #DIV/0! | #DIV/0! | #DIV/0!
|  |  |  | EHV |  | p/kWh |  |  | #DIV/0! | #DIV/0! | #DIV/0! | #DIV/0! | #DIV/0! | #DIV/0! | #DIV/0! | #DIV/0!
|  |  |  | EHV/HV |  | p/kWh |  |  | #DIV/0! | #DIV/0! | #DIV/0! | #DIV/0! | #DIV/0! | #DIV/0! | #DIV/0! | #DIV/0!
|  |  |  | 132kV/HV |  | p/kWh |  |  | #DIV/0! | #DIV/0! | #DIV/0! | #DIV/0! | #DIV/0! | #DIV/0! | #DIV/0! | #DIV/0!
|  |  |  | HV |  | p/kWh |  |  | #DIV/0! | #DIV/0! | #DIV/0! | #DIV/0! | #DIV/0! | #DIV/0! | #DIV/0! | #DIV/0!
|  |  |  | HV/LV |  | p/kWh |  |  | #DIV/0! | #DIV/0! | #DIV/0! | #DIV/0! | #DIV/0! | #DIV/0! | #DIV/0! | #DIV/0!
|  |  |  | LV circuits |  | p/kWh |  |  | #DIV/0! | #DIV/0! | #DIV/0! | #DIV/0! | #DIV/0! | #DIV/0! | #DIV/0! | #DIV/0!
|  |  |  | LV customers |  | p/kWh
|  |  |  | HV customers |  | p/kWh
Other operating costs
|  |  |  | Transmission exit |  | p/kWh |  |  | #DIV/0! | #DIV/0! | #DIV/0! | #DIV/0! | #DIV/0! | #DIV/0! | #DIV/0! | #DIV/0!
|  |  |  | GSPs |  | p/kWh |  |  | #DIV/0! | #DIV/0! | #DIV/0! | #DIV/0! | #DIV/0! | #DIV/0! | #DIV/0! | #DIV/0!
|  |  |  | 132kV |  | p/kWh |  |  | #DIV/0! | #DIV/0! | #DIV/0! | #DIV/0! | #DIV/0! | #DIV/0! | #DIV/0! | #DIV/0!
|  |  |  | 132kV/EHV |  | p/kWh |  |  | #DIV/0! | #DIV/0! | #DIV/0! | #DIV/0! | #DIV/0! | #DIV/0! | #DIV/0! | #DIV/0!
|  |  |  | EHV |  | p/kWh |  |  | #DIV/0! | #DIV/0! | #DIV/0! | #DIV/0! | #DIV/0! | #DIV/0! | #DIV/0! | #DIV/0!
|  |  |  | EHV/HV |  | p/kWh |  |  | #DIV/0! | #DIV/0! | #DIV/0! | #DIV/0! | #DIV/0! | #DIV/0! | #DIV/0! | #DIV/0!
|  |  |  | 132kV/HV |  | p/kWh |  |  | #DIV/0! | #DIV/0! | #DIV/0! | #DIV/0! | #DIV/0! | #DIV/0! | #DIV/0! | #DIV/0!
|  |  |  | HV |  | p/kWh |  |  | #DIV/0! | #DIV/0! | #DIV/0! | #DIV/0! | #DIV/0! | #DIV/0! | #DIV/0! | #DIV/0!
|  |  |  | HV/LV |  | p/kWh |  |  | #DIV/0! | #DIV/0! | #DIV/0! | #DIV/0! | #DIV/0! | #DIV/0! | #DIV/0! | #DIV/0!
|  |  |  | LV circuits |  | p/kWh |  |  | #DIV/0! | #DIV/0! | #DIV/0! | #DIV/0! | #DIV/0! | #DIV/0! | #DIV/0! | #DIV/0!
|  |  |  | LV customers |  | p/kWh
|  |  |  | HV customers |  | p/kWh
Calculation of yardstick charges for generation
Recalculates yardstick charge for generation assuming a full contribution at the network level in which they are
connected, and all levels above that
Section 113-C: Yardstick charge used for generation
[8 empty] | > | [16 empty] | Paragraphs 87 (a)
Asset costs
[5 empty] | Transmission exit | p/kWh
[5 empty] | GSPs | p/kWh
[5 empty] | 132kV | p/kWh | [10 empty] | #DIV/0! | #DIV/0! | #DIV/0! | #DIV/0! | #DIV/0! | #DIV/0! | #DIV/0! | #DIV/0!
[5 empty] | 132kV/EHV | p/kWh | [10 empty] | #DIV/0! | #DIV/0! | #DIV/0! | #DIV/0! | #DIV/0! | #DIV/0! | #DIV/0! | #DIV/0!
[5 empty] | EHV | p/kWh | [10 empty] | #DIV/0! | #DIV/0! | #DIV/0! | #DIV/0! | #DIV/0! | #DIV/0! | #DIV/0! | #DIV/0!
[5 empty] | EHV/HV | p/kWh | [10 empty] | #DIV/0! | #DIV/0! | #DIV/0! | #DIV/0! | #DIV/0! | #DIV/0! | #DIV/0! | #DIV/0!
[5 empty] | 132kV/HV | p/kWh | [10 empty] | #DIV/0! | #DIV/0! | #DIV/0! | #DIV/0! | #DIV/0! | #DIV/0! | #DIV/0! | #DIV/0!
[5 empty] | HV | p/kWh | [10 empty] | #DIV/0! | #DIV/0! | #DIV/0! | #DIV/0! | #DIV/0! | #DIV/0! | #DIV/0! | #DIV/0!
[5 empty] | HV/LV | p/kWh | [10 empty] | #DIV/0! | #DIV/0! | #DIV/0! | #DIV/0! | #DIV/0! | #DIV/0! | #DIV/0! | #DIV/0!
[5 empty] | LV circuits | p/kWh | [10 empty] | #DIV/0! | #DIV/0! | #DIV/0! | #DIV/0! | #DIV/0! | #DIV/0! | #DIV/0! | #DIV/0!
[5 empty] | LV customers | p/kWh
[5 empty] | HV customers | p/kWh
Other operating costs
[5 empty] | Transmission exit | p/kWh | [10 empty] | #DIV/0! | #DIV/0! | #DIV/0! | #DIV/0! | #DIV/0! | #DIV/0! | #DIV/0! | #DIV/0!
[5 empty] | GSPs | p/kWh | [10 empty] | #DIV/0! | #DIV/0! | #DIV/0! | #DIV/0! | #DIV/0! | #DIV/0! | #DIV/0! | #DIV/0!
[5 empty] | 132kV | p/kWh | [10 empty] | #DIV/0! | #DIV/0! | #DIV/0! | #DIV/0! | #DIV/0! | #DIV/0! | #DIV/0! | #DIV/0!
[5 empty] | 132kV/EHV | p/kWh | [10 empty] | #DIV/0! | #DIV/0! | #DIV/0! | #DIV/0! | #DIV/0! | #DIV/0! | #DIV/0! | #DIV/0!
[5 empty] | EHV | p/kWh | [10 empty] | #DIV/0! | #DIV/0! | #DIV/0! | #DIV/0! | #DIV/0! | #DIV/0! | #DIV/0! | #DIV/0!
[5 empty] | EHV/HV | p/kWh | [10 empty] | #DIV/0! | #DIV/0! | #DIV/0! | #DIV/0! | #DIV/0! | #DIV/0! | #DIV/0! | #DIV/0!
[5 empty] | 132kV/HV | p/kWh | [10 empty] | #DIV/0! | #DIV/0! | #DIV/0! | #DIV/0! | #DIV/0! | #DIV/0! | #DIV/0! | #DIV/0!
[5 empty] | HV | p/kWh | [10 empty] | #DIV/0! | #DIV/0! | #DIV/0! | #DIV/0! | #DIV/0! | #DIV/0! | #DIV/0! | #DIV/0!
[5 empty] | HV/LV | p/kWh | [10 empty] | #DIV/0! | #DIV/0! | #DIV/0! | #DIV/0! | #DIV/0! | #DIV/0! | #DIV/0! | #DIV/0!
[5 empty] | LV circuits | p/kWh | [10 empty] | #DIV/0! | #DIV/0! | #DIV/0! | #DIV/0! | #DIV/0! | #DIV/0! | #DIV/0! | #DIV/0!
[5 empty] | LV customers | p/kWh
[5 empty] | HV customers | p/kWh
Calculation of reactive power charges
Calculates reactive power charges for demand and generation
|  | Average kVAr by kVA at transmission exit is assumed equal to kVAr by kVA at the GSP, as per Paragraph 51 | [5 empty] | > | [16 empty] | Paragraph 51
Section 113-D: Reactive power charges, all customer categories
[8 empty] | > | [16 empty] | Paragraphs 146, 87 & 88
Asset costs
[5 empty] | Transmission exit | p/kVArh
[5 empty] | GSPs | p/kVArh
[5 empty] | 132kV | p/kVArh |  |  | #DIV/0! | #DIV/0! | #DIV/0! | #DIV/0! | #DIV/0! | #DIV/0! | #DIV/0! | #DIV/0! | #DIV/0! | #DIV/0! | #DIV/0! | #DIV/0! | #DIV/0! | #DIV/0! | #DIV/0! | #DIV/0!
[5 empty] | 132kV/EHV | p/kVArh |  |  | #DIV/0! | #DIV/0! | #DIV/0! | #DIV/0! | #DIV/0! | #DIV/0! | #DIV/0! | #DIV/0! | #DIV/0! | #DIV/0! | #DIV/0! | #DIV/0! | #DIV/0! | #DIV/0! | #DIV/0! | #DIV/0!
[5 empty] | EHV | p/kVArh |  |  | #DIV/0! | #DIV/0! | #DIV/0! | #DIV/0! | #DIV/0! | #DIV/0! | #DIV/0! | #DIV/0! | #DIV/0! | #DIV/0! | #DIV/0! | #DIV/0! | #DIV/0! | #DIV/0! | #DIV/0! | #DIV/0!
[5 empty] | EHV/HV | p/kVArh |  |  | #DIV/0! | #DIV/0! | #DIV/0! | #DIV/0! | #DIV/0! | #DIV/0! | #DIV/0! | #DIV/0! | #DIV/0! | #DIV/0! | #DIV/0! | #DIV/0! | #DIV/0! | #DIV/0! | #DIV/0! | #DIV/0!
[5 empty] | 132kV/HV | p/kVArh |  |  | #DIV/0! | #DIV/0! | #DIV/0! | #DIV/0! | #DIV/0! | #DIV/0! | #DIV/0! | #DIV/0! | #DIV/0! | #DIV/0! | #DIV/0! | #DIV/0! | #DIV/0! | #DIV/0! | #DIV/0! | #DIV/0!
[5 empty] | HV | p/kVArh |  |  | #DIV/0! | #DIV/0! | #DIV/0! | #DIV/0! | #DIV/0! | #DIV/0! | #DIV/0! | #DIV/0! | #DIV/0! | #DIV/0! | #DIV/0! | #DIV/0! | #DIV/0! | #DIV/0! | #DIV/0! | #DIV/0!
[5 empty] | HV/LV | p/kVArh |  |  | #DIV/0! | #DIV/0! | #DIV/0! | #DIV/0! | #DIV/0! | #DIV/0! | #DIV/0! | #DIV/0! | #DIV/0! | #DIV/0! | #DIV/0! | #DIV/0! | #DIV/0! | #DIV/0! | #DIV/0! | #DIV/0!
[5 empty] | LV circuits | p/kVArh |  |  | #DIV/0! | #DIV/0! | #DIV/0! | #DIV/0! | #DIV/0! | #DIV/0! | #DIV/0! | #DIV/0! | #DIV/0! | #DIV/0! | #DIV/0! | #DIV/0! | #DIV/0! | #DIV/0! | #DIV/0! | #DIV/0!
[5 empty] | LV customers | p/kVArh
[5 empty] | HV customers | p/kVArh
Other operating costs
[5 empty] | Transmission exit | p/kVArh |  |  | #DIV/0! | #DIV/0! | #DIV/0! | #DIV/0! | #DIV/0! | #DIV/0! | #DIV/0! | #DIV/0! | #DIV/0! | #DIV/0! | #DIV/0! | #DIV/0! | #DIV/0! | #DIV/0! | #DIV/0! | #DIV/0!
[5 empty] | GSPs | p/kVArh |  |  | #DIV/0! | #DIV/0! | #DIV/0! | #DIV/0! | #DIV/0! | #DIV/0! | #DIV/0! | #DIV/0! | #DIV/0! | #DIV/0! | #DIV/0! | #DIV/0! | #DIV/0! | #DIV/0! | #DIV/0! | #DIV/0!
[5 empty] | 132kV | p/kVArh |  |  | #DIV/0! | #DIV/0! | #DIV/0! | #DIV/0! | #DIV/0! | #DIV/0! | #DIV/0! | #DIV/0! | #DIV/0! | #DIV/0! | #DIV/0! | #DIV/0! | #DIV/0! | #DIV/0! | #DIV/0! | #DIV/0!
[5 empty] | 132kV/EHV | p/kVArh |  |  | #DIV/0! | #DIV/0! | #DIV/0! | #DIV/0! | #DIV/0! | #DIV/0! | #DIV/0! | #DIV/0! | #DIV/0! | #DIV/0! | #DIV/0! | #DIV/0! | #DIV/0! | #DIV/0! | #DIV/0! | #DIV/0!
[5 empty] | EHV | p/kVArh |  |  | #DIV/0! | #DIV/0! | #DIV/0! | #DIV/0! | #DIV/0! | #DIV/0! | #DIV/0! | #DIV/0! | #DIV/0! | #DIV/0! | #DIV/0! | #DIV/0! | #DIV/0! | #DIV/0! | #DIV/0! | #DIV/0!
[5 empty] | EHV/HV | p/kVArh |  |  | #DIV/0! | #DIV/0! | #DIV/0! | #DIV/0! | #DIV/0! | #DIV/0! | #DIV/0! | #DIV/0! | #DIV/0! | #DIV/0! | #DIV/0! | #DIV/0! | #DIV/0! | #DIV/0! | #DIV/0! | #DIV/0!
[5 empty] | 132kV/HV | p/kVArh |  |  | #DIV/0! | #DIV/0! | #DIV/0! | #DIV/0! | #DIV/0! | #DIV/0! | #DIV/0! | #DIV/0! | #DIV/0! | #DIV/0! | #DIV/0! | #DIV/0! | #DIV/0! | #DIV/0! | #DIV/0! | #DIV/0!
[5 empty] | HV | p/kVArh |  |  | #DIV/0! | #DIV/0! | #DIV/0! | #DIV/0! | #DIV/0! | #DIV/0! | #DIV/0! | #DIV/0! | #DIV/0! | #DIV/0! | #DIV/0! | #DIV/0! | #DIV/0! | #DIV/0! | #DIV/0! | #DIV/0!
[5 empty] | HV/LV | p/kVArh |  |  | #DIV/0! | #DIV/0! | #DIV/0! | #DIV/0! | #DIV/0! | #DIV/0! | #DIV/0! | #DIV/0! | #DIV/0! | #DIV/0! | #DIV/0! | #DIV/0! | #DIV/0! | #DIV/0! | #DIV/0! | #DIV/0!
[5 empty] | LV circuits | p/kVArh |  |  | #DIV/0! | #DIV/0! | #DIV/0! | #DIV/0! | #DIV/0! | #DIV/0! | #DIV/0! | #DIV/0! | #DIV/0! | #DIV/0! | #DIV/0! | #DIV/0! | #DIV/0! | #DIV/0! | #DIV/0! | #DIV/0!
[5 empty] | LV customers | p/kVArh
[5 empty] | HV customers | p/kVArh
Section 113-E: Reactive power charges for applicable customers
Asset costs
[5 empty] | Transmission exit | p/kVArh
[5 empty] | GSPs | p/kVArh
[5 empty] | 132kV | p/kVArh |  |  | #DIV/0! | #DIV/0! | #DIV/0! | #DIV/0! | #DIV/0! | #DIV/0! | #DIV/0! | #DIV/0! | #DIV/0! | #DIV/0! | #DIV/0! | #DIV/0! | #DIV/0! | #DIV/0! | #DIV/0! | #DIV/0!
[5 empty] | 132kV/EHV | p/kVArh |  |  | #DIV/0! | #DIV/0! | #DIV/0! | #DIV/0! | #DIV/0! | #DIV/0! | #DIV/0! | #DIV/0! | #DIV/0! | #DIV/0! | #DIV/0! | #DIV/0! | #DIV/0! | #DIV/0! | #DIV/0! | #DIV/0!
[5 empty] | EHV | p/kVArh |  |  | #DIV/0! | #DIV/0! | #DIV/0! | #DIV/0! | #DIV/0! | #DIV/0! | #DIV/0! | #DIV/0! | #DIV/0! | #DIV/0! | #DIV/0! | #DIV/0! | #DIV/0! | #DIV/0! | #DIV/0! | #DIV/0!
[5 empty] | EHV/HV | p/kVArh |  |  | #DIV/0! | #DIV/0! | #DIV/0! | #DIV/0! | #DIV/0! | #DIV/0! | #DIV/0! | #DIV/0! | #DIV/0! | #DIV/0! | #DIV/0! | #DIV/0! | #DIV/0! | #DIV/0! | #DIV/0! | #DIV/0!
[5 empty] | 132kV/HV | p/kVArh |  |  | #DIV/0! | #DIV/0! | #DIV/0! | #DIV/0! | #DIV/0! | #DIV/0! | #DIV/0! | #DIV/0! | #DIV/0! | #DIV/0! | #DIV/0! | #DIV/0! | #DIV/0! | #DIV/0! | #DIV/0! | #DIV/0!
[5 empty] | HV | p/kVArh |  |  | #DIV/0! | #DIV/0! | #DIV/0! | #DIV/0! | #DIV/0! | #DIV/0! | #DIV/0! | #DIV/0! | #DIV/0! | #DIV/0! | #DIV/0! | #DIV/0! | #DIV/0! | #DIV/0! | #DIV/0! | #DIV/0!
[5 empty] | HV/LV | p/kVArh |  |  | #DIV/0! | #DIV/0! | #DIV/0! | #DIV/0! | #DIV/0! | #DIV/0! | #DIV/0! | #DIV/0! | #DIV/0! | #DIV/0! | #DIV/0! | #DIV/0! | #DIV/0! | #DIV/0! | #DIV/0! | #DIV/0!
[5 empty] | LV circuits | p/kVArh |  |  | #DIV/0! | #DIV/0! | #DIV/0! | #DIV/0! | #DIV/0! | #DIV/0! | #DIV/0! | #DIV/0! | #DIV/0! | #DIV/0! | #DIV/0! | #DIV/0! | #DIV/0! | #DIV/0! | #DIV/0! | #DIV/0!
[5 empty] | LV customers | p/kVArh
[5 empty] | HV customers | p/kVArh
Other operating costs
[5 empty] | Transmission exit | p/kVArh |  |  | #DIV/0! | #DIV/0! | #DIV/0! | #DIV/0! | #DIV/0! | #DIV/0! | #DIV/0! | #DIV/0! | #DIV/0! | #DIV/0! | #DIV/0! | #DIV/0! | #DIV/0! | #DIV/0! | #DIV/0! | #DIV/0!
[5 empty] | GSPs | p/kVArh |  |  | #DIV/0! | #DIV/0! | #DIV/0! | #DIV/0! | #DIV/0! | #DIV/0! | #DIV/0! | #DIV/0! | #DIV/0! | #DIV/0! | #DIV/0! | #DIV/0! | #DIV/0! | #DIV/0! | #DIV/0! | #DIV/0!
[5 empty] | 132kV | p/kVArh |  |  | #DIV/0! | #DIV/0! | #DIV/0! | #DIV/0! | #DIV/0! | #DIV/0! | #DIV/0! | #DIV/0! | #DIV/0! | #DIV/0! | #DIV/0! | #DIV/0! | #DIV/0! | #DIV/0! | #DIV/0! | #DIV/0!
[5 empty] | 132kV/EHV | p/kVArh |  |  | #DIV/0! | #DIV/0! | #DIV/0! | #DIV/0! | #DIV/0! | #DIV/0! | #DIV/0! | #DIV/0! | #DIV/0! | #DIV/0! | #DIV/0! | #DIV/0! | #DIV/0! | #DIV/0! | #DIV/0! | #DIV/0!
[5 empty] | EHV | p/kVArh |  |  | #DIV/0! | #DIV/0! | #DIV/0! | #DIV/0! | #DIV/0! | #DIV/0! | #DIV/0! | #DIV/0! | #DIV/0! | #DIV/0! | #DIV/0! | #DIV/0! | #DIV/0! | #DIV/0! | #DIV/0! | #DIV/0!
[5 empty] | EHV/HV | p/kVArh |  |  | #DIV/0! | #DIV/0! | #DIV/0! | #DIV/0! | #DIV/0! | #DIV/0! | #DIV/0! | #DIV/0! | #DIV/0! | #DIV/0! | #DIV/0! | #DIV/0! | #DIV/0! | #DIV/0! | #DIV/0! | #DIV/0!
[5 empty] | 132kV/HV | p/kVArh |  |  | #DIV/0! | #DIV/0! | #DIV/0! | #DIV/0! | #DIV/0! | #DIV/0! | #DIV/0! | #DIV/0! | #DIV/0! | #DIV/0! | #DIV/0! | #DIV/0! | #DIV/0! | #DIV/0! | #DIV/0! | #DIV/0!
[5 empty] | HV | p/kVArh |  |  | #DIV/0! | #DIV/0! | #DIV/0! | #DIV/0! | #DIV/0! | #DIV/0! | #DIV/0! | #DIV/0! | #DIV/0! | #DIV/0! | #DIV/0! | #DIV/0! | #DIV/0! | #DIV/0! | #DIV/0! | #DIV/0!
[5 empty] | HV/LV | p/kVArh |  |  | #DIV/0! | #DIV/0! | #DIV/0! | #DIV/0! | #DIV/0! | #DIV/0! | #DIV/0! | #DIV/0! | #DIV/0! | #DIV/0! | #DIV/0! | #DIV/0! | #DIV/0! | #DIV/0! | #DIV/0! | #DIV/0!
[5 empty] | LV circuits | p/kVArh |  |  | #DIV/0! | #DIV/0! | #DIV/0! | #DIV/0! | #DIV/0! | #DIV/0! | #DIV/0! | #DIV/0! | #DIV/0! | #DIV/0! | #DIV/0! | #DIV/0! | #DIV/0! | #DIV/0! | #DIV/0! | #DIV/0!
[5 empty] | LV customers | p/kVArh
[5 empty] | HV customers | p/kVArh
|  |  |  | Reactive charge |  | p/kVArh |  | > | #DIV/0! | #DIV/0! | #DIV/0! | #DIV/0! | #DIV/0! | #DIV/0! | #DIV/0! | #DIV/0! | #DIV/0! | #DIV/0! | #DIV/0! | #DIV/0! | #DIV/0! | #DIV/0! | #DIV/0! | #DIV/0! | Paragraphs 146, 87 & 88
Checks
|  |  |  | Check for error values |  | number of issues | 898
End of sheet

## Fixed charges
Fixed charges
[enter DNO name] - [enter data version name]
CDCM charging model - Pre-release v10 - 2025/26
651 issues identified in checks on this sheet
| Click here to return to model map |  |  |  |  | Units | Constants |  | Domestic Aggregated or CT | Domestic Aggregated (Related MPAN) | Non-Domestic Aggregated or CT | Non-Domestic Aggregated (Related MPAN) | LV Site Specific | LV Sub Site Specific | HV Site Specific | Unmetered Supplies | LV Generation Aggregated | LV Sub Generation Aggregated | LV Generation Site Specific | LV Generation Site Specific no RP Charge | LV Sub Generation Site Specific | LV Sub Generation Site Specific no RP Charge | HV Generation Site Specific | HV Generation Site Specific no RP Charge | Legal text reference
Description
This sheet calculates fixed charges (p/MPAN/day) for non half-hourly settled demand
users (pre-matching) in accordance with Paragraphs 82 to 86.
The calculations transform capacity elements of the yardstick charge into a fixed charge. As
explained in, Paragraphs 83 to 84, this calculation differs slightly by customer type.
Inputs to fixed charge calculations
Section 114-A: Volumes (discounted MPANs & maximum load)
[8 empty] | > | [16 empty] | Paragraph 73 & 78
|  |  |  | Discounted MPANs |  | MPANs |  |  | 0 | 0 | 0 | 0 | 0 | 0 | 0 | 0 | 0 | 0 | 0 | 0 | 0 | 0 | 0 | 0
|  |  |  | Maximum load |  | MW |  |  | 0 | 0 | 0 | 0 | 0 | 0 | 0 | 0 | 0 | 0 | 0 | 0 | 0 | 0 | 0 | 0
Section 114-B: Capacity elements allocated to fixed charges
[8 empty] | > | [16 empty] | Paragraph 73 & 78
Asset costs
[5 empty] | Transmission exit | p/kVA/day
[5 empty] | GSPs | p/kVA/day
[5 empty] | 132kV | p/kVA/day |  |  | #DIV/0! | #DIV/0! | #DIV/0! | #DIV/0! | #DIV/0! | #DIV/0! | #DIV/0! | #DIV/0! | 0 | 0 | 0 | 0 | 0 | 0 | 0 | 0
[5 empty] | 132kV/EHV | p/kVA/day |  |  | #DIV/0! | #DIV/0! | #DIV/0! | #DIV/0! | #DIV/0! | #DIV/0! | #DIV/0! | #DIV/0! | 0 | 0 | 0 | 0 | 0 | 0 | 0 | 0
[5 empty] | EHV | p/kVA/day |  |  | #DIV/0! | #DIV/0! | #DIV/0! | #DIV/0! | #DIV/0! | #DIV/0! | #DIV/0! | #DIV/0! | 0 | 0 | 0 | 0 | 0 | 0 | 0 | 0
[5 empty] | EHV/HV | p/kVA/day |  |  | #DIV/0! | #DIV/0! | #DIV/0! | #DIV/0! | #DIV/0! | #DIV/0! | #DIV/0! | #DIV/0! | 0 | 0 | 0 | 0 | 0 | 0 | 0 | 0
[5 empty] | 132kV/HV | p/kVA/day |  |  | #DIV/0! | #DIV/0! | #DIV/0! | #DIV/0! | #DIV/0! | #DIV/0! | #DIV/0! | #DIV/0! | 0 | 0 | 0 | 0 | 0 | 0 | 0 | 0
[5 empty] | HV | p/kVA/day |  |  | #DIV/0! | #DIV/0! | #DIV/0! | #DIV/0! | #DIV/0! | #DIV/0! | #DIV/0! | #DIV/0! | 0 | 0 | 0 | 0 | 0 | 0 | 0 | 0
[5 empty] | HV/LV | p/kVA/day |  |  | #DIV/0! | #DIV/0! | #DIV/0! | #DIV/0! | #DIV/0! | #DIV/0! | #DIV/0! | #DIV/0! | 0 | 0 | 0 | 0 | 0 | 0 | 0 | 0
[5 empty] | LV circuits | p/kVA/day |  |  | #DIV/0! | #DIV/0! | #DIV/0! | #DIV/0! | #DIV/0! | #DIV/0! | #DIV/0! | #DIV/0! | 0 | 0 | 0 | 0 | 0 | 0 | 0 | 0
[5 empty] | LV customers | p/kVA/day
[5 empty] | HV customers | p/kVA/day
Other operating costs
[5 empty] | Transmission exit | p/kVA/day |  |  | #DIV/0! | #DIV/0! | #DIV/0! | #DIV/0! | #DIV/0! | #DIV/0! | #DIV/0! | #DIV/0! | 0 | 0 | 0 | 0 | 0 | 0 | 0 | 0
[5 empty] | GSPs | p/kVA/day |  |  | #DIV/0! | #DIV/0! | #DIV/0! | #DIV/0! | #DIV/0! | #DIV/0! | #DIV/0! | #DIV/0! | 0 | 0 | 0 | 0 | 0 | 0 | 0 | 0
[5 empty] | 132kV | p/kVA/day |  |  | #DIV/0! | #DIV/0! | #DIV/0! | #DIV/0! | #DIV/0! | #DIV/0! | #DIV/0! | #DIV/0! | 0 | 0 | 0 | 0 | 0 | 0 | 0 | 0
[5 empty] | 132kV/EHV | p/kVA/day |  |  | #DIV/0! | #DIV/0! | #DIV/0! | #DIV/0! | #DIV/0! | #DIV/0! | #DIV/0! | #DIV/0! | 0 | 0 | 0 | 0 | 0 | 0 | 0 | 0
[5 empty] | EHV | p/kVA/day |  |  | #DIV/0! | #DIV/0! | #DIV/0! | #DIV/0! | #DIV/0! | #DIV/0! | #DIV/0! | #DIV/0! | 0 | 0 | 0 | 0 | 0 | 0 | 0 | 0
[5 empty] | EHV/HV | p/kVA/day |  |  | #DIV/0! | #DIV/0! | #DIV/0! | #DIV/0! | #DIV/0! | #DIV/0! | #DIV/0! | #DIV/0! | 0 | 0 | 0 | 0 | 0 | 0 | 0 | 0
[5 empty] | 132kV/HV | p/kVA/day |  |  | #DIV/0! | #DIV/0! | #DIV/0! | #DIV/0! | #DIV/0! | #DIV/0! | #DIV/0! | #DIV/0! | 0 | 0 | 0 | 0 | 0 | 0 | 0 | 0
[5 empty] | HV | p/kVA/day |  |  | #DIV/0! | #DIV/0! | #DIV/0! | #DIV/0! | #DIV/0! | #DIV/0! | #DIV/0! | #DIV/0! | 0 | 0 | 0 | 0 | 0 | 0 | 0 | 0
[5 empty] | HV/LV | p/kVA/day |  |  | #DIV/0! | #DIV/0! | #DIV/0! | #DIV/0! | #DIV/0! | #DIV/0! | #DIV/0! | #DIV/0! | 0 | 0 | 0 | 0 | 0 | 0 | 0 | 0
[5 empty] | LV circuits | p/kVA/day |  |  | #DIV/0! | #DIV/0! | #DIV/0! | #DIV/0! | #DIV/0! | #DIV/0! | #DIV/0! | #DIV/0! | 0 | 0 | 0 | 0 | 0 | 0 | 0 | 0
[5 empty] | LV customers | p/kVA/day
[5 empty] | HV customers | p/kVA/day
Section 114-C: Service model costs allocated to fixed charges
|  |  |  | Other operating costs |  |  |  | > | [16 empty] | Paragraphs 85 & 86
[5 empty] | LV customers | p/MPAN/day |  |  | #DIV/0! | #DIV/0! | #DIV/0! | #DIV/0! | #DIV/0! | #DIV/0! | #DIV/0! |  | #DIV/0! | #DIV/0! | #DIV/0! | #DIV/0! | #DIV/0! | #DIV/0! | #DIV/0! | #DIV/0!
[5 empty] | HV customers | p/MPAN/day |  |  | #DIV/0! | #DIV/0! | #DIV/0! | #DIV/0! | #DIV/0! | #DIV/0! | #DIV/0! |  | #DIV/0! | #DIV/0! | #DIV/0! | #DIV/0! | #DIV/0! | #DIV/0! | #DIV/0! | #DIV/0!
Section 114-D: Flags
This table flags user categories to be summed together for the sake of setting a common fixed
charge, as identified in Schedule 16, Paragraph 83.
|  |  |  | Aggregation group identified |  | integer |  | > | 1 | 0 | 1 | 0 | 0 | 0 | 0 | 0 | 0 | 0 | 0 | 0 | 0 | 0 | 0 | 0 | Paragraphs 83 & 84
Calculation of fixed charges
Section 114-E: Revenue allocated to fixed charges
[8 empty] | > | [16 empty] | Paragraphs 83 & 84
Asset costs
[5 empty] | Transmission exit | pence per day
[5 empty] | GSPs | pence per day
[5 empty] | 132kV | pence per day |  |  | #DIV/0! | #DIV/0! | #DIV/0! | #DIV/0! | #DIV/0! | #DIV/0! | #DIV/0! | #DIV/0! | 0 | 0 | 0 | 0 | 0 | 0 | 0 | 0
[5 empty] | 132kV/EHV | pence per day |  |  | #DIV/0! | #DIV/0! | #DIV/0! | #DIV/0! | #DIV/0! | #DIV/0! | #DIV/0! | #DIV/0! | 0 | 0 | 0 | 0 | 0 | 0 | 0 | 0
[5 empty] | EHV | pence per day |  |  | #DIV/0! | #DIV/0! | #DIV/0! | #DIV/0! | #DIV/0! | #DIV/0! | #DIV/0! | #DIV/0! | 0 | 0 | 0 | 0 | 0 | 0 | 0 | 0
[5 empty] | EHV/HV | pence per day |  |  | #DIV/0! | #DIV/0! | #DIV/0! | #DIV/0! | #DIV/0! | #DIV/0! | #DIV/0! | #DIV/0! | 0 | 0 | 0 | 0 | 0 | 0 | 0 | 0
[5 empty] | 132kV/HV | pence per day |  |  | #DIV/0! | #DIV/0! | #DIV/0! | #DIV/0! | #DIV/0! | #DIV/0! | #DIV/0! | #DIV/0! | 0 | 0 | 0 | 0 | 0 | 0 | 0 | 0
[5 empty] | HV | pence per day |  |  | #DIV/0! | #DIV/0! | #DIV/0! | #DIV/0! | #DIV/0! | #DIV/0! | #DIV/0! | #DIV/0! | 0 | 0 | 0 | 0 | 0 | 0 | 0 | 0
[5 empty] | HV/LV | pence per day |  |  | #DIV/0! | #DIV/0! | #DIV/0! | #DIV/0! | #DIV/0! | #DIV/0! | #DIV/0! | #DIV/0! | 0 | 0 | 0 | 0 | 0 | 0 | 0 | 0
[5 empty] | LV circuits | pence per day |  |  | #DIV/0! | #DIV/0! | #DIV/0! | #DIV/0! | #DIV/0! | #DIV/0! | #DIV/0! | #DIV/0! | 0 | 0 | 0 | 0 | 0 | 0 | 0 | 0
[5 empty] | LV customers | pence per day
[5 empty] | HV customers | pence per day
Other operating costs
[5 empty] | Transmission exit | pence per day |  |  | #DIV/0! | #DIV/0! | #DIV/0! | #DIV/0! | #DIV/0! | #DIV/0! | #DIV/0! | #DIV/0! | 0 | 0 | 0 | 0 | 0 | 0 | 0 | 0
[5 empty] | GSPs | pence per day |  |  | #DIV/0! | #DIV/0! | #DIV/0! | #DIV/0! | #DIV/0! | #DIV/0! | #DIV/0! | #DIV/0! | 0 | 0 | 0 | 0 | 0 | 0 | 0 | 0
[5 empty] | 132kV | pence per day |  |  | #DIV/0! | #DIV/0! | #DIV/0! | #DIV/0! | #DIV/0! | #DIV/0! | #DIV/0! | #DIV/0! | 0 | 0 | 0 | 0 | 0 | 0 | 0 | 0
[5 empty] | 132kV/EHV | pence per day |  |  | #DIV/0! | #DIV/0! | #DIV/0! | #DIV/0! | #DIV/0! | #DIV/0! | #DIV/0! | #DIV/0! | 0 | 0 | 0 | 0 | 0 | 0 | 0 | 0
[5 empty] | EHV | pence per day |  |  | #DIV/0! | #DIV/0! | #DIV/0! | #DIV/0! | #DIV/0! | #DIV/0! | #DIV/0! | #DIV/0! | 0 | 0 | 0 | 0 | 0 | 0 | 0 | 0
[5 empty] | EHV/HV | pence per day |  |  | #DIV/0! | #DIV/0! | #DIV/0! | #DIV/0! | #DIV/0! | #DIV/0! | #DIV/0! | #DIV/0! | 0 | 0 | 0 | 0 | 0 | 0 | 0 | 0
[5 empty] | 132kV/HV | pence per day |  |  | #DIV/0! | #DIV/0! | #DIV/0! | #DIV/0! | #DIV/0! | #DIV/0! | #DIV/0! | #DIV/0! | 0 | 0 | 0 | 0 | 0 | 0 | 0 | 0
[5 empty] | HV | pence per day |  |  | #DIV/0! | #DIV/0! | #DIV/0! | #DIV/0! | #DIV/0! | #DIV/0! | #DIV/0! | #DIV/0! | 0 | 0 | 0 | 0 | 0 | 0 | 0 | 0
[5 empty] | HV/LV | pence per day |  |  | #DIV/0! | #DIV/0! | #DIV/0! | #DIV/0! | #DIV/0! | #DIV/0! | #DIV/0! | #DIV/0! | 0 | 0 | 0 | 0 | 0 | 0 | 0 | 0
[5 empty] | LV circuits | pence per day |  |  | #DIV/0! | #DIV/0! | #DIV/0! | #DIV/0! | #DIV/0! | #DIV/0! | #DIV/0! | #DIV/0! | 0 | 0 | 0 | 0 | 0 | 0 | 0 | 0
[5 empty] | LV customers | pence per day
[5 empty] | HV customers | pence per day
Section 114-F: Revenue allocated to fixed charges, by aggregation group
[8 empty] | > | [16 empty] | Paragraphs 83 & 84
Asset costs
[5 empty] | Transmission exit | pence per day
[5 empty] | GSPs | pence per day
[5 empty] | 132kV | pence per day |  |  | #DIV/0! | #DIV/0! | #DIV/0! | #DIV/0! | #DIV/0! | #DIV/0! | #DIV/0! | #DIV/0! | #DIV/0! | #DIV/0! | #DIV/0! | #DIV/0! | #DIV/0! | #DIV/0! | #DIV/0! | #DIV/0!
[5 empty] | 132kV/EHV | pence per day |  |  | #DIV/0! | #DIV/0! | #DIV/0! | #DIV/0! | #DIV/0! | #DIV/0! | #DIV/0! | #DIV/0! | #DIV/0! | #DIV/0! | #DIV/0! | #DIV/0! | #DIV/0! | #DIV/0! | #DIV/0! | #DIV/0!
[5 empty] | EHV | pence per day |  |  | #DIV/0! | #DIV/0! | #DIV/0! | #DIV/0! | #DIV/0! | #DIV/0! | #DIV/0! | #DIV/0! | #DIV/0! | #DIV/0! | #DIV/0! | #DIV/0! | #DIV/0! | #DIV/0! | #DIV/0! | #DIV/0!
[5 empty] | EHV/HV | pence per day |  |  | #DIV/0! | #DIV/0! | #DIV/0! | #DIV/0! | #DIV/0! | #DIV/0! | #DIV/0! | #DIV/0! | #DIV/0! | #DIV/0! | #DIV/0! | #DIV/0! | #DIV/0! | #DIV/0! | #DIV/0! | #DIV/0!
[5 empty] | 132kV/HV | pence per day |  |  | #DIV/0! | #DIV/0! | #DIV/0! | #DIV/0! | #DIV/0! | #DIV/0! | #DIV/0! | #DIV/0! | #DIV/0! | #DIV/0! | #DIV/0! | #DIV/0! | #DIV/0! | #DIV/0! | #DIV/0! | #DIV/0!
[5 empty] | HV | pence per day |  |  | #DIV/0! | #DIV/0! | #DIV/0! | #DIV/0! | #DIV/0! | #DIV/0! | #DIV/0! | #DIV/0! | #DIV/0! | #DIV/0! | #DIV/0! | #DIV/0! | #DIV/0! | #DIV/0! | #DIV/0! | #DIV/0!
[5 empty] | HV/LV | pence per day |  |  | #DIV/0! | #DIV/0! | #DIV/0! | #DIV/0! | #DIV/0! | #DIV/0! | #DIV/0! | #DIV/0! | #DIV/0! | #DIV/0! | #DIV/0! | #DIV/0! | #DIV/0! | #DIV/0! | #DIV/0! | #DIV/0!
[5 empty] | LV circuits | pence per day |  |  | #DIV/0! | #DIV/0! | #DIV/0! | #DIV/0! | #DIV/0! | #DIV/0! | #DIV/0! | #DIV/0! | #DIV/0! | #DIV/0! | #DIV/0! | #DIV/0! | #DIV/0! | #DIV/0! | #DIV/0! | #DIV/0!
[5 empty] | LV customers | pence per day
[5 empty] | HV customers | pence per day
Other operating costs
[5 empty] | Transmission exit | pence per day |  |  | #DIV/0! | #DIV/0! | #DIV/0! | #DIV/0! | #DIV/0! | #DIV/0! | #DIV/0! | #DIV/0! | #DIV/0! | #DIV/0! | #DIV/0! | #DIV/0! | #DIV/0! | #DIV/0! | #DIV/0! | #DIV/0!
[5 empty] | GSPs | pence per day |  |  | #DIV/0! | #DIV/0! | #DIV/0! | #DIV/0! | #DIV/0! | #DIV/0! | #DIV/0! | #DIV/0! | #DIV/0! | #DIV/0! | #DIV/0! | #DIV/0! | #DIV/0! | #DIV/0! | #DIV/0! | #DIV/0!
[5 empty] | 132kV | pence per day |  |  | #DIV/0! | #DIV/0! | #DIV/0! | #DIV/0! | #DIV/0! | #DIV/0! | #DIV/0! | #DIV/0! | #DIV/0! | #DIV/0! | #DIV/0! | #DIV/0! | #DIV/0! | #DIV/0! | #DIV/0! | #DIV/0!
[5 empty] | 132kV/EHV | pence per day |  |  | #DIV/0! | #DIV/0! | #DIV/0! | #DIV/0! | #DIV/0! | #DIV/0! | #DIV/0! | #DIV/0! | #DIV/0! | #DIV/0! | #DIV/0! | #DIV/0! | #DIV/0! | #DIV/0! | #DIV/0! | #DIV/0!
[5 empty] | EHV | pence per day |  |  | #DIV/0! | #DIV/0! | #DIV/0! | #DIV/0! | #DIV/0! | #DIV/0! | #DIV/0! | #DIV/0! | #DIV/0! | #DIV/0! | #DIV/0! | #DIV/0! | #DIV/0! | #DIV/0! | #DIV/0! | #DIV/0!
[5 empty] | EHV/HV | pence per day |  |  | #DIV/0! | #DIV/0! | #DIV/0! | #DIV/0! | #DIV/0! | #DIV/0! | #DIV/0! | #DIV/0! | #DIV/0! | #DIV/0! | #DIV/0! | #DIV/0! | #DIV/0! | #DIV/0! | #DIV/0! | #DIV/0!
[5 empty] | 132kV/HV | pence per day |  |  | #DIV/0! | #DIV/0! | #DIV/0! | #DIV/0! | #DIV/0! | #DIV/0! | #DIV/0! | #DIV/0! | #DIV/0! | #DIV/0! | #DIV/0! | #DIV/0! | #DIV/0! | #DIV/0! | #DIV/0! | #DIV/0!
[5 empty] | HV | pence per day |  |  | #DIV/0! | #DIV/0! | #DIV/0! | #DIV/0! | #DIV/0! | #DIV/0! | #DIV/0! | #DIV/0! | #DIV/0! | #DIV/0! | #DIV/0! | #DIV/0! | #DIV/0! | #DIV/0! | #DIV/0! | #DIV/0!
[5 empty] | HV/LV | pence per day |  |  | #DIV/0! | #DIV/0! | #DIV/0! | #DIV/0! | #DIV/0! | #DIV/0! | #DIV/0! | #DIV/0! | #DIV/0! | #DIV/0! | #DIV/0! | #DIV/0! | #DIV/0! | #DIV/0! | #DIV/0! | #DIV/0!
[5 empty] | LV circuits | pence per day |  |  | #DIV/0! | #DIV/0! | #DIV/0! | #DIV/0! | #DIV/0! | #DIV/0! | #DIV/0! | #DIV/0! | #DIV/0! | #DIV/0! | #DIV/0! | #DIV/0! | #DIV/0! | #DIV/0! | #DIV/0! | #DIV/0!
[5 empty] | LV customers | pence per day
[5 empty] | HV customers | pence per day
Section 114-G: Fixed charges, by network level
|  |  |  | Total MPANs by aggregation group |  | MPANs |  |  | 0 | 0 | 0 | 0 | 0 | 0 | 0 | 0 | 0 | 0 | 0 | 0 | 0 | 0 | 0 | 0
|  |  |  | Asset costs |  |  |  | > | [16 empty] | Paragraphs 83 & 84
[5 empty] | Transmission exit | p/MPAN/day |  |  | 0 | 0 | 0 | 0 | 0 | 0 | 0 | 0 | 0 | 0 | 0 | 0 | 0 | 0 | 0 | 0
[5 empty] | GSPs | p/MPAN/day |  |  | 0 | 0 | 0 | 0 | 0 | 0 | 0 | 0 | 0 | 0 | 0 | 0 | 0 | 0 | 0 | 0
[5 empty] | 132kV | p/MPAN/day |  |  | 0 | 0 | 0 | 0 | 0 | 0 | 0 | 0 | 0 | 0 | 0 | 0 | 0 | 0 | 0 | 0
[5 empty] | 132kV/EHV | p/MPAN/day |  |  | 0 | 0 | 0 | 0 | 0 | 0 | 0 | 0 | 0 | 0 | 0 | 0 | 0 | 0 | 0 | 0
[5 empty] | EHV | p/MPAN/day |  |  | 0 | 0 | 0 | 0 | 0 | 0 | 0 | 0 | 0 | 0 | 0 | 0 | 0 | 0 | 0 | 0
[5 empty] | EHV/HV | p/MPAN/day |  |  | 0 | 0 | 0 | 0 | 0 | 0 | 0 | 0 | 0 | 0 | 0 | 0 | 0 | 0 | 0 | 0
[5 empty] | 132kV/HV | p/MPAN/day |  |  | 0 | 0 | 0 | 0 | 0 | 0 | 0 | 0 | 0 | 0 | 0 | 0 | 0 | 0 | 0 | 0
[5 empty] | HV | p/MPAN/day |  |  | 0 | 0 | 0 | 0 | 0 | 0 | 0 | 0 | 0 | 0 | 0 | 0 | 0 | 0 | 0 | 0
[5 empty] | HV/LV | p/MPAN/day |  |  | 0 | 0 | 0 | 0 | 0 | 0 | 0 | 0 | 0 | 0 | 0 | 0 | 0 | 0 | 0 | 0
[5 empty] | LV circuits | p/MPAN/day |  |  | 0 | 0 | 0 | 0 | 0 | 0 | 0 | 0 | 0 | 0 | 0 | 0 | 0 | 0 | 0 | 0
[5 empty] | LV customers | p/MPAN/day
[5 empty] | HV customers | p/MPAN/day
Other operating costs
[5 empty] | Transmission exit | p/MPAN/day |  |  | 0 | 0 | 0 | 0 | 0 | 0 | 0 | 0 | 0 | 0 | 0 | 0 | 0 | 0 | 0 | 0
[5 empty] | GSPs | p/MPAN/day |  |  | 0 | 0 | 0 | 0 | 0 | 0 | 0 | 0 | 0 | 0 | 0 | 0 | 0 | 0 | 0 | 0
[5 empty] | 132kV | p/MPAN/day |  |  | 0 | 0 | 0 | 0 | 0 | 0 | 0 | 0 | 0 | 0 | 0 | 0 | 0 | 0 | 0 | 0
[5 empty] | 132kV/EHV | p/MPAN/day |  |  | 0 | 0 | 0 | 0 | 0 | 0 | 0 | 0 | 0 | 0 | 0 | 0 | 0 | 0 | 0 | 0
[5 empty] | EHV | p/MPAN/day |  |  | 0 | 0 | 0 | 0 | 0 | 0 | 0 | 0 | 0 | 0 | 0 | 0 | 0 | 0 | 0 | 0
[5 empty] | EHV/HV | p/MPAN/day |  |  | 0 | 0 | 0 | 0 | 0 | 0 | 0 | 0 | 0 | 0 | 0 | 0 | 0 | 0 | 0 | 0
[5 empty] | 132kV/HV | p/MPAN/day |  |  | 0 | 0 | 0 | 0 | 0 | 0 | 0 | 0 | 0 | 0 | 0 | 0 | 0 | 0 | 0 | 0
[5 empty] | HV | p/MPAN/day |  |  | 0 | 0 | 0 | 0 | 0 | 0 | 0 | 0 | 0 | 0 | 0 | 0 | 0 | 0 | 0 | 0
[5 empty] | HV/LV | p/MPAN/day |  |  | 0 | 0 | 0 | 0 | 0 | 0 | 0 | 0 | 0 | 0 | 0 | 0 | 0 | 0 | 0 | 0
[5 empty] | LV circuits | p/MPAN/day |  |  | 0 | 0 | 0 | 0 | 0 | 0 | 0 | 0 | 0 | 0 | 0 | 0 | 0 | 0 | 0 | 0
[5 empty] | LV customers | p/MPAN/day |  |  | #DIV/0! | #DIV/0! | #DIV/0! | #DIV/0! | #DIV/0! | #DIV/0! | #DIV/0! | 0 | #DIV/0! | #DIV/0! | #DIV/0! | #DIV/0! | #DIV/0! | #DIV/0! | #DIV/0! | #DIV/0!
[5 empty] | HV customers | p/MPAN/day |  |  | #DIV/0! | #DIV/0! | #DIV/0! | #DIV/0! | #DIV/0! | #DIV/0! | #DIV/0! | 0 | #DIV/0! | #DIV/0! | #DIV/0! | #DIV/0! | #DIV/0! | #DIV/0! | #DIV/0! | #DIV/0!
Section 114-H: Aggregated fixed charges
|  |  |  | Fixed charge |  | p/MPAN/day |  |  | #DIV/0! | #DIV/0! | #DIV/0! | #DIV/0! | #DIV/0! | #DIV/0! | #DIV/0! | 0 | #DIV/0! | #DIV/0! | #DIV/0! | #DIV/0! | #DIV/0! | #DIV/0! | #DIV/0! | #DIV/0!
Checks
|  |  |  | Check for error values |  | number of issues | 651
End of sheet

## SoLR & bad debt adders
SoLR & bad debt adders
[enter DNO name] - [enter data version name]
CDCM charging model - Pre-release v10 - 2025/26
31 issues identified in checks on this sheet
| Click here to return to model map |  |  |  | Units | Constants |  | Domestic Aggregated or CT | Domestic Aggregated (Related MPAN) | Non-Domestic Aggregated or CT | Non-Domestic Aggregated (Related MPAN) | LV Site Specific | LV Sub Site Specific | HV Site Specific | Unmetered Supplies | LV Generation Aggregated | LV Sub Generation Aggregated | LV Generation Site Specific | LV Generation Site Specific no RP Charge | LV Sub Generation Site Specific | LV Sub Generation Site Specific no RP Charge | HV Generation Site Specific | HV Generation Site Specific no RP Charge | Legal text reference
Description
This sheet calculates the fixed charge adders for recovering revenue associated with Supplier of Last Resort and Bad Debt
costs.
Fixed tariff adjustments
Tariff adjustments for fixed adders to account for Supplier of Last Resort and Eligible Bad Debt costs
Section 115-A: Inputs for fixed tariff adjustments
MPANs
All-the-way MPANs, plus LDNO-connected MPANs from designated properties
|  |  |  | All the way customers | MPANs |  |  | 0 | 0 | 0 | 0 | 0 | 0 | 0 | 0 | 0 | 0 | 0 | 0 | 0 | 0 | 0 | 0
|  |  |  | LDNO LV | MPANs |  |  | 0 | 0 | 0 | 0 | 0 | 0 | 0 | 0 | 0 | 0 | 0 | 0 | 0 | 0 | 0 | 0
|  |  |  | LDNO HV | MPANs |  |  | 0 | 0 | 0 | 0 | 0 | 0 | 0 | 0 | 0 | 0 | 0 | 0 | 0 | 0 | 0 | 0
|  |  |  | LDNO designated customers from EDCM | MPANs |  |  | 0 | 0 | 0 | 0 | 0 | 0 | 0 | 0 | 0 | 0 | 0 | 0 | 0 | 0 | 0 | 0
Map of applicable MPANs
|  |  |  | Pass-through Supplier of Last Resort Adjustment | 1 or 0 |  |  | 1 | 0 | 0 | 0 | 0 | 0 | 0 | 0 | 0 | 0 | 0 | 0 | 0 | 0 | 0 | 0
|  |  |  | Pass-through Eligible Bad Debt Adjustment | 1 or 0 |  |  | 1 | 0 | 1 | 0 | 1 | 1 | 1 | 0 | 0 | 0 | 0 | 0 | 0 | 0 | 0 | 0
|  |  |  | Pass-through COVID-19 Bad Debt Adjustment | 1 or 0 |  |  | 1 | 0 | 1 | 0 | 1 | 1 | 1 | 0 | 0 | 0 | 0 | 0 | 0 | 0 | 0 | 0
Pass-through costs not allocated through revenue matching
|  |  |  | Pass-through Supplier of Last Resort Adjustment | £ | 0
|  |  |  | Pass-through Eligible Bad Debt Adjustment | £ | 0
|  |  |  | Pass-through COVID-19 Bad Debt Adjustment | £ | 0
Section 115-B: Calculation of fixed tariff adjustments
MPANs to be charged for allocated pass-through costs
|  |  |  | Pass-through Supplier of Last Resort Adjustment | MPANs |  |  | 0 | 0 | 0 | 0 | 0 | 0 | 0 | 0 | 0 | 0 | 0 | 0 | 0 | 0 | 0 | 0
|  |  |  | Pass-through Eligible Bad Debt Adjustment | MPANs |  |  | 0 | 0 | 0 | 0 | 0 | 0 | 0 | 0 | 0 | 0 | 0 | 0 | 0 | 0 | 0 | 0
|  |  |  | Pass-through COVID-19 Bad Debt Adjustment | MPANs |  |  | 0 | 0 | 0 | 0 | 0 | 0 | 0 | 0 | 0 | 0 | 0 | 0 | 0 | 0 | 0 | 0
|  |  | Adder to fixed charge for allocated pass-through costs |  |  |  | > | [16 empty] | Paragraphs 101 and 102
|  |  |  | Pass-through Supplier of Last Resort Adjustment | p/MPAN/day | #DIV/0!
|  |  |  | Pass-through Eligible Bad Debt Adjustment | p/MPAN/day | #DIV/0!
|  |  |  | Pass-through COVID-19 Bad Debt Adjustment | p/MPAN/day | #DIV/0!
Adder to fixed charge for allocated pass-through costs, mapped to tariffs
|  |  |  | Pass-through Supplier of Last Resort Adjustment | p/MPAN/day |  |  | #DIV/0! | 0 | 0 | 0 | 0 | 0 | 0 | 0 | 0 | 0 | 0 | 0 | 0 | 0 | 0 | 0
|  |  |  | Pass-through Eligible Bad Debt Adjustment | p/MPAN/day |  |  | #DIV/0! | 0 | #DIV/0! | 0 | #DIV/0! | #DIV/0! | #DIV/0! | 0 | 0 | 0 | 0 | 0 | 0 | 0 | 0 | 0
|  |  |  | Pass-through COVID-19 Bad Debt Adjustment | p/MPAN/day |  |  | #DIV/0! | 0 | #DIV/0! | 0 | #DIV/0! | #DIV/0! | #DIV/0! | 0 | 0 | 0 | 0 | 0 | 0 | 0 | 0 | 0
|  |  |  | Sum | p/MPAN/day |  |  | #DIV/0! | 0 | #DIV/0! | 0 | #DIV/0! | #DIV/0! | #DIV/0! | 0 | 0 | 0 | 0 | 0 | 0 | 0 | 0 | 0
Section 115-C: Calculation of fixed charge adder revenue
|  |  | Revenue from fixed charge adder, by CDCM tariff |  | £ |  |  | #DIV/0! | 0 | #DIV/0! | 0 | #DIV/0! | #DIV/0! | #DIV/0! | 0 | 0 | 0 | 0 | 0 | 0 | 0 | 0 | 0
|  |  | Revenue from fixed charge adder, CDCM total |  | £ | #DIV/0!
|  |  | Revenue from fixed charge adder, by EDCM tariff |  | £ |  |  | #DIV/0! | 0 | #DIV/0! | 0 | #DIV/0! | #DIV/0! | #DIV/0! | 0 | 0 | 0 | 0 | 0 | 0 | 0 | 0 | 0
|  |  | Revenue from fixed charge adder, EDCM total |  | £ | #DIV/0!
Checks
|  |  | Revenue from fixed charge adder, by tariff |  | £ |  |  | #DIV/0! | 0 | #DIV/0! | 0 | #DIV/0! | #DIV/0! | #DIV/0! | 0 | 0 | 0 | 0 | 0 | 0 | 0 | 0 | 0
|  |  | Revenue from fixed charge adder, total |  | £ | #DIV/0!
|  |  | Revenue from fixed adder equals allocated costs |  | number of issues | 0
|  |  | Check for error values |  | number of issues | 31
End of sheet

## Revenue matching
Revenue matching
[enter DNO name] - [enter data version name]
CDCM charging model - Pre-release v10 - 2025/26
2719 issues identified in checks on this sheet
| Click here to return to model map |  |  |  |  | Units | Constants |  | Domestic Aggregated or CT with Residual | Domestic Aggregated (Related MPAN) | Non-Domestic Aggregated or CT No Residual | Non-Domestic Aggregated or CT Band 1 | Non-Domestic Aggregated or CT Band 2 | Non-Domestic Aggregated or CT Band 3 | Non-Domestic Aggregated or CT Band 4 | Non-Domestic Aggregated (Related MPAN) | LV Site Specific No Residual | LV Site Specific Band 1 | LV Site Specific Band 2 | LV Site Specific Band 3 | LV Site Specific Band 4 | LV Sub Site Specific No Residual | LV Sub Site Specific Band 1 | LV Sub Site Specific Band 2 | LV Sub Site Specific Band 3 | LV Sub Site Specific Band 4 | HV Site Specific No Residual | HV Site Specific Band 1 | HV Site Specific Band 2 | HV Site Specific Band 3 | HV Site Specific Band 4 | Unmetered Supplies | LV Generation Aggregated | LV Sub Generation Aggregated | LV Generation Site Specific | LV Generation Site Specific no RP Charge | LV Sub Generation Site Specific | LV Sub Generation Site Specific no RP Charge | HV Generation Site Specific | HV Generation Site Specific no RP Charge | Legal text reference
Description
This sheet adjusts unit charges for demand only, such that expected revenue to be collected
through the CDCM matches allowed revenue determined through the company's price control.
This is done by applying an algorithm that complies with Paragraphs 89-95.
Pre-matching net revenue calculations
Section 116-A: Inputs to revenue matching
Brings in charges, volumes, fixed inputs and calculates revenues
|  |  |  | Summary of charges before revenue matching |  |  |  |  | Domestic Aggregated or CT | Domestic Aggregated (Related MPAN) | Non-Domestic Aggregated or CT | Non-Domestic Aggregated (Related MPAN) | LV Site Specific | LV Sub Site Specific | HV Site Specific | Unmetered Supplies | LV Generation Aggregated | LV Sub Generation Aggregated | LV Generation Site Specific | LV Generation Site Specific no RP Charge | LV Sub Generation Site Specific | LV Sub Generation Site Specific no RP Charge | HV Generation Site Specific | HV Generation Site Specific no RP Charge
[5 empty] | Unit rate 1 | p/kWh |  |  | #DIV/0! | #DIV/0! | #DIV/0! | #DIV/0! | #DIV/0! | #DIV/0! | #DIV/0! | #DIV/0! | #DIV/0! | #DIV/0! | #DIV/0! | #DIV/0! | #DIV/0! | #DIV/0! | #DIV/0! | #DIV/0!
[5 empty] | Unit rate 2 | p/kWh |  |  | #DIV/0! | #DIV/0! | #DIV/0! | #DIV/0! | #DIV/0! | #DIV/0! | #DIV/0! | #DIV/0! | #DIV/0! | #DIV/0! | #DIV/0! | #DIV/0! | #DIV/0! | #DIV/0! | #DIV/0! | #DIV/0!
[5 empty] | Unit rate 3 | p/kWh |  |  | #DIV/0! | #DIV/0! | #DIV/0! | #DIV/0! | #DIV/0! | #DIV/0! | #DIV/0! | #DIV/0! | #DIV/0! | #DIV/0! | #DIV/0! | #DIV/0! | #DIV/0! | #DIV/0! | #DIV/0! | #DIV/0!
[5 empty] | Fixed charge | p/MPAN/day |  |  | #DIV/0! | #DIV/0! | #DIV/0! | #DIV/0! | #DIV/0! | #DIV/0! | #DIV/0! | 0 | #DIV/0! | #DIV/0! | #DIV/0! | #DIV/0! | #DIV/0! | #DIV/0! | #DIV/0! | #DIV/0!
[5 empty] | Capacity charge | p/kVA/day |  |  | #DIV/0! | #DIV/0! | #DIV/0! | #DIV/0! | #DIV/0! | #DIV/0! | #DIV/0! | #DIV/0! | 0 | 0 | 0 | 0 | 0 | 0 | 0 | 0
[5 empty] | Exceeded capacity charge | p/kVA/day |  |  | #DIV/0! | #DIV/0! | #DIV/0! | #DIV/0! | #DIV/0! | #DIV/0! | #DIV/0! | #DIV/0! | 0 | 0 | 0 | 0 | 0 | 0 | 0 | 0
[5 empty] | Reactive power charge | p/kVArh |  |  | #DIV/0! | #DIV/0! | #DIV/0! | #DIV/0! | #DIV/0! | #DIV/0! | #DIV/0! | #DIV/0! | #DIV/0! | #DIV/0! | #DIV/0! | #DIV/0! | #DIV/0! | #DIV/0! | #DIV/0! | #DIV/0!
[9 empty] | Domestic Aggregated or CT | Domestic Aggregated (Related MPAN) | Non-Domestic Aggregated or CT | Non-Domestic Aggregated (Related MPAN) | LV Site Specific | LV Sub Site Specific | HV Site Specific | Unmetered Supplies | LV Generation Aggregated | LV Sub Generation Aggregated | LV Generation Site Specific | LV Generation Site Specific no RP Charge | LV Sub Generation Site Specific | LV Sub Generation Site Specific no RP Charge | HV Generation Site Specific | HV Generation Site Specific no RP Charge
|  |  |  | Adder to fixed charge for allocated pass-through costs |  | p/MPAN/day |  |  | #DIV/0! | 0 | #DIV/0! | 0 | #DIV/0! | #DIV/0! | #DIV/0! | 0 | 0 | 0 | 0 | 0 | 0 | 0 | 0 | 0
Flags for calculation of revenue matching
[5 empty] | Flag for residual tariffs | TRUE or FALSE |  |  | TRUE | FALSE | FALSE | TRUE | TRUE | TRUE | TRUE | FALSE | FALSE | TRUE | TRUE | TRUE | TRUE | FALSE | TRUE | TRUE | TRUE | TRUE | FALSE | TRUE | TRUE | TRUE | TRUE | TRUE | FALSE | FALSE | FALSE | FALSE | FALSE | FALSE | FALSE | FALSE
[5 empty] | Flag for residual fixed charge | TRUE or FALSE |  |  | TRUE |  |  | TRUE | TRUE | TRUE | TRUE |  |  | TRUE | TRUE | TRUE | TRUE |  | TRUE | TRUE | TRUE | TRUE |  | TRUE | TRUE | TRUE | TRUE | FALSE
[5 empty] | Flag for residual unit rate only | TRUE or FALSE |  |  | FALSE |  |  | FALSE | FALSE | FALSE | FALSE |  |  | FALSE | FALSE | FALSE | FALSE |  | FALSE | FALSE | FALSE | FALSE |  | FALSE | FALSE | FALSE | FALSE | TRUE
[5 empty] | Residual group | integer |  |  | 1 |  |  | 2 | 2 | 2 | 2 |  |  | 3 | 3 | 3 | 3 |  | 3 | 3 | 3 | 3 |  | 4 | 4 | 4 | 4 | 5
[5 empty] | Residual band | integer |  |  | 1 |  |  | 1 | 2 | 3 | 4 |  |  | 1 | 2 | 3 | 4 |  | 1 | 2 | 3 | 4 |  | 1 | 2 | 3 | 4 | 1
[5 empty] | Tariff before revenue matching index | integer |  |  | 1 | 2 | 3 | 3 | 3 | 3 | 3 | 4 | 5 | 5 | 5 | 5 | 5 | 6 | 6 | 6 | 6 | 6 | 7 | 7 | 7 | 7 | 7 | 8 | 9 | 10 | 11 | 12 | 13 | 14 | 15 | 16
Summary of charges before revenue matching
[5 empty] | Unit rate 1 | p/kWh |  |  | #DIV/0! | #DIV/0! | #DIV/0! | #DIV/0! | #DIV/0! | #DIV/0! | #DIV/0! | #DIV/0! | #DIV/0! | #DIV/0! | #DIV/0! | #DIV/0! | #DIV/0! | #DIV/0! | #DIV/0! | #DIV/0! | #DIV/0! | #DIV/0! | #DIV/0! | #DIV/0! | #DIV/0! | #DIV/0! | #DIV/0! | #DIV/0! | #DIV/0! | #DIV/0! | #DIV/0! | #DIV/0! | #DIV/0! | #DIV/0! | #DIV/0! | #DIV/0!
[5 empty] | Unit rate 2 | p/kWh |  |  | #DIV/0! | #DIV/0! | #DIV/0! | #DIV/0! | #DIV/0! | #DIV/0! | #DIV/0! | #DIV/0! | #DIV/0! | #DIV/0! | #DIV/0! | #DIV/0! | #DIV/0! | #DIV/0! | #DIV/0! | #DIV/0! | #DIV/0! | #DIV/0! | #DIV/0! | #DIV/0! | #DIV/0! | #DIV/0! | #DIV/0! | #DIV/0! | #DIV/0! | #DIV/0! | #DIV/0! | #DIV/0! | #DIV/0! | #DIV/0! | #DIV/0! | #DIV/0!
[5 empty] | Unit rate 3 | p/kWh |  |  | #DIV/0! | #DIV/0! | #DIV/0! | #DIV/0! | #DIV/0! | #DIV/0! | #DIV/0! | #DIV/0! | #DIV/0! | #DIV/0! | #DIV/0! | #DIV/0! | #DIV/0! | #DIV/0! | #DIV/0! | #DIV/0! | #DIV/0! | #DIV/0! | #DIV/0! | #DIV/0! | #DIV/0! | #DIV/0! | #DIV/0! | #DIV/0! | #DIV/0! | #DIV/0! | #DIV/0! | #DIV/0! | #DIV/0! | #DIV/0! | #DIV/0! | #DIV/0!
[5 empty] | Fixed charge | p/MPAN/day |  |  | #DIV/0! | #DIV/0! | #DIV/0! | #DIV/0! | #DIV/0! | #DIV/0! | #DIV/0! | #DIV/0! | #DIV/0! | #DIV/0! | #DIV/0! | #DIV/0! | #DIV/0! | #DIV/0! | #DIV/0! | #DIV/0! | #DIV/0! | #DIV/0! | #DIV/0! | #DIV/0! | #DIV/0! | #DIV/0! | #DIV/0! | 0 | #DIV/0! | #DIV/0! | #DIV/0! | #DIV/0! | #DIV/0! | #DIV/0! | #DIV/0! | #DIV/0!
[5 empty] | Capacity charge | p/kVA/day |  |  | #DIV/0! | #DIV/0! | #DIV/0! | #DIV/0! | #DIV/0! | #DIV/0! | #DIV/0! | #DIV/0! | #DIV/0! | #DIV/0! | #DIV/0! | #DIV/0! | #DIV/0! | #DIV/0! | #DIV/0! | #DIV/0! | #DIV/0! | #DIV/0! | #DIV/0! | #DIV/0! | #DIV/0! | #DIV/0! | #DIV/0! | #DIV/0! | 0 | 0 | 0 | 0 | 0 | 0 | 0 | 0
[5 empty] | Exceeded capacity charge | p/kVA/day |  |  | #DIV/0! | #DIV/0! | #DIV/0! | #DIV/0! | #DIV/0! | #DIV/0! | #DIV/0! | #DIV/0! | #DIV/0! | #DIV/0! | #DIV/0! | #DIV/0! | #DIV/0! | #DIV/0! | #DIV/0! | #DIV/0! | #DIV/0! | #DIV/0! | #DIV/0! | #DIV/0! | #DIV/0! | #DIV/0! | #DIV/0! | #DIV/0! | 0 | 0 | 0 | 0 | 0 | 0 | 0 | 0
[5 empty] | Reactive power charge | p/kVArh |  |  | #DIV/0! | #DIV/0! | #DIV/0! | #DIV/0! | #DIV/0! | #DIV/0! | #DIV/0! | #DIV/0! | #DIV/0! | #DIV/0! | #DIV/0! | #DIV/0! | #DIV/0! | #DIV/0! | #DIV/0! | #DIV/0! | #DIV/0! | #DIV/0! | #DIV/0! | #DIV/0! | #DIV/0! | #DIV/0! | #DIV/0! | #DIV/0! | #DIV/0! | #DIV/0! | #DIV/0! | #DIV/0! | #DIV/0! | #DIV/0! | #DIV/0! | #DIV/0!
|  |  |  | Adder to fixed charge for allocated pass-through costs |  | p/MPAN/day |  |  | #DIV/0! | 0 | #DIV/0! | #DIV/0! | #DIV/0! | #DIV/0! | #DIV/0! | 0 | #DIV/0! | #DIV/0! | #DIV/0! | #DIV/0! | #DIV/0! | #DIV/0! | #DIV/0! | #DIV/0! | #DIV/0! | #DIV/0! | #DIV/0! | #DIV/0! | #DIV/0! | #DIV/0! | #DIV/0! | 0 | 0 | 0 | 0 | 0 | 0 | 0 | 0 | 0
Volumes (discounted)
Fixed inputs in column H are used to direct an INDEX function, which helps map between pre- and post-revenue
matching tariffs
[5 empty] | Unit rate 1 | MWh | 0 |  | 0 | 0 | 0 | 0 | 0 | 0 | 0 | 0 | 0 | 0 | 0 | 0 | 0 | 0 | 0 | 0 | 0 | 0 | 0 | 0 | 0 | 0 | 0 | 0 | 0 | 0 | 0 | 0 | 0 | 0 | 0 | 0
[5 empty] | Unit rate 2 | MWh | 1 |  | 0 | 0 | 0 | 0 | 0 | 0 | 0 | 0 | 0 | 0 | 0 | 0 | 0 | 0 | 0 | 0 | 0 | 0 | 0 | 0 | 0 | 0 | 0 | 0 | 0 | 0 | 0 | 0 | 0 | 0 | 0 | 0
[5 empty] | Unit rate 3 | MWh | 2 |  | 0 | 0 | 0 | 0 | 0 | 0 | 0 | 0 | 0 | 0 | 0 | 0 | 0 | 0 | 0 | 0 | 0 | 0 | 0 | 0 | 0 | 0 | 0 | 0 | 0 | 0 | 0 | 0 | 0 | 0 | 0 | 0
[5 empty] | MPANs | MPANs | 3 |  | 0 | 0 | 0 | 0 | 0 | 0 | 0 | 0 | 0 | 0 | 0 | 0 | 0 | 0 | 0 | 0 | 0 | 0 | 0 | 0 | 0 | 0 | 0 | 0 | 0 | 0 | 0 | 0 | 0 | 0 | 0 | 0
[5 empty] | Capacity | kVA | 4 |  | 0 | 0 | 0 | 0 | 0 | 0 | 0 | 0 | 0 | 0 | 0 | 0 | 0 | 0 | 0 | 0 | 0 | 0 | 0 | 0 | 0 | 0 | 0 | 0 | 0 | 0 | 0 | 0 | 0 | 0 | 0 | 0
[5 empty] | Exceeded capacity | kVA | 5 |  | 0 | 0 | 0 | 0 | 0 | 0 | 0 | 0 | 0 | 0 | 0 | 0 | 0 | 0 | 0 | 0 | 0 | 0 | 0 | 0 | 0 | 0 | 0 | 0 | 0 | 0 | 0 | 0 | 0 | 0 | 0 | 0
[5 empty] | Reactive power units (MVArh) | MVArh | 6 |  | 0 | 0 | 0 | 0 | 0 | 0 | 0 | 0 | 0 | 0 | 0 | 0 | 0 | 0 | 0 | 0 | 0 | 0 | 0 | 0 | 0 | 0 | 0 | 0 | 0 | 0 | 0 | 0 | 0 | 0 | 0 | 0
|  |  |  | Target CDCM net revenue |  | £ | 0
Pass-through costs not allocated through revenue matching
[5 empty] | Pass-through Supplier of Last Resort Adjustment | £ | 0
[5 empty] | Pass-through Eligible Bad Debt Adjustment | £ | 0
[5 empty] | Pass-through COVID-19 Bad Debt Adjustment | £ | 0
|  |  |  | Target CDCM net revenue, less applicable pass-through costs |  | £ | 0 | > | [32 empty] | Paragraph 90A
Section 116-B: Net revenue before matching
This section calculates the shortfall (or surplus) between the net revenue that would be expected
if pre-matching charges are used, and the net revenue which the company is allowed to collect.
|  |  |  | Net revenue before matching |  |  | Sum
[5 empty] | Unit rate 1 | £ | #DIV/0! |  | #DIV/0! | #DIV/0! | #DIV/0! | #DIV/0! | #DIV/0! | #DIV/0! | #DIV/0! | #DIV/0! | #DIV/0! | #DIV/0! | #DIV/0! | #DIV/0! | #DIV/0! | #DIV/0! | #DIV/0! | #DIV/0! | #DIV/0! | #DIV/0! | #DIV/0! | #DIV/0! | #DIV/0! | #DIV/0! | #DIV/0! | #DIV/0! | #DIV/0! | #DIV/0! | #DIV/0! | #DIV/0! | #DIV/0! | #DIV/0! | #DIV/0! | #DIV/0!
[5 empty] | Unit rate 2 | £ | #DIV/0! |  | #DIV/0! | #DIV/0! | #DIV/0! | #DIV/0! | #DIV/0! | #DIV/0! | #DIV/0! | #DIV/0! | #DIV/0! | #DIV/0! | #DIV/0! | #DIV/0! | #DIV/0! | #DIV/0! | #DIV/0! | #DIV/0! | #DIV/0! | #DIV/0! | #DIV/0! | #DIV/0! | #DIV/0! | #DIV/0! | #DIV/0! | #DIV/0! | #DIV/0! | #DIV/0! | #DIV/0! | #DIV/0! | #DIV/0! | #DIV/0! | #DIV/0! | #DIV/0!
[5 empty] | Unit rate 3 | £ | #DIV/0! |  | #DIV/0! | #DIV/0! | #DIV/0! | #DIV/0! | #DIV/0! | #DIV/0! | #DIV/0! | #DIV/0! | #DIV/0! | #DIV/0! | #DIV/0! | #DIV/0! | #DIV/0! | #DIV/0! | #DIV/0! | #DIV/0! | #DIV/0! | #DIV/0! | #DIV/0! | #DIV/0! | #DIV/0! | #DIV/0! | #DIV/0! | #DIV/0! | #DIV/0! | #DIV/0! | #DIV/0! | #DIV/0! | #DIV/0! | #DIV/0! | #DIV/0! | #DIV/0!
[5 empty] | Fixed charge | £ | #DIV/0! |  | #DIV/0! | #DIV/0! | #DIV/0! | #DIV/0! | #DIV/0! | #DIV/0! | #DIV/0! | #DIV/0! | #DIV/0! | #DIV/0! | #DIV/0! | #DIV/0! | #DIV/0! | #DIV/0! | #DIV/0! | #DIV/0! | #DIV/0! | #DIV/0! | #DIV/0! | #DIV/0! | #DIV/0! | #DIV/0! | #DIV/0! | 0 | #DIV/0! | #DIV/0! | #DIV/0! | #DIV/0! | #DIV/0! | #DIV/0! | #DIV/0! | #DIV/0!
[5 empty] | Capacity | £ | #DIV/0! |  | #DIV/0! | #DIV/0! | #DIV/0! | #DIV/0! | #DIV/0! | #DIV/0! | #DIV/0! | #DIV/0! | #DIV/0! | #DIV/0! | #DIV/0! | #DIV/0! | #DIV/0! | #DIV/0! | #DIV/0! | #DIV/0! | #DIV/0! | #DIV/0! | #DIV/0! | #DIV/0! | #DIV/0! | #DIV/0! | #DIV/0! | #DIV/0! | 0 | 0 | 0 | 0 | 0 | 0 | 0 | 0
[5 empty] | Exceeded capacity | £ | #DIV/0! |  | #DIV/0! | #DIV/0! | #DIV/0! | #DIV/0! | #DIV/0! | #DIV/0! | #DIV/0! | #DIV/0! | #DIV/0! | #DIV/0! | #DIV/0! | #DIV/0! | #DIV/0! | #DIV/0! | #DIV/0! | #DIV/0! | #DIV/0! | #DIV/0! | #DIV/0! | #DIV/0! | #DIV/0! | #DIV/0! | #DIV/0! | #DIV/0! | 0 | 0 | 0 | 0 | 0 | 0 | 0 | 0
[5 empty] | Reactive power units (MVArh) | £ | #DIV/0! |  | #DIV/0! | #DIV/0! | #DIV/0! | #DIV/0! | #DIV/0! | #DIV/0! | #DIV/0! | #DIV/0! | #DIV/0! | #DIV/0! | #DIV/0! | #DIV/0! | #DIV/0! | #DIV/0! | #DIV/0! | #DIV/0! | #DIV/0! | #DIV/0! | #DIV/0! | #DIV/0! | #DIV/0! | #DIV/0! | #DIV/0! | #DIV/0! | #DIV/0! | #DIV/0! | #DIV/0! | #DIV/0! | #DIV/0! | #DIV/0! | #DIV/0! | #DIV/0!
[5 empty] | Total | £ | #DIV/0! |  | #DIV/0! | #DIV/0! | #DIV/0! | #DIV/0! | #DIV/0! | #DIV/0! | #DIV/0! | #DIV/0! | #DIV/0! | #DIV/0! | #DIV/0! | #DIV/0! | #DIV/0! | #DIV/0! | #DIV/0! | #DIV/0! | #DIV/0! | #DIV/0! | #DIV/0! | #DIV/0! | #DIV/0! | #DIV/0! | #DIV/0! | #DIV/0! | #DIV/0! | #DIV/0! | #DIV/0! | #DIV/0! | #DIV/0! | #DIV/0! | #DIV/0! | #DIV/0!
|  |  |  | Net revenue shortfall (or surplus) |  | £ | #DIV/0! | > | [32 empty] | Paragraph 91
Residual charge calculation
Section 116-C: Grouping of residual bands where a band has insufficient customers
|  |  | This section determines the simplest way to combine bands into groups, ensuring that every grouped |  |  |  |  | > | [32 empty] | Paragraphs 92B & 92C
band has the minimum required number of MPANs.
Band grouping configurations, within residual groups
[5 empty] | Band grouping configuration 1 | integer |  |  | 1 |  |  | 1 | 2 | 3 | 4 |  |  | 1 | 2 | 3 | 4 |  | 1 | 2 | 3 | 4 |  | 1 | 2 | 3 | 4 | 1
[5 empty] | Band grouping configuration 2 | integer |  |  | 1 |  |  | 1 | 1 | 2 | 3 |  |  | 1 | 1 | 2 | 3 |  | 1 | 1 | 2 | 3 |  | 1 | 1 | 2 | 3 | 1
[5 empty] | Band grouping configuration 3 | integer |  |  | 1 |  |  | 1 | 2 | 2 | 3 |  |  | 1 | 2 | 2 | 3 |  | 1 | 2 | 2 | 3 |  | 1 | 2 | 2 | 3 | 1
[5 empty] | Band grouping configuration 4 | integer |  |  | 1 |  |  | 1 | 2 | 3 | 3 |  |  | 1 | 2 | 3 | 3 |  | 1 | 2 | 3 | 3 |  | 1 | 2 | 3 | 3 | 1
[5 empty] | Band grouping configuration 5 | integer |  |  | 1 |  |  | 1 | 1 | 2 | 2 |  |  | 1 | 1 | 2 | 2 |  | 1 | 1 | 2 | 2 |  | 1 | 1 | 2 | 2 | 1
[5 empty] | Band grouping configuration 6 | integer |  |  | 1 |  |  | 1 | 1 | 1 | 2 |  |  | 1 | 1 | 1 | 2 |  | 1 | 1 | 1 | 2 |  | 1 | 1 | 1 | 2 | 1
[5 empty] | Band grouping configuration 7 | integer |  |  | 1 |  |  | 1 | 2 | 2 | 2 |  |  | 1 | 2 | 2 | 2 |  | 1 | 2 | 2 | 2 |  | 1 | 2 | 2 | 2 | 1
[5 empty] | Band grouping configuration 8 | integer |  |  | 1 |  |  | 1 | 1 | 1 | 1 |  |  | 1 | 1 | 1 | 1 |  | 1 | 1 | 1 | 1 |  | 1 | 1 | 1 | 1 | 1
Band grouping configurations, across all tariffs and residual groups
[5 empty] | Band grouping configuration 1 | integer |  |  | 1 |  |  | 5 | 6 | 7 | 8 |  |  | 9 | 10 | 11 | 12 |  | 9 | 10 | 11 | 12 |  | 13 | 14 | 15 | 16 | 17
[5 empty] | Band grouping configuration 2 | integer |  |  | 1 |  |  | 5 | 5 | 6 | 7 |  |  | 9 | 9 | 10 | 11 |  | 9 | 9 | 10 | 11 |  | 13 | 13 | 14 | 15 | 17
[5 empty] | Band grouping configuration 3 | integer |  |  | 1 |  |  | 5 | 6 | 6 | 7 |  |  | 9 | 10 | 10 | 11 |  | 9 | 10 | 10 | 11 |  | 13 | 14 | 14 | 15 | 17
[5 empty] | Band grouping configuration 4 | integer |  |  | 1 |  |  | 5 | 6 | 7 | 7 |  |  | 9 | 10 | 11 | 11 |  | 9 | 10 | 11 | 11 |  | 13 | 14 | 15 | 15 | 17
[5 empty] | Band grouping configuration 5 | integer |  |  | 1 |  |  | 5 | 5 | 6 | 6 |  |  | 9 | 9 | 10 | 10 |  | 9 | 9 | 10 | 10 |  | 13 | 13 | 14 | 14 | 17
[5 empty] | Band grouping configuration 6 | integer |  |  | 1 |  |  | 5 | 5 | 5 | 6 |  |  | 9 | 9 | 9 | 10 |  | 9 | 9 | 9 | 10 |  | 13 | 13 | 13 | 14 | 17
[5 empty] | Band grouping configuration 7 | integer |  |  | 1 |  |  | 5 | 6 | 6 | 6 |  |  | 9 | 10 | 10 | 10 |  | 9 | 10 | 10 | 10 |  | 13 | 14 | 14 | 14 | 17
[5 empty] | Band grouping configuration 8 | integer |  |  | 1 |  |  | 5 | 5 | 5 | 5 |  |  | 9 | 9 | 9 | 9 |  | 9 | 9 | 9 | 9 |  | 13 | 13 | 13 | 13 | 17
Number of MPANs in each grouped band
[5 empty] | Band grouping configuration 1 | MPANs |  |  | 0 |  |  | 0 | 0 | 0 | 0 |  |  | 0 | 0 | 0 | 0 |  | 0 | 0 | 0 | 0 |  | 0 | 0 | 0 | 0 | 0
[5 empty] | Band grouping configuration 2 | MPANs |  |  | 0 |  |  | 0 | 0 | 0 | 0 |  |  | 0 | 0 | 0 | 0 |  | 0 | 0 | 0 | 0 |  | 0 | 0 | 0 | 0 | 0
[5 empty] | Band grouping configuration 3 | MPANs |  |  | 0 |  |  | 0 | 0 | 0 | 0 |  |  | 0 | 0 | 0 | 0 |  | 0 | 0 | 0 | 0 |  | 0 | 0 | 0 | 0 | 0
[5 empty] | Band grouping configuration 4 | MPANs |  |  | 0 |  |  | 0 | 0 | 0 | 0 |  |  | 0 | 0 | 0 | 0 |  | 0 | 0 | 0 | 0 |  | 0 | 0 | 0 | 0 | 0
[5 empty] | Band grouping configuration 5 | MPANs |  |  | 0 |  |  | 0 | 0 | 0 | 0 |  |  | 0 | 0 | 0 | 0 |  | 0 | 0 | 0 | 0 |  | 0 | 0 | 0 | 0 | 0
[5 empty] | Band grouping configuration 6 | MPANs |  |  | 0 |  |  | 0 | 0 | 0 | 0 |  |  | 0 | 0 | 0 | 0 |  | 0 | 0 | 0 | 0 |  | 0 | 0 | 0 | 0 | 0
[5 empty] | Band grouping configuration 7 | MPANs |  |  | 0 |  |  | 0 | 0 | 0 | 0 |  |  | 0 | 0 | 0 | 0 |  | 0 | 0 | 0 | 0 |  | 0 | 0 | 0 | 0 | 0
[5 empty] | Band grouping configuration 8 | MPANs |  |  | 0 |  |  | 0 | 0 | 0 | 0 |  |  | 0 | 0 | 0 | 0 |  | 0 | 0 | 0 | 0 |  | 0 | 0 | 0 | 0 | 0
|  |  |  | Minimum number of MPANs in residual band |  | integer | 2
Check on whether grouping meets minimum requirement for number of MPANs in band
[5 empty] | Band grouping configuration 1 | TRUE or FALSE |  |  | FALSE |  |  | FALSE | FALSE | FALSE | FALSE |  |  | FALSE | FALSE | FALSE | FALSE |  | FALSE | FALSE | FALSE | FALSE |  | FALSE | FALSE | FALSE | FALSE | FALSE
[5 empty] | Band grouping configuration 2 | TRUE or FALSE |  |  | FALSE |  |  | FALSE | FALSE | FALSE | FALSE |  |  | FALSE | FALSE | FALSE | FALSE |  | FALSE | FALSE | FALSE | FALSE |  | FALSE | FALSE | FALSE | FALSE | FALSE
[5 empty] | Band grouping configuration 3 | TRUE or FALSE |  |  | FALSE |  |  | FALSE | FALSE | FALSE | FALSE |  |  | FALSE | FALSE | FALSE | FALSE |  | FALSE | FALSE | FALSE | FALSE |  | FALSE | FALSE | FALSE | FALSE | FALSE
[5 empty] | Band grouping configuration 4 | TRUE or FALSE |  |  | FALSE |  |  | FALSE | FALSE | FALSE | FALSE |  |  | FALSE | FALSE | FALSE | FALSE |  | FALSE | FALSE | FALSE | FALSE |  | FALSE | FALSE | FALSE | FALSE | FALSE
[5 empty] | Band grouping configuration 5 | TRUE or FALSE |  |  | FALSE |  |  | FALSE | FALSE | FALSE | FALSE |  |  | FALSE | FALSE | FALSE | FALSE |  | FALSE | FALSE | FALSE | FALSE |  | FALSE | FALSE | FALSE | FALSE | FALSE
[5 empty] | Band grouping configuration 6 | TRUE or FALSE |  |  | FALSE |  |  | FALSE | FALSE | FALSE | FALSE |  |  | FALSE | FALSE | FALSE | FALSE |  | FALSE | FALSE | FALSE | FALSE |  | FALSE | FALSE | FALSE | FALSE | FALSE
[5 empty] | Band grouping configuration 7 | TRUE or FALSE |  |  | FALSE |  |  | FALSE | FALSE | FALSE | FALSE |  |  | FALSE | FALSE | FALSE | FALSE |  | FALSE | FALSE | FALSE | FALSE |  | FALSE | FALSE | FALSE | FALSE | FALSE
[5 empty] | Band grouping configuration 8 | TRUE or FALSE |  |  | FALSE |  |  | FALSE | FALSE | FALSE | FALSE |  |  | FALSE | FALSE | FALSE | FALSE |  | FALSE | FALSE | FALSE | FALSE |  | FALSE | FALSE | FALSE | FALSE | FALSE
Number of tariffs in residual group for which requirement is met
[5 empty] | Band grouping configuration 1 | integer |  |  | 0 |  |  | 0 | 0 | 0 | 0 |  |  | 0 | 0 | 0 | 0 |  | 0 | 0 | 0 | 0 |  | 0 | 0 | 0 | 0 | 0
[5 empty] | Band grouping configuration 2 | integer |  |  | 0 |  |  | 0 | 0 | 0 | 0 |  |  | 0 | 0 | 0 | 0 |  | 0 | 0 | 0 | 0 |  | 0 | 0 | 0 | 0 | 0
[5 empty] | Band grouping configuration 3 | integer |  |  | 0 |  |  | 0 | 0 | 0 | 0 |  |  | 0 | 0 | 0 | 0 |  | 0 | 0 | 0 | 0 |  | 0 | 0 | 0 | 0 | 0
[5 empty] | Band grouping configuration 4 | integer |  |  | 0 |  |  | 0 | 0 | 0 | 0 |  |  | 0 | 0 | 0 | 0 |  | 0 | 0 | 0 | 0 |  | 0 | 0 | 0 | 0 | 0
[5 empty] | Band grouping configuration 5 | integer |  |  | 0 |  |  | 0 | 0 | 0 | 0 |  |  | 0 | 0 | 0 | 0 |  | 0 | 0 | 0 | 0 |  | 0 | 0 | 0 | 0 | 0
[5 empty] | Band grouping configuration 6 | integer |  |  | 0 |  |  | 0 | 0 | 0 | 0 |  |  | 0 | 0 | 0 | 0 |  | 0 | 0 | 0 | 0 |  | 0 | 0 | 0 | 0 | 0
[5 empty] | Band grouping configuration 7 | integer |  |  | 0 |  |  | 0 | 0 | 0 | 0 |  |  | 0 | 0 | 0 | 0 |  | 0 | 0 | 0 | 0 |  | 0 | 0 | 0 | 0 | 0
[5 empty] | Band grouping configuration 8 | integer |  |  | 0 |  |  | 0 | 0 | 0 | 0 |  |  | 0 | 0 | 0 | 0 |  | 0 | 0 | 0 | 0 |  | 0 | 0 | 0 | 0 | 0
|  |  |  | Number of tariffs in the group of bands |  |  |  |  | 0 |  |  | 0 | 0 | 0 | 0 |  |  | 0 | 0 | 0 | 0 |  | 0 | 0 | 0 | 0 |  | 0 | 0 | 0 | 0 | 0
|  |  |  | First permissible band grouping configuration |  | integer |  |  | 1 | 1 | 1 | 1 | 1 | 1 | 1 | 1 | 1 | 1 | 1 | 1 | 1 | 1 | 1 | 1 | 1 | 1 | 1 | 1 | 1 | 1 | 1 | 1 | 1 | 1 | 1 | 1 | 1 | 1 | 1 | 1
|  |  |  | Residual charge group, across all tariffs and residual groups |  | integer |  |  | 1 | 0 | 0 | 5 | 6 | 7 | 8 | 0 | 0 | 9 | 10 | 11 | 12 | 0 | 9 | 10 | 11 | 12 | 0 | 13 | 14 | 15 | 16 | 17 | 0 | 0 | 0 | 0 | 0 | 0 | 0 | 0
Section 116-D: Calculating MPANs for matching
|  |  |  | MPANs for revenue matching |  | MPANs |  |  | 0 | 0 | 0 | 0 | 0 | 0 | 0 | 0 | 0 | 0 | 0 | 0 | 0 | 0 | 0 | 0 | 0 | 0 | 0 | 0 | 0 | 0 | 0 | 0 | 0 | 0 | 0 | 0 | 0 | 0 | 0 | 0
|  |  |  | MPANs for revenue matching, for total residual charge group |  | MPANs |  |  | 0 | 0 | 0 | 0 | 0 | 0 | 0 | 0 | 0 | 0 | 0 | 0 | 0 | 0 | 0 | 0 | 0 | 0 | 0 | 0 | 0 | 0 | 0 | 0 | 0 | 0 | 0 | 0 | 0 | 0 | 0 | 0
|  |  |  | Share of MPANs in the residual charge group |  | % |  |  | 0% | 0% | 0% | 0% | 0% | 0% | 0% | 0% | 0% | 0% | 0% | 0% | 0% | 0% | 0% | 0% | 0% | 0% | 0% | 0% | 0% | 0% | 0% | 0% | 0% | 0% | 0% | 0% | 0% | 0% | 0% | 0%
Section 116-E: Calculating unit volumes for matching
|  |  | This section determines the total number of units to be considered for each residual charge when allocating |  |  |  |  | > | [32 empty] | Paragraph 92 (a)
revenue.
|  |  |  | Units by tariff, across all timebands |  | MWh |  |  | 0 | 0 | 0 | 0 | 0 | 0 | 0 | 0 | 0 | 0 | 0 | 0 | 0 | 0 | 0 | 0 | 0 | 0 | 0 | 0 | 0 | 0 | 0 | 0 | 0 | 0 | 0 | 0 | 0 | 0 | 0 | 0
|  |  |  | Units for revenue matching, excluding related MPANs |  | MWh |  |  | 0 | 0 | 0 | 0 | 0 | 0 | 0 | 0 | 0 | 0 | 0 | 0 | 0 | 0 | 0 | 0 | 0 | 0 | 0 | 0 | 0 | 0 | 0 | 0 | 0 | 0 | 0 | 0 | 0 | 0 | 0 | 0
Units for related MPANs are counted towards the corresponding domestic or non-domestic tariff
|  |  |  | Distribution of related MPAN units |  | % |  |  | 100% |  |  | 0% | 0% | 0% | 0%
|  |  |  | Related MPAN units for revenue matching |  | MWh |  |  | 0 |  |  | 0 | 0 | 0 | 0
|  |  |  | Units for revenue matching |  | MWh |  |  | 0 | 0 | 0 | 0 | 0 | 0 | 0 | 0 | 0 | 0 | 0 | 0 | 0 | 0 | 0 | 0 | 0 | 0 | 0 | 0 | 0 | 0 | 0 | 0 | 0 | 0 | 0 | 0 | 0 | 0 | 0 | 0
Section 116-F: Allocating revenue to tariffs
|  |  | Tariffs that are in the same residual charge group need to have matching residual charges. To achieve this, the |  |  |  |  | > | [32 empty] | Paragraph 92 (a)
total volumes (unit, revenue, MPANs etc) within each group are calculated and then shared across all the tariffs
in the group. For allocating revenue to tariffs, this needs to be done with volumes of units.
|  |  |  | Units for revenue matching, for total residual charge group |  | MWh |  |  | 0 | 0 | 0 | 0 | 0 | 0 | 0 | 0 | 0 | 0 | 0 | 0 | 0 | 0 | 0 | 0 | 0 | 0 | 0 | 0 | 0 | 0 | 0 | 0 | 0 | 0 | 0 | 0 | 0 | 0 | 0 | 0
|  |  |  | Units for revenue matching, shared by residual charge group |  | MWh |  |  | 0 | 0 | 0 | 0 | 0 | 0 | 0 | 0 | 0 | 0 | 0 | 0 | 0 | 0 | 0 | 0 | 0 | 0 | 0 | 0 | 0 | 0 | 0 | 0 | 0 | 0 | 0 | 0 | 0 | 0 | 0 | 0
|  |  |  | Total units |  | MWh | 0
|  |  |  | Distribution of residual revenue |  | % |  |  | #DIV/0! | #DIV/0! | #DIV/0! | #DIV/0! | #DIV/0! | #DIV/0! | #DIV/0! | #DIV/0! | #DIV/0! | #DIV/0! | #DIV/0! | #DIV/0! | #DIV/0! | #DIV/0! | #DIV/0! | #DIV/0! | #DIV/0! | #DIV/0! | #DIV/0! | #DIV/0! | #DIV/0! | #DIV/0! | #DIV/0! | #DIV/0! | #DIV/0! | #DIV/0! | #DIV/0! | #DIV/0! | #DIV/0! | #DIV/0! | #DIV/0! | #DIV/0!
|  |  |  | Revenue allocated to this tariff |  | £ |  |  | #DIV/0! | #DIV/0! | #DIV/0! | #DIV/0! | #DIV/0! | #DIV/0! | #DIV/0! | #DIV/0! | #DIV/0! | #DIV/0! | #DIV/0! | #DIV/0! | #DIV/0! | #DIV/0! | #DIV/0! | #DIV/0! | #DIV/0! | #DIV/0! | #DIV/0! | #DIV/0! | #DIV/0! | #DIV/0! | #DIV/0! | #DIV/0! | #DIV/0! | #DIV/0! | #DIV/0! | #DIV/0! | #DIV/0! | #DIV/0! | #DIV/0! | #DIV/0!
Section 116-G: Calculating the residual fixed charge
Dividing the revenue allocation by the number of MPANs results in the residual fixed charge.
|  |  |  | Residual fixed charge |  | £/MPAN/year |  | > | #DIV/0! | 0 | 0 | #DIV/0! | #DIV/0! | #DIV/0! | #DIV/0! | 0 | 0 | #DIV/0! | #DIV/0! | #DIV/0! | #DIV/0! | 0 | #DIV/0! | #DIV/0! | #DIV/0! | #DIV/0! | 0 | #DIV/0! | #DIV/0! | #DIV/0! | #DIV/0! | 0 | 0 | 0 | 0 | 0 | 0 | 0 | 0 | 0 | Paragraph 92 (b)
|  |  |  | Residual fixed charge |  | p/MPAN/day |  | > | #DIV/0! | #DIV/0! | #DIV/0! | #DIV/0! | #DIV/0! | #DIV/0! | #DIV/0! | #DIV/0! | #DIV/0! | #DIV/0! | #DIV/0! | #DIV/0! | #DIV/0! | #DIV/0! | #DIV/0! | #DIV/0! | #DIV/0! | #DIV/0! | #DIV/0! | #DIV/0! | #DIV/0! | #DIV/0! | #DIV/0! | #DIV/0! | #DIV/0! | #DIV/0! | #DIV/0! | #DIV/0! | #DIV/0! | #DIV/0! | #DIV/0! | #DIV/0! | Paragraph 92 (c)
Section 116-H: Calculating the initial residual unit rate
|  |  | For customers without a residual fixed charge, the total allocated residual revenue is instead divided by the total |  |  |  |  | > | [32 empty] | Paragraph 92D
number of units.
|  |  |  | Initial residual unit rate |  | £/MWh |  |  | 0 | 0 | 0 | 0 | 0 | 0 | 0 | 0 | 0 | 0 | 0 | 0 | 0 | 0 | 0 | 0 | 0 | 0 | 0 | 0 | 0 | 0 | 0 | #DIV/0! | 0 | 0 | 0 | 0 | 0 | 0 | 0 | 0
|  |  |  | Initial residual unit rate |  | p/kWh |  |  | 0 | 0 | 0 | 0 | 0 | 0 | 0 | 0 | 0 | 0 | 0 | 0 | 0 | 0 | 0 | 0 | 0 | 0 | 0 | 0 | 0 | 0 | 0 | #DIV/0! | 0 | 0 | 0 | 0 | 0 | 0 | 0 | 0
Adjustments for negative fixed charges
|  | In the event that residual fixed charges are negative, there are some adjustments that may need to be made. | [5 empty] | > | [32 empty] | Paragraph 94
Section 116-I: Floor on negative residual fixed charges
Fixed charges for negative residuals may not take values that result in overall fixed charges being negative. This
subsection determines what the "floor" is on negative residual fixed charges. This is based on the before-revenue-
matching fixed charge, and the fixed charge adders that arise from SoLR and Bad Debt costs.
Where there are multiple tariffs in the same residual charge group, the floor is based on whichever tariff has the
lowest before-revenue-matching fixed charge.
|  |  |  | Fixed charge without residual, including pass-through adder |  | p/MPAN/day |  |  | #DIV/0! | #DIV/0! | #DIV/0! | #DIV/0! | #DIV/0! | #DIV/0! | #DIV/0! | #DIV/0! | #DIV/0! | #DIV/0! | #DIV/0! | #DIV/0! | #DIV/0! | #DIV/0! | #DIV/0! | #DIV/0! | #DIV/0! | #DIV/0! | #DIV/0! | #DIV/0! | #DIV/0! | #DIV/0! | #DIV/0! | 0 | #DIV/0! | #DIV/0! | #DIV/0! | #DIV/0! | #DIV/0! | #DIV/0! | #DIV/0! | #DIV/0!
|  |  |  | Minimum possible residual fixed charge |  | p/MPAN/day |  |  | #DIV/0! | #DIV/0! | #DIV/0! | #DIV/0! | #DIV/0! | #DIV/0! | #DIV/0! | #DIV/0! | #DIV/0! | #DIV/0! | #DIV/0! | #DIV/0! | #DIV/0! | #DIV/0! | #DIV/0! | #DIV/0! | #DIV/0! | #DIV/0! | #DIV/0! | #DIV/0! | #DIV/0! | #DIV/0! | #DIV/0! | #DIV/0! | #DIV/0! | #DIV/0! | #DIV/0! | #DIV/0! | #DIV/0! | #DIV/0! | #DIV/0! | #DIV/0!
|  |  |  | Shortfall in residual fixed charge due to floor |  | p/MPAN/day |  |  | #DIV/0! | #DIV/0! | #DIV/0! | #DIV/0! | #DIV/0! | #DIV/0! | #DIV/0! | #DIV/0! | #DIV/0! | #DIV/0! | #DIV/0! | #DIV/0! | #DIV/0! | #DIV/0! | #DIV/0! | #DIV/0! | #DIV/0! | #DIV/0! | #DIV/0! | #DIV/0! | #DIV/0! | #DIV/0! | #DIV/0! | #DIV/0! | #DIV/0! | #DIV/0! | #DIV/0! | #DIV/0! | #DIV/0! | #DIV/0! | #DIV/0! | #DIV/0!
|  |  |  | Shortfall in revenue due to floor on fixed charge |  | £/year |  |  | #DIV/0! | #DIV/0! | #DIV/0! | #DIV/0! | #DIV/0! | #DIV/0! | #DIV/0! | #DIV/0! | #DIV/0! | #DIV/0! | #DIV/0! | #DIV/0! | #DIV/0! | #DIV/0! | #DIV/0! | #DIV/0! | #DIV/0! | #DIV/0! | #DIV/0! | #DIV/0! | #DIV/0! | #DIV/0! | #DIV/0! | #DIV/0! | #DIV/0! | #DIV/0! | #DIV/0! | #DIV/0! | #DIV/0! | #DIV/0! | #DIV/0! | #DIV/0!
|  |  |  | Total shortfall in revenue due to floor on fixed charge |  | £/year | #DIV/0!
Section 116-J: Ranking unit rate volumes and tariffs
|  |  | If the floor on negative fixed charges would result in any revenue not being redistributed, then this revenue is instead |  |  |  |  | > | [32 empty] | Paragraph 94
redistributed through unit rates.
|  |  |  | Revenue to be redistributed through unit rates |  | TRUE or FALSE |  |  | #DIV/0! | #DIV/0! | #DIV/0! | #DIV/0! | #DIV/0! | #DIV/0! | #DIV/0! | #DIV/0! | #DIV/0! | #DIV/0! | #DIV/0! | #DIV/0! | #DIV/0! | #DIV/0! | #DIV/0! | #DIV/0! | #DIV/0! | #DIV/0! | #DIV/0! | #DIV/0! | #DIV/0! | #DIV/0! | #DIV/0! | #DIV/0! | #DIV/0! | #DIV/0! | #DIV/0! | #DIV/0! | #DIV/0! | #DIV/0! | #DIV/0! | #DIV/0!
The redistribution of negative residuals through unit rates must not result in any unit rates, after combining the
before-revenue-matching element and the residual adder, from taking a negative value. To do this, the unit rates
for each tariff must be ranked, from the lowest unit rate to the highest unit rate.
Rank
[5 empty] | Lowest unit rate | integer | 1
[5 empty] | Middle unit rate | integer | 2
[5 empty] | Highest unit rate | integer | 3
Ranked unit rates
[5 empty] | Lowest unit rate | p/kWh |  |  | #DIV/0! | #DIV/0! | #DIV/0! | #DIV/0! | #DIV/0! | #DIV/0! | #DIV/0! | #DIV/0! | #DIV/0! | #DIV/0! | #DIV/0! | #DIV/0! | #DIV/0! | #DIV/0! | #DIV/0! | #DIV/0! | #DIV/0! | #DIV/0! | #DIV/0! | #DIV/0! | #DIV/0! | #DIV/0! | #DIV/0! | #DIV/0! | #DIV/0! | #DIV/0! | #DIV/0! | #DIV/0! | #DIV/0! | #DIV/0! | #DIV/0! | #DIV/0!
[5 empty] | Middle unit rate | p/kWh |  |  | #DIV/0! | #DIV/0! | #DIV/0! | #DIV/0! | #DIV/0! | #DIV/0! | #DIV/0! | #DIV/0! | #DIV/0! | #DIV/0! | #DIV/0! | #DIV/0! | #DIV/0! | #DIV/0! | #DIV/0! | #DIV/0! | #DIV/0! | #DIV/0! | #DIV/0! | #DIV/0! | #DIV/0! | #DIV/0! | #DIV/0! | #DIV/0! | #DIV/0! | #DIV/0! | #DIV/0! | #DIV/0! | #DIV/0! | #DIV/0! | #DIV/0! | #DIV/0!
[5 empty] | Highest unit rate | p/kWh |  |  | #DIV/0! | #DIV/0! | #DIV/0! | #DIV/0! | #DIV/0! | #DIV/0! | #DIV/0! | #DIV/0! | #DIV/0! | #DIV/0! | #DIV/0! | #DIV/0! | #DIV/0! | #DIV/0! | #DIV/0! | #DIV/0! | #DIV/0! | #DIV/0! | #DIV/0! | #DIV/0! | #DIV/0! | #DIV/0! | #DIV/0! | #DIV/0! | #DIV/0! | #DIV/0! | #DIV/0! | #DIV/0! | #DIV/0! | #DIV/0! | #DIV/0! | #DIV/0!
|  |  |  | For tariffs in the same residual charge group, the constraint on non-negative unit rates is based on the smallest |  |  |  | > | [32 empty] | Paragraph 94A
before-revenue-matching charge within the entire residual charge group.
Ranked unit rates for residual charge group
[5 empty] | Lowest unit rate | p/kWh |  |  | #DIV/0! | #DIV/0! | #DIV/0! | #DIV/0! | #DIV/0! | #DIV/0! | #DIV/0! | #DIV/0! | #DIV/0! | #DIV/0! | #DIV/0! | #DIV/0! | #DIV/0! | #DIV/0! | #DIV/0! | #DIV/0! | #DIV/0! | #DIV/0! | #DIV/0! | #DIV/0! | #DIV/0! | #DIV/0! | #DIV/0! | #DIV/0! | #DIV/0! | #DIV/0! | #DIV/0! | #DIV/0! | #DIV/0! | #DIV/0! | #DIV/0! | #DIV/0!
[5 empty] | Middle unit rate | p/kWh |  |  | #DIV/0! | #DIV/0! | #DIV/0! | #DIV/0! | #DIV/0! | #DIV/0! | #DIV/0! | #DIV/0! | #DIV/0! | #DIV/0! | #DIV/0! | #DIV/0! | #DIV/0! | #DIV/0! | #DIV/0! | #DIV/0! | #DIV/0! | #DIV/0! | #DIV/0! | #DIV/0! | #DIV/0! | #DIV/0! | #DIV/0! | #DIV/0! | #DIV/0! | #DIV/0! | #DIV/0! | #DIV/0! | #DIV/0! | #DIV/0! | #DIV/0! | #DIV/0!
[5 empty] | Highest unit rate | p/kWh |  |  | #DIV/0! | #DIV/0! | #DIV/0! | #DIV/0! | #DIV/0! | #DIV/0! | #DIV/0! | #DIV/0! | #DIV/0! | #DIV/0! | #DIV/0! | #DIV/0! | #DIV/0! | #DIV/0! | #DIV/0! | #DIV/0! | #DIV/0! | #DIV/0! | #DIV/0! | #DIV/0! | #DIV/0! | #DIV/0! | #DIV/0! | #DIV/0! | #DIV/0! | #DIV/0! | #DIV/0! | #DIV/0! | #DIV/0! | #DIV/0! | #DIV/0! | #DIV/0!
Ranked adder threshold for residual charge group
[5 empty] | Lowest unit rate | p/kWh |  |  | #DIV/0! | #DIV/0! | #DIV/0! | #DIV/0! | #DIV/0! | #DIV/0! | #DIV/0! | #DIV/0! | #DIV/0! | #DIV/0! | #DIV/0! | #DIV/0! | #DIV/0! | #DIV/0! | #DIV/0! | #DIV/0! | #DIV/0! | #DIV/0! | #DIV/0! | #DIV/0! | #DIV/0! | #DIV/0! | #DIV/0! | #DIV/0! | #DIV/0! | #DIV/0! | #DIV/0! | #DIV/0! | #DIV/0! | #DIV/0! | #DIV/0! | #DIV/0!
[5 empty] | Middle unit rate | p/kWh |  |  | #DIV/0! | #DIV/0! | #DIV/0! | #DIV/0! | #DIV/0! | #DIV/0! | #DIV/0! | #DIV/0! | #DIV/0! | #DIV/0! | #DIV/0! | #DIV/0! | #DIV/0! | #DIV/0! | #DIV/0! | #DIV/0! | #DIV/0! | #DIV/0! | #DIV/0! | #DIV/0! | #DIV/0! | #DIV/0! | #DIV/0! | #DIV/0! | #DIV/0! | #DIV/0! | #DIV/0! | #DIV/0! | #DIV/0! | #DIV/0! | #DIV/0! | #DIV/0!
[5 empty] | Highest unit rate | p/kWh |  |  | #DIV/0! | #DIV/0! | #DIV/0! | #DIV/0! | #DIV/0! | #DIV/0! | #DIV/0! | #DIV/0! | #DIV/0! | #DIV/0! | #DIV/0! | #DIV/0! | #DIV/0! | #DIV/0! | #DIV/0! | #DIV/0! | #DIV/0! | #DIV/0! | #DIV/0! | #DIV/0! | #DIV/0! | #DIV/0! | #DIV/0! | #DIV/0! | #DIV/0! | #DIV/0! | #DIV/0! | #DIV/0! | #DIV/0! | #DIV/0! | #DIV/0! | #DIV/0!
Index of unit rate ranks
[5 empty] | Lowest unit rate | integer |  |  | #DIV/0! | #DIV/0! | #DIV/0! | #DIV/0! | #DIV/0! | #DIV/0! | #DIV/0! | #DIV/0! | #DIV/0! | #DIV/0! | #DIV/0! | #DIV/0! | #DIV/0! | #DIV/0! | #DIV/0! | #DIV/0! | #DIV/0! | #DIV/0! | #DIV/0! | #DIV/0! | #DIV/0! | #DIV/0! | #DIV/0! | #DIV/0! | #DIV/0! | #DIV/0! | #DIV/0! | #DIV/0! | #DIV/0! | #DIV/0! | #DIV/0! | #DIV/0!
[5 empty] | Middle unit rate | integer |  |  | #DIV/0! | #DIV/0! | #DIV/0! | #DIV/0! | #DIV/0! | #DIV/0! | #DIV/0! | #DIV/0! | #DIV/0! | #DIV/0! | #DIV/0! | #DIV/0! | #DIV/0! | #DIV/0! | #DIV/0! | #DIV/0! | #DIV/0! | #DIV/0! | #DIV/0! | #DIV/0! | #DIV/0! | #DIV/0! | #DIV/0! | #DIV/0! | #DIV/0! | #DIV/0! | #DIV/0! | #DIV/0! | #DIV/0! | #DIV/0! | #DIV/0! | #DIV/0!
[5 empty] | Highest unit rate | integer |  |  | #DIV/0! | #DIV/0! | #DIV/0! | #DIV/0! | #DIV/0! | #DIV/0! | #DIV/0! | #DIV/0! | #DIV/0! | #DIV/0! | #DIV/0! | #DIV/0! | #DIV/0! | #DIV/0! | #DIV/0! | #DIV/0! | #DIV/0! | #DIV/0! | #DIV/0! | #DIV/0! | #DIV/0! | #DIV/0! | #DIV/0! | #DIV/0! | #DIV/0! | #DIV/0! | #DIV/0! | #DIV/0! | #DIV/0! | #DIV/0! | #DIV/0! | #DIV/0!
Ranked unit rate volumes
[5 empty] | Lowest unit rate | MWh |  |  | #DIV/0! | #DIV/0! | #DIV/0! | #DIV/0! | #DIV/0! | #DIV/0! | #DIV/0! | #DIV/0! | #DIV/0! | #DIV/0! | #DIV/0! | #DIV/0! | #DIV/0! | #DIV/0! | #DIV/0! | #DIV/0! | #DIV/0! | #DIV/0! | #DIV/0! | #DIV/0! | #DIV/0! | #DIV/0! | #DIV/0! | #DIV/0! | #DIV/0! | #DIV/0! | #DIV/0! | #DIV/0! | #DIV/0! | #DIV/0! | #DIV/0! | #DIV/0!
[5 empty] | Middle unit rate | MWh |  |  | #DIV/0! | #DIV/0! | #DIV/0! | #DIV/0! | #DIV/0! | #DIV/0! | #DIV/0! | #DIV/0! | #DIV/0! | #DIV/0! | #DIV/0! | #DIV/0! | #DIV/0! | #DIV/0! | #DIV/0! | #DIV/0! | #DIV/0! | #DIV/0! | #DIV/0! | #DIV/0! | #DIV/0! | #DIV/0! | #DIV/0! | #DIV/0! | #DIV/0! | #DIV/0! | #DIV/0! | #DIV/0! | #DIV/0! | #DIV/0! | #DIV/0! | #DIV/0!
[5 empty] | Highest unit rate | MWh |  |  | #DIV/0! | #DIV/0! | #DIV/0! | #DIV/0! | #DIV/0! | #DIV/0! | #DIV/0! | #DIV/0! | #DIV/0! | #DIV/0! | #DIV/0! | #DIV/0! | #DIV/0! | #DIV/0! | #DIV/0! | #DIV/0! | #DIV/0! | #DIV/0! | #DIV/0! | #DIV/0! | #DIV/0! | #DIV/0! | #DIV/0! | #DIV/0! | #DIV/0! | #DIV/0! | #DIV/0! | #DIV/0! | #DIV/0! | #DIV/0! | #DIV/0! | #DIV/0!
Ranked unit rate volumes, for total residual charge group
[5 empty] | Lowest unit rate | MWh |  |  | #DIV/0! | #DIV/0! | #DIV/0! | #DIV/0! | #DIV/0! | #DIV/0! | #DIV/0! | #DIV/0! | #DIV/0! | #DIV/0! | #DIV/0! | #DIV/0! | #DIV/0! | #DIV/0! | #DIV/0! | #DIV/0! | #DIV/0! | #DIV/0! | #DIV/0! | #DIV/0! | #DIV/0! | #DIV/0! | #DIV/0! | #DIV/0! | #DIV/0! | #DIV/0! | #DIV/0! | #DIV/0! | #DIV/0! | #DIV/0! | #DIV/0! | #DIV/0!
[5 empty] | Middle unit rate | MWh |  |  | #DIV/0! | #DIV/0! | #DIV/0! | #DIV/0! | #DIV/0! | #DIV/0! | #DIV/0! | #DIV/0! | #DIV/0! | #DIV/0! | #DIV/0! | #DIV/0! | #DIV/0! | #DIV/0! | #DIV/0! | #DIV/0! | #DIV/0! | #DIV/0! | #DIV/0! | #DIV/0! | #DIV/0! | #DIV/0! | #DIV/0! | #DIV/0! | #DIV/0! | #DIV/0! | #DIV/0! | #DIV/0! | #DIV/0! | #DIV/0! | #DIV/0! | #DIV/0!
[5 empty] | Highest unit rate | MWh |  |  | #DIV/0! | #DIV/0! | #DIV/0! | #DIV/0! | #DIV/0! | #DIV/0! | #DIV/0! | #DIV/0! | #DIV/0! | #DIV/0! | #DIV/0! | #DIV/0! | #DIV/0! | #DIV/0! | #DIV/0! | #DIV/0! | #DIV/0! | #DIV/0! | #DIV/0! | #DIV/0! | #DIV/0! | #DIV/0! | #DIV/0! | #DIV/0! | #DIV/0! | #DIV/0! | #DIV/0! | #DIV/0! | #DIV/0! | #DIV/0! | #DIV/0! | #DIV/0!
Ranked unit rate volumes, shared by residual charge group
[5 empty] | Lowest unit rate | MWh |  |  | #DIV/0! | #DIV/0! | #DIV/0! | #DIV/0! | #DIV/0! | #DIV/0! | #DIV/0! | #DIV/0! | #DIV/0! | #DIV/0! | #DIV/0! | #DIV/0! | #DIV/0! | #DIV/0! | #DIV/0! | #DIV/0! | #DIV/0! | #DIV/0! | #DIV/0! | #DIV/0! | #DIV/0! | #DIV/0! | #DIV/0! | #DIV/0! | #DIV/0! | #DIV/0! | #DIV/0! | #DIV/0! | #DIV/0! | #DIV/0! | #DIV/0! | #DIV/0!
[5 empty] | Middle unit rate | MWh |  |  | #DIV/0! | #DIV/0! | #DIV/0! | #DIV/0! | #DIV/0! | #DIV/0! | #DIV/0! | #DIV/0! | #DIV/0! | #DIV/0! | #DIV/0! | #DIV/0! | #DIV/0! | #DIV/0! | #DIV/0! | #DIV/0! | #DIV/0! | #DIV/0! | #DIV/0! | #DIV/0! | #DIV/0! | #DIV/0! | #DIV/0! | #DIV/0! | #DIV/0! | #DIV/0! | #DIV/0! | #DIV/0! | #DIV/0! | #DIV/0! | #DIV/0! | #DIV/0!
[5 empty] | Highest unit rate | MWh |  |  | #DIV/0! | #DIV/0! | #DIV/0! | #DIV/0! | #DIV/0! | #DIV/0! | #DIV/0! | #DIV/0! | #DIV/0! | #DIV/0! | #DIV/0! | #DIV/0! | #DIV/0! | #DIV/0! | #DIV/0! | #DIV/0! | #DIV/0! | #DIV/0! | #DIV/0! | #DIV/0! | #DIV/0! | #DIV/0! | #DIV/0! | #DIV/0! | #DIV/0! | #DIV/0! | #DIV/0! | #DIV/0! | #DIV/0! | #DIV/0! | #DIV/0! | #DIV/0!
Section 116-K: Revenue matching for three timebands
|  |  | The shortfall in revenue to be redistributed through unit rates is determined. The unit rate that would need to be used |  |  |  |  | > | [32 empty] | Paragraph 94
to achieve this is determined. This is compared with the before-revenue-matching unit rates across all three
timebands, to check whether it would result in any negative unit rates.
Shortfall in revenue for three timebands
[5 empty] | Shortfall in revenue, for total residual charge group | £/year |  |  | #DIV/0! | #DIV/0! | #DIV/0! | #DIV/0! | #DIV/0! | #DIV/0! | #DIV/0! | #DIV/0! | #DIV/0! | #DIV/0! | #DIV/0! | #DIV/0! | #DIV/0! | #DIV/0! | #DIV/0! | #DIV/0! | #DIV/0! | #DIV/0! | #DIV/0! | #DIV/0! | #DIV/0! | #DIV/0! | #DIV/0! | #DIV/0! | #DIV/0! | #DIV/0! | #DIV/0! | #DIV/0! | #DIV/0! | #DIV/0! | #DIV/0! | #DIV/0!
[5 empty] | Shortfall in revenue, shared by residual charge group | £/year |  |  | #DIV/0! | #DIV/0! | #DIV/0! | #DIV/0! | #DIV/0! | #DIV/0! | #DIV/0! | #DIV/0! | #DIV/0! | #DIV/0! | #DIV/0! | #DIV/0! | #DIV/0! | #DIV/0! | #DIV/0! | #DIV/0! | #DIV/0! | #DIV/0! | #DIV/0! | #DIV/0! | #DIV/0! | #DIV/0! | #DIV/0! | #DIV/0! | #DIV/0! | #DIV/0! | #DIV/0! | #DIV/0! | #DIV/0! | #DIV/0! | #DIV/0! | #DIV/0!
Units for revenue matching
[5 empty] | Units for revenue matching (three timebands) | MWh |  |  | #DIV/0! | #DIV/0! | #DIV/0! | #DIV/0! | #DIV/0! | #DIV/0! | #DIV/0! | #DIV/0! | #DIV/0! | #DIV/0! | #DIV/0! | #DIV/0! | #DIV/0! | #DIV/0! | #DIV/0! | #DIV/0! | #DIV/0! | #DIV/0! | #DIV/0! | #DIV/0! | #DIV/0! | #DIV/0! | #DIV/0! | #DIV/0! | #DIV/0! | #DIV/0! | #DIV/0! | #DIV/0! | #DIV/0! | #DIV/0! | #DIV/0! | #DIV/0!
[5 empty] | Units for revenue matching, for total residual charge group | MWh |  |  | #DIV/0! | #DIV/0! | #DIV/0! | #DIV/0! | #DIV/0! | #DIV/0! | #DIV/0! | #DIV/0! | #DIV/0! | #DIV/0! | #DIV/0! | #DIV/0! | #DIV/0! | #DIV/0! | #DIV/0! | #DIV/0! | #DIV/0! | #DIV/0! | #DIV/0! | #DIV/0! | #DIV/0! | #DIV/0! | #DIV/0! | #DIV/0! | #DIV/0! | #DIV/0! | #DIV/0! | #DIV/0! | #DIV/0! | #DIV/0! | #DIV/0! | #DIV/0!
[5 empty] | Units for revenue matching, shared by residual charge group | MWh |  |  | #DIV/0! | #DIV/0! | #DIV/0! | #DIV/0! | #DIV/0! | #DIV/0! | #DIV/0! | #DIV/0! | #DIV/0! | #DIV/0! | #DIV/0! | #DIV/0! | #DIV/0! | #DIV/0! | #DIV/0! | #DIV/0! | #DIV/0! | #DIV/0! | #DIV/0! | #DIV/0! | #DIV/0! | #DIV/0! | #DIV/0! | #DIV/0! | #DIV/0! | #DIV/0! | #DIV/0! | #DIV/0! | #DIV/0! | #DIV/0! | #DIV/0! | #DIV/0!
|  |  |  | Unit rate adder for all three timebands |  | p/kWh |  |  | #DIV/0! | #DIV/0! | #DIV/0! | #DIV/0! | #DIV/0! | #DIV/0! | #DIV/0! | #DIV/0! | #DIV/0! | #DIV/0! | #DIV/0! | #DIV/0! | #DIV/0! | #DIV/0! | #DIV/0! | #DIV/0! | #DIV/0! | #DIV/0! | #DIV/0! | #DIV/0! | #DIV/0! | #DIV/0! | #DIV/0! | #DIV/0! | #DIV/0! | #DIV/0! | #DIV/0! | #DIV/0! | #DIV/0! | #DIV/0! | #DIV/0! | #DIV/0!
Check for no negative unit rates for three timebands
[5 empty] | Lowest unit rate | TRUE or FALSE |  |  | #DIV/0! | TRUE | TRUE | #DIV/0! | #DIV/0! | #DIV/0! | #DIV/0! | TRUE | TRUE | #DIV/0! | #DIV/0! | #DIV/0! | #DIV/0! | TRUE | #DIV/0! | #DIV/0! | #DIV/0! | #DIV/0! | TRUE | #DIV/0! | #DIV/0! | #DIV/0! | #DIV/0! | #DIV/0! | TRUE | TRUE | TRUE | TRUE | TRUE | TRUE | TRUE | TRUE
[5 empty] | Middle unit rate | TRUE or FALSE |  |  | #DIV/0! | TRUE | TRUE | #DIV/0! | #DIV/0! | #DIV/0! | #DIV/0! | TRUE | TRUE | #DIV/0! | #DIV/0! | #DIV/0! | #DIV/0! | TRUE | #DIV/0! | #DIV/0! | #DIV/0! | #DIV/0! | TRUE | #DIV/0! | #DIV/0! | #DIV/0! | #DIV/0! | #DIV/0! | TRUE | TRUE | TRUE | TRUE | TRUE | TRUE | TRUE | TRUE
[5 empty] | Highest unit rate | TRUE or FALSE |  |  | #DIV/0! | TRUE | TRUE | #DIV/0! | #DIV/0! | #DIV/0! | #DIV/0! | TRUE | TRUE | #DIV/0! | #DIV/0! | #DIV/0! | #DIV/0! | TRUE | #DIV/0! | #DIV/0! | #DIV/0! | #DIV/0! | TRUE | #DIV/0! | #DIV/0! | #DIV/0! | #DIV/0! | #DIV/0! | TRUE | TRUE | TRUE | TRUE | TRUE | TRUE | TRUE | TRUE
|  |  |  | Possible to apply this residual unit rate to all timebands? |  | TRUE or FALSE |  |  | FALSE | TRUE | TRUE | FALSE | FALSE | FALSE | FALSE | TRUE | TRUE | FALSE | FALSE | FALSE | FALSE | TRUE | FALSE | FALSE | FALSE | FALSE | TRUE | FALSE | FALSE | FALSE | FALSE | FALSE | TRUE | TRUE | TRUE | TRUE | TRUE | TRUE | TRUE | TRUE
Section 116-L: Revenue matching for two timebands
|  |  | The shortfall in revenue to be redistributed through unit rates is determined, accounting for the application of any |  |  |  |  | > | [32 empty] | Paragraph 94
constrained adders for the timeband with the lowest unit rate. The unit rate that would need to be used to achieve
this is determined. This is compared with the before-revenue-matching unit rates across all three timebands, to
check whether it would result in any negative unit rates.
Shortfall in revenue for two timebands
[5 empty] | Revenue from constrained adder on lowest unit rate | £/year |  |  | #DIV/0! | #DIV/0! | #DIV/0! | #DIV/0! | #DIV/0! | #DIV/0! | #DIV/0! | #DIV/0! | #DIV/0! | #DIV/0! | #DIV/0! | #DIV/0! | #DIV/0! | #DIV/0! | #DIV/0! | #DIV/0! | #DIV/0! | #DIV/0! | #DIV/0! | #DIV/0! | #DIV/0! | #DIV/0! | #DIV/0! | #DIV/0! | #DIV/0! | #DIV/0! | #DIV/0! | #DIV/0! | #DIV/0! | #DIV/0! | #DIV/0! | #DIV/0!
[5 empty] | Remaining shortfall in revenue to be recovered | £/year |  |  | #DIV/0! | #DIV/0! | #DIV/0! | #DIV/0! | #DIV/0! | #DIV/0! | #DIV/0! | #DIV/0! | #DIV/0! | #DIV/0! | #DIV/0! | #DIV/0! | #DIV/0! | #DIV/0! | #DIV/0! | #DIV/0! | #DIV/0! | #DIV/0! | #DIV/0! | #DIV/0! | #DIV/0! | #DIV/0! | #DIV/0! | #DIV/0! | #DIV/0! | #DIV/0! | #DIV/0! | #DIV/0! | #DIV/0! | #DIV/0! | #DIV/0! | #DIV/0!
[5 empty] | Shortfall in revenue, for total residual charge group | £/year |  |  | #DIV/0! | #DIV/0! | #DIV/0! | #DIV/0! | #DIV/0! | #DIV/0! | #DIV/0! | #DIV/0! | #DIV/0! | #DIV/0! | #DIV/0! | #DIV/0! | #DIV/0! | #DIV/0! | #DIV/0! | #DIV/0! | #DIV/0! | #DIV/0! | #DIV/0! | #DIV/0! | #DIV/0! | #DIV/0! | #DIV/0! | #DIV/0! | #DIV/0! | #DIV/0! | #DIV/0! | #DIV/0! | #DIV/0! | #DIV/0! | #DIV/0! | #DIV/0!
[5 empty] | Shortfall in revenue, shared by residual charge group | £/year |  |  | #DIV/0! | #DIV/0! | #DIV/0! | #DIV/0! | #DIV/0! | #DIV/0! | #DIV/0! | #DIV/0! | #DIV/0! | #DIV/0! | #DIV/0! | #DIV/0! | #DIV/0! | #DIV/0! | #DIV/0! | #DIV/0! | #DIV/0! | #DIV/0! | #DIV/0! | #DIV/0! | #DIV/0! | #DIV/0! | #DIV/0! | #DIV/0! | #DIV/0! | #DIV/0! | #DIV/0! | #DIV/0! | #DIV/0! | #DIV/0! | #DIV/0! | #DIV/0!
Units for revenue matching
[5 empty] | Units for revenue matching (two timebands) | MWh |  |  | #DIV/0! | #DIV/0! | #DIV/0! | #DIV/0! | #DIV/0! | #DIV/0! | #DIV/0! | #DIV/0! | #DIV/0! | #DIV/0! | #DIV/0! | #DIV/0! | #DIV/0! | #DIV/0! | #DIV/0! | #DIV/0! | #DIV/0! | #DIV/0! | #DIV/0! | #DIV/0! | #DIV/0! | #DIV/0! | #DIV/0! | #DIV/0! | #DIV/0! | #DIV/0! | #DIV/0! | #DIV/0! | #DIV/0! | #DIV/0! | #DIV/0! | #DIV/0!
[5 empty] | Units for revenue matching, for total residual charge group | MWh |  |  | #DIV/0! | #DIV/0! | #DIV/0! | #DIV/0! | #DIV/0! | #DIV/0! | #DIV/0! | #DIV/0! | #DIV/0! | #DIV/0! | #DIV/0! | #DIV/0! | #DIV/0! | #DIV/0! | #DIV/0! | #DIV/0! | #DIV/0! | #DIV/0! | #DIV/0! | #DIV/0! | #DIV/0! | #DIV/0! | #DIV/0! | #DIV/0! | #DIV/0! | #DIV/0! | #DIV/0! | #DIV/0! | #DIV/0! | #DIV/0! | #DIV/0! | #DIV/0!
[5 empty] | Units for revenue matching, shared by residual charge group | MWh |  |  | #DIV/0! | #DIV/0! | #DIV/0! | #DIV/0! | #DIV/0! | #DIV/0! | #DIV/0! | #DIV/0! | #DIV/0! | #DIV/0! | #DIV/0! | #DIV/0! | #DIV/0! | #DIV/0! | #DIV/0! | #DIV/0! | #DIV/0! | #DIV/0! | #DIV/0! | #DIV/0! | #DIV/0! | #DIV/0! | #DIV/0! | #DIV/0! | #DIV/0! | #DIV/0! | #DIV/0! | #DIV/0! | #DIV/0! | #DIV/0! | #DIV/0! | #DIV/0!
|  |  |  | Unit rate adder for two timebands |  | p/kWh |  |  | #DIV/0! | #DIV/0! | #DIV/0! | #DIV/0! | #DIV/0! | #DIV/0! | #DIV/0! | #DIV/0! | #DIV/0! | #DIV/0! | #DIV/0! | #DIV/0! | #DIV/0! | #DIV/0! | #DIV/0! | #DIV/0! | #DIV/0! | #DIV/0! | #DIV/0! | #DIV/0! | #DIV/0! | #DIV/0! | #DIV/0! | #DIV/0! | #DIV/0! | #DIV/0! | #DIV/0! | #DIV/0! | #DIV/0! | #DIV/0! | #DIV/0! | #DIV/0!
Check for no negative unit rates for two timebands
[5 empty] | Lowest unit rate | TRUE or FALSE
[5 empty] | Middle unit rate | TRUE or FALSE |  |  | #DIV/0! | TRUE | TRUE | #DIV/0! | #DIV/0! | #DIV/0! | #DIV/0! | TRUE | TRUE | #DIV/0! | #DIV/0! | #DIV/0! | #DIV/0! | TRUE | #DIV/0! | #DIV/0! | #DIV/0! | #DIV/0! | TRUE | #DIV/0! | #DIV/0! | #DIV/0! | #DIV/0! | #DIV/0! | TRUE | TRUE | TRUE | TRUE | TRUE | TRUE | TRUE | TRUE
[5 empty] | Highest unit rate | TRUE or FALSE |  |  | #DIV/0! | TRUE | TRUE | #DIV/0! | #DIV/0! | #DIV/0! | #DIV/0! | TRUE | TRUE | #DIV/0! | #DIV/0! | #DIV/0! | #DIV/0! | TRUE | #DIV/0! | #DIV/0! | #DIV/0! | #DIV/0! | TRUE | #DIV/0! | #DIV/0! | #DIV/0! | #DIV/0! | #DIV/0! | TRUE | TRUE | TRUE | TRUE | TRUE | TRUE | TRUE | TRUE
|  |  |  | Possible to apply this residual unit rate to two timebands? |  | TRUE or FALSE |  |  | FALSE | TRUE | TRUE | FALSE | FALSE | FALSE | FALSE | TRUE | TRUE | FALSE | FALSE | FALSE | FALSE | TRUE | FALSE | FALSE | FALSE | FALSE | TRUE | FALSE | FALSE | FALSE | FALSE | FALSE | TRUE | TRUE | TRUE | TRUE | TRUE | TRUE | TRUE | TRUE
Section 116-M: Revenue matching for one timeband
|  |  | The shortfall in revenue to be redistributed through unit rates is determined, accounting for the application of any |  |  |  |  | > | [32 empty] | Paragraph 94
constrained adders for the timebands with the lowest unit rates. The unit rate that would need to be used to achieve
this is determined. This is compared with the before-revenue-matching unit rates across all three timebands, to
check whether it would result in any negative unit rates.
Shortfall in revenue for one timeband
[5 empty] | Revenue from constrained adder on lowest two unit rates | £/year |  |  | #DIV/0! | #DIV/0! | #DIV/0! | #DIV/0! | #DIV/0! | #DIV/0! | #DIV/0! | #DIV/0! | #DIV/0! | #DIV/0! | #DIV/0! | #DIV/0! | #DIV/0! | #DIV/0! | #DIV/0! | #DIV/0! | #DIV/0! | #DIV/0! | #DIV/0! | #DIV/0! | #DIV/0! | #DIV/0! | #DIV/0! | #DIV/0! | #DIV/0! | #DIV/0! | #DIV/0! | #DIV/0! | #DIV/0! | #DIV/0! | #DIV/0! | #DIV/0!
[5 empty] | Remaining shortfall in revenue to be recovered | £/year |  |  | #DIV/0! | #DIV/0! | #DIV/0! | #DIV/0! | #DIV/0! | #DIV/0! | #DIV/0! | #DIV/0! | #DIV/0! | #DIV/0! | #DIV/0! | #DIV/0! | #DIV/0! | #DIV/0! | #DIV/0! | #DIV/0! | #DIV/0! | #DIV/0! | #DIV/0! | #DIV/0! | #DIV/0! | #DIV/0! | #DIV/0! | #DIV/0! | #DIV/0! | #DIV/0! | #DIV/0! | #DIV/0! | #DIV/0! | #DIV/0! | #DIV/0! | #DIV/0!
[5 empty] | Shortfall in revenue, for total residual charge group | £/year |  |  | #DIV/0! | #DIV/0! | #DIV/0! | #DIV/0! | #DIV/0! | #DIV/0! | #DIV/0! | #DIV/0! | #DIV/0! | #DIV/0! | #DIV/0! | #DIV/0! | #DIV/0! | #DIV/0! | #DIV/0! | #DIV/0! | #DIV/0! | #DIV/0! | #DIV/0! | #DIV/0! | #DIV/0! | #DIV/0! | #DIV/0! | #DIV/0! | #DIV/0! | #DIV/0! | #DIV/0! | #DIV/0! | #DIV/0! | #DIV/0! | #DIV/0! | #DIV/0!
[5 empty] | Shortfall in revenue, shared by residual charge group | £/year |  |  | #DIV/0! | #DIV/0! | #DIV/0! | #DIV/0! | #DIV/0! | #DIV/0! | #DIV/0! | #DIV/0! | #DIV/0! | #DIV/0! | #DIV/0! | #DIV/0! | #DIV/0! | #DIV/0! | #DIV/0! | #DIV/0! | #DIV/0! | #DIV/0! | #DIV/0! | #DIV/0! | #DIV/0! | #DIV/0! | #DIV/0! | #DIV/0! | #DIV/0! | #DIV/0! | #DIV/0! | #DIV/0! | #DIV/0! | #DIV/0! | #DIV/0! | #DIV/0!
Units for revenue matching
[5 empty] | Units for revenue matching (two timebands) | MWh |  |  | #DIV/0! | #DIV/0! | #DIV/0! | #DIV/0! | #DIV/0! | #DIV/0! | #DIV/0! | #DIV/0! | #DIV/0! | #DIV/0! | #DIV/0! | #DIV/0! | #DIV/0! | #DIV/0! | #DIV/0! | #DIV/0! | #DIV/0! | #DIV/0! | #DIV/0! | #DIV/0! | #DIV/0! | #DIV/0! | #DIV/0! | #DIV/0! | #DIV/0! | #DIV/0! | #DIV/0! | #DIV/0! | #DIV/0! | #DIV/0! | #DIV/0! | #DIV/0!
[5 empty] | Units for revenue matching, for total residual charge group | MWh |  |  | #DIV/0! | #DIV/0! | #DIV/0! | #DIV/0! | #DIV/0! | #DIV/0! | #DIV/0! | #DIV/0! | #DIV/0! | #DIV/0! | #DIV/0! | #DIV/0! | #DIV/0! | #DIV/0! | #DIV/0! | #DIV/0! | #DIV/0! | #DIV/0! | #DIV/0! | #DIV/0! | #DIV/0! | #DIV/0! | #DIV/0! | #DIV/0! | #DIV/0! | #DIV/0! | #DIV/0! | #DIV/0! | #DIV/0! | #DIV/0! | #DIV/0! | #DIV/0!
[5 empty] | Units for revenue matching, shared by residual charge group | MWh |  |  | #DIV/0! | #DIV/0! | #DIV/0! | #DIV/0! | #DIV/0! | #DIV/0! | #DIV/0! | #DIV/0! | #DIV/0! | #DIV/0! | #DIV/0! | #DIV/0! | #DIV/0! | #DIV/0! | #DIV/0! | #DIV/0! | #DIV/0! | #DIV/0! | #DIV/0! | #DIV/0! | #DIV/0! | #DIV/0! | #DIV/0! | #DIV/0! | #DIV/0! | #DIV/0! | #DIV/0! | #DIV/0! | #DIV/0! | #DIV/0! | #DIV/0! | #DIV/0!
|  |  |  | Unit rate adder for maximum timebands |  | p/kWh |  |  | #DIV/0! | #DIV/0! | #DIV/0! | #DIV/0! | #DIV/0! | #DIV/0! | #DIV/0! | #DIV/0! | #DIV/0! | #DIV/0! | #DIV/0! | #DIV/0! | #DIV/0! | #DIV/0! | #DIV/0! | #DIV/0! | #DIV/0! | #DIV/0! | #DIV/0! | #DIV/0! | #DIV/0! | #DIV/0! | #DIV/0! | #DIV/0! | #DIV/0! | #DIV/0! | #DIV/0! | #DIV/0! | #DIV/0! | #DIV/0! | #DIV/0! | #DIV/0!
Check for no negative unit rates for one timebands
[5 empty] | Lowest unit rate | TRUE or FALSE
[5 empty] | Middle unit rate | TRUE or FALSE
[5 empty] | Highest unit rate | TRUE or FALSE |  |  | #DIV/0! | TRUE | TRUE | #DIV/0! | #DIV/0! | #DIV/0! | #DIV/0! | TRUE | TRUE | #DIV/0! | #DIV/0! | #DIV/0! | #DIV/0! | TRUE | #DIV/0! | #DIV/0! | #DIV/0! | #DIV/0! | TRUE | #DIV/0! | #DIV/0! | #DIV/0! | #DIV/0! | #DIV/0! | TRUE | TRUE | TRUE | TRUE | TRUE | TRUE | TRUE | TRUE
|  |  |  | Possible to apply this residual unit rate to one timebands? |  | TRUE or FALSE |  |  | #DIV/0! | TRUE | TRUE | #DIV/0! | #DIV/0! | #DIV/0! | #DIV/0! | TRUE | TRUE | #DIV/0! | #DIV/0! | #DIV/0! | #DIV/0! | TRUE | #DIV/0! | #DIV/0! | #DIV/0! | #DIV/0! | TRUE | #DIV/0! | #DIV/0! | #DIV/0! | #DIV/0! | #DIV/0! | TRUE | TRUE | TRUE | TRUE | TRUE | TRUE | TRUE | TRUE
Section 116-N: Revenue matching adders by timeband
|  |  | This section determines whether the redistribution of residuals through negative adjustments to the unit rates can be |  |  |  |  | > | [32 empty] | Paragraph 94
achieved with the same adjustment to all three timebands, a constrained adjustment to one timeband and
unconstrained for two timebands, or a constrained adjustment for two timebands and unconstrained for only one.
Is the adder solution viable?
[5 empty] | Three unconstrained timebands | TRUE or FALSE |  |  | FALSE | TRUE | TRUE | FALSE | FALSE | FALSE | FALSE | TRUE | TRUE | FALSE | FALSE | FALSE | FALSE | TRUE | FALSE | FALSE | FALSE | FALSE | TRUE | FALSE | FALSE | FALSE | FALSE | FALSE | TRUE | TRUE | TRUE | TRUE | TRUE | TRUE | TRUE | TRUE
[5 empty] | Two unconstrained timebands | TRUE or FALSE |  |  | FALSE | TRUE | TRUE | FALSE | FALSE | FALSE | FALSE | TRUE | TRUE | FALSE | FALSE | FALSE | FALSE | TRUE | FALSE | FALSE | FALSE | FALSE | TRUE | FALSE | FALSE | FALSE | FALSE | FALSE | TRUE | TRUE | TRUE | TRUE | TRUE | TRUE | TRUE | TRUE
[5 empty] | One unconstrained timeband | TRUE or FALSE |  |  | #DIV/0! | TRUE | TRUE | #DIV/0! | #DIV/0! | #DIV/0! | #DIV/0! | TRUE | TRUE | #DIV/0! | #DIV/0! | #DIV/0! | #DIV/0! | TRUE | #DIV/0! | #DIV/0! | #DIV/0! | #DIV/0! | TRUE | #DIV/0! | #DIV/0! | #DIV/0! | #DIV/0! | #DIV/0! | TRUE | TRUE | TRUE | TRUE | TRUE | TRUE | TRUE | TRUE
|  |  |  | Index of first viable adder solution |  | integer |  |  | 3 | 1 | 1 | 3 | 3 | 3 | 3 | 1 | 1 | 3 | 3 | 3 | 3 | 1 | 3 | 3 | 3 | 3 | 1 | 3 | 3 | 3 | 3 | 3 | 1 | 1 | 1 | 1 | 1 | 1 | 1 | 1
Adder solution
[5 empty] | Three unconstrained timebands | TRUE or FALSE |  |  | #DIV/0! | #DIV/0! | #DIV/0! | #DIV/0! | #DIV/0! | #DIV/0! | #DIV/0! | #DIV/0! | #DIV/0! | #DIV/0! | #DIV/0! | #DIV/0! | #DIV/0! | #DIV/0! | #DIV/0! | #DIV/0! | #DIV/0! | #DIV/0! | #DIV/0! | #DIV/0! | #DIV/0! | #DIV/0! | #DIV/0! | #DIV/0! | #DIV/0! | #DIV/0! | #DIV/0! | #DIV/0! | #DIV/0! | #DIV/0! | #DIV/0! | #DIV/0!
[5 empty] | Two unconstrained timebands | TRUE or FALSE |  |  | #DIV/0! | #DIV/0! | #DIV/0! | #DIV/0! | #DIV/0! | #DIV/0! | #DIV/0! | #DIV/0! | #DIV/0! | #DIV/0! | #DIV/0! | #DIV/0! | #DIV/0! | #DIV/0! | #DIV/0! | #DIV/0! | #DIV/0! | #DIV/0! | #DIV/0! | #DIV/0! | #DIV/0! | #DIV/0! | #DIV/0! | #DIV/0! | #DIV/0! | #DIV/0! | #DIV/0! | #DIV/0! | #DIV/0! | #DIV/0! | #DIV/0! | #DIV/0!
[5 empty] | One unconstrained timeband | TRUE or FALSE |  |  | #DIV/0! | #DIV/0! | #DIV/0! | #DIV/0! | #DIV/0! | #DIV/0! | #DIV/0! | #DIV/0! | #DIV/0! | #DIV/0! | #DIV/0! | #DIV/0! | #DIV/0! | #DIV/0! | #DIV/0! | #DIV/0! | #DIV/0! | #DIV/0! | #DIV/0! | #DIV/0! | #DIV/0! | #DIV/0! | #DIV/0! | #DIV/0! | #DIV/0! | #DIV/0! | #DIV/0! | #DIV/0! | #DIV/0! | #DIV/0! | #DIV/0! | #DIV/0!
|  |  |  | Unconstrained unit rate adder |  | p/kWh |  |  | #DIV/0! | #DIV/0! | #DIV/0! | #DIV/0! | #DIV/0! | #DIV/0! | #DIV/0! | #DIV/0! | #DIV/0! | #DIV/0! | #DIV/0! | #DIV/0! | #DIV/0! | #DIV/0! | #DIV/0! | #DIV/0! | #DIV/0! | #DIV/0! | #DIV/0! | #DIV/0! | #DIV/0! | #DIV/0! | #DIV/0! | #DIV/0! | #DIV/0! | #DIV/0! | #DIV/0! | #DIV/0! | #DIV/0! | #DIV/0! | #DIV/0! | #DIV/0!
Unit rate adder by ordered timebands
[5 empty] | Lowest unit rate | p/kWh |  |  | #DIV/0! | #DIV/0! | #DIV/0! | #DIV/0! | #DIV/0! | #DIV/0! | #DIV/0! | #DIV/0! | #DIV/0! | #DIV/0! | #DIV/0! | #DIV/0! | #DIV/0! | #DIV/0! | #DIV/0! | #DIV/0! | #DIV/0! | #DIV/0! | #DIV/0! | #DIV/0! | #DIV/0! | #DIV/0! | #DIV/0! | #DIV/0! | #DIV/0! | #DIV/0! | #DIV/0! | #DIV/0! | #DIV/0! | #DIV/0! | #DIV/0! | #DIV/0!
[5 empty] | Middle unit rate | p/kWh |  |  | #DIV/0! | #DIV/0! | #DIV/0! | #DIV/0! | #DIV/0! | #DIV/0! | #DIV/0! | #DIV/0! | #DIV/0! | #DIV/0! | #DIV/0! | #DIV/0! | #DIV/0! | #DIV/0! | #DIV/0! | #DIV/0! | #DIV/0! | #DIV/0! | #DIV/0! | #DIV/0! | #DIV/0! | #DIV/0! | #DIV/0! | #DIV/0! | #DIV/0! | #DIV/0! | #DIV/0! | #DIV/0! | #DIV/0! | #DIV/0! | #DIV/0! | #DIV/0!
[5 empty] | Highest unit rate | p/kWh |  |  | #DIV/0! | #DIV/0! | #DIV/0! | #DIV/0! | #DIV/0! | #DIV/0! | #DIV/0! | #DIV/0! | #DIV/0! | #DIV/0! | #DIV/0! | #DIV/0! | #DIV/0! | #DIV/0! | #DIV/0! | #DIV/0! | #DIV/0! | #DIV/0! | #DIV/0! | #DIV/0! | #DIV/0! | #DIV/0! | #DIV/0! | #DIV/0! | #DIV/0! | #DIV/0! | #DIV/0! | #DIV/0! | #DIV/0! | #DIV/0! | #DIV/0! | #DIV/0!
Unit rate adder by unit rate period
[5 empty] | Unit rate 1 | p/kWh |  |  | #DIV/0! | #DIV/0! | #DIV/0! | #DIV/0! | #DIV/0! | #DIV/0! | #DIV/0! | #DIV/0! | #DIV/0! | #DIV/0! | #DIV/0! | #DIV/0! | #DIV/0! | #DIV/0! | #DIV/0! | #DIV/0! | #DIV/0! | #DIV/0! | #DIV/0! | #DIV/0! | #DIV/0! | #DIV/0! | #DIV/0! | #DIV/0! | #DIV/0! | #DIV/0! | #DIV/0! | #DIV/0! | #DIV/0! | #DIV/0! | #DIV/0! | #DIV/0!
[5 empty] | Unit rate 2 | p/kWh |  |  | #DIV/0! | #DIV/0! | #DIV/0! | #DIV/0! | #DIV/0! | #DIV/0! | #DIV/0! | #DIV/0! | #DIV/0! | #DIV/0! | #DIV/0! | #DIV/0! | #DIV/0! | #DIV/0! | #DIV/0! | #DIV/0! | #DIV/0! | #DIV/0! | #DIV/0! | #DIV/0! | #DIV/0! | #DIV/0! | #DIV/0! | #DIV/0! | #DIV/0! | #DIV/0! | #DIV/0! | #DIV/0! | #DIV/0! | #DIV/0! | #DIV/0! | #DIV/0!
[5 empty] | Unit rate 3 | p/kWh |  |  | #DIV/0! | #DIV/0! | #DIV/0! | #DIV/0! | #DIV/0! | #DIV/0! | #DIV/0! | #DIV/0! | #DIV/0! | #DIV/0! | #DIV/0! | #DIV/0! | #DIV/0! | #DIV/0! | #DIV/0! | #DIV/0! | #DIV/0! | #DIV/0! | #DIV/0! | #DIV/0! | #DIV/0! | #DIV/0! | #DIV/0! | #DIV/0! | #DIV/0! | #DIV/0! | #DIV/0! | #DIV/0! | #DIV/0! | #DIV/0! | #DIV/0! | #DIV/0!
Final adders
Section 116-O: Final adders
Adders to be applied
[5 empty] | Unit rate 1 | p/kWh |  |  | #DIV/0! | #DIV/0! | #DIV/0! | #DIV/0! | #DIV/0! | #DIV/0! | #DIV/0! | #DIV/0! | #DIV/0! | #DIV/0! | #DIV/0! | #DIV/0! | #DIV/0! | #DIV/0! | #DIV/0! | #DIV/0! | #DIV/0! | #DIV/0! | #DIV/0! | #DIV/0! | #DIV/0! | #DIV/0! | #DIV/0! | #DIV/0! | #DIV/0! | #DIV/0! | #DIV/0! | #DIV/0! | #DIV/0! | #DIV/0! | #DIV/0! | #DIV/0!
[5 empty] | Unit rate 2 | p/kWh |  |  | #DIV/0! | #DIV/0! | #DIV/0! | #DIV/0! | #DIV/0! | #DIV/0! | #DIV/0! | #DIV/0! | #DIV/0! | #DIV/0! | #DIV/0! | #DIV/0! | #DIV/0! | #DIV/0! | #DIV/0! | #DIV/0! | #DIV/0! | #DIV/0! | #DIV/0! | #DIV/0! | #DIV/0! | #DIV/0! | #DIV/0! | #DIV/0! | #DIV/0! | #DIV/0! | #DIV/0! | #DIV/0! | #DIV/0! | #DIV/0! | #DIV/0! | #DIV/0!
[5 empty] | Unit rate 3 | p/kWh |  |  | #DIV/0! | #DIV/0! | #DIV/0! | #DIV/0! | #DIV/0! | #DIV/0! | #DIV/0! | #DIV/0! | #DIV/0! | #DIV/0! | #DIV/0! | #DIV/0! | #DIV/0! | #DIV/0! | #DIV/0! | #DIV/0! | #DIV/0! | #DIV/0! | #DIV/0! | #DIV/0! | #DIV/0! | #DIV/0! | #DIV/0! | #DIV/0! | #DIV/0! | #DIV/0! | #DIV/0! | #DIV/0! | #DIV/0! | #DIV/0! | #DIV/0! | #DIV/0!
[5 empty] | Fixed charge | p/MPAN/day |  |  | #DIV/0! | #DIV/0! | #DIV/0! | #DIV/0! | #DIV/0! | #DIV/0! | #DIV/0! | #DIV/0! | #DIV/0! | #DIV/0! | #DIV/0! | #DIV/0! | #DIV/0! | #DIV/0! | #DIV/0! | #DIV/0! | #DIV/0! | #DIV/0! | #DIV/0! | #DIV/0! | #DIV/0! | #DIV/0! | #DIV/0! | #DIV/0! | #DIV/0! | #DIV/0! | #DIV/0! | #DIV/0! | #DIV/0! | #DIV/0! | #DIV/0! | #DIV/0!
[5 empty] | Capacity charge | p/kVA/day
[5 empty] | Exceeded capacity charge | p/kVA/day
[5 empty] | Reactive power charge | p/kVArh
Checks
|  |  |  | Revenue recovered from unit rate adders |  | £/year | #DIV/0! |  | #DIV/0! | #DIV/0! | #DIV/0! | #DIV/0! | #DIV/0! | #DIV/0! | #DIV/0! | #DIV/0! | #DIV/0! | #DIV/0! | #DIV/0! | #DIV/0! | #DIV/0! | #DIV/0! | #DIV/0! | #DIV/0! | #DIV/0! | #DIV/0! | #DIV/0! | #DIV/0! | #DIV/0! | #DIV/0! | #DIV/0! | #DIV/0! | #DIV/0! | #DIV/0! | #DIV/0! | #DIV/0! | #DIV/0! | #DIV/0! | #DIV/0! | #DIV/0!
|  |  |  | Revenue to be recovered from unit rate adders |  | £/year | #DIV/0! |  | #DIV/0! | #DIV/0! | #DIV/0! | #DIV/0! | #DIV/0! | #DIV/0! | #DIV/0! | #DIV/0! | #DIV/0! | #DIV/0! | #DIV/0! | #DIV/0! | #DIV/0! | #DIV/0! | #DIV/0! | #DIV/0! | #DIV/0! | #DIV/0! | #DIV/0! | #DIV/0! | #DIV/0! | #DIV/0! | #DIV/0! | #DIV/0! | #DIV/0! | #DIV/0! | #DIV/0! | #DIV/0! | #DIV/0! | #DIV/0! | #DIV/0! | #DIV/0!
|  |  |  | Check on unit rate adder revenue recovery |  | TRUE or FALSE | 0 |  | #DIV/0! | #DIV/0! | #DIV/0! | #DIV/0! | #DIV/0! | #DIV/0! | #DIV/0! | #DIV/0! | #DIV/0! | #DIV/0! | #DIV/0! | #DIV/0! | #DIV/0! | #DIV/0! | #DIV/0! | #DIV/0! | #DIV/0! | #DIV/0! | #DIV/0! | #DIV/0! | #DIV/0! | #DIV/0! | #DIV/0! | #DIV/0! | #DIV/0! | #DIV/0! | #DIV/0! | #DIV/0! | #DIV/0! | #DIV/0! | #DIV/0! | #DIV/0!
|  |  |  | Tariffs for which there is no viable adder solution |  | number of issues | 0
|  |  |  | Check for error values |  | number of issues | 2719
|  |  |  | Total number of issues |  | number of issues | 2719
End of sheet

## Rounding
Rounding
[enter DNO name] - [enter data version name]
CDCM charging model - Pre-release v10 - 2025/26
1582 issues identified in checks on this sheet
| Click here to return to model map |  |  |  | Units | Constants |  | Domestic Aggregated or CT with Residual | Domestic Aggregated (Related MPAN) | Non-Domestic Aggregated or CT No Residual | Non-Domestic Aggregated or CT Band 1 | Non-Domestic Aggregated or CT Band 2 | Non-Domestic Aggregated or CT Band 3 | Non-Domestic Aggregated or CT Band 4 | Non-Domestic Aggregated (Related MPAN) | LV Site Specific No Residual | LV Site Specific Band 1 | LV Site Specific Band 2 | LV Site Specific Band 3 | LV Site Specific Band 4 | LV Sub Site Specific No Residual | LV Sub Site Specific Band 1 | LV Sub Site Specific Band 2 | LV Sub Site Specific Band 3 | LV Sub Site Specific Band 4 | HV Site Specific No Residual | HV Site Specific Band 1 | HV Site Specific Band 2 | HV Site Specific Band 3 | HV Site Specific Band 4 | Unmetered Supplies | LV Generation Aggregated | LV Sub Generation Aggregated | LV Generation Site Specific | LV Generation Site Specific no RP Charge | LV Sub Generation Site Specific | LV Sub Generation Site Specific no RP Charge | HV Generation Site Specific | HV Generation Site Specific no RP Charge | Legal text reference
Description
This sheet rounds charges to the number of decimal places specified in Paragraph 14.
These include 'all the way' tariff forecast and LDNO tariff forecast.
Inputs
Pulls in tariff forecast, adder and inputs for the number of decimal places
Section 117-A: Pre-match, pre-rounding tariff forecast
Pre-match, pre-rounding tariff forecast
Tariff forecast before revenue matching
|  |  |  | Unit rate 1 | p/kWh |  |  | #DIV/0! | #DIV/0! | #DIV/0! | #DIV/0! | #DIV/0! | #DIV/0! | #DIV/0! | #DIV/0! | #DIV/0! | #DIV/0! | #DIV/0! | #DIV/0! | #DIV/0! | #DIV/0! | #DIV/0! | #DIV/0! | #DIV/0! | #DIV/0! | #DIV/0! | #DIV/0! | #DIV/0! | #DIV/0! | #DIV/0! | #DIV/0! | #DIV/0! | #DIV/0! | #DIV/0! | #DIV/0! | #DIV/0! | #DIV/0! | #DIV/0! | #DIV/0!
|  |  |  | Unit rate 2 | p/kWh |  |  | #DIV/0! | #DIV/0! | #DIV/0! | #DIV/0! | #DIV/0! | #DIV/0! | #DIV/0! | #DIV/0! | #DIV/0! | #DIV/0! | #DIV/0! | #DIV/0! | #DIV/0! | #DIV/0! | #DIV/0! | #DIV/0! | #DIV/0! | #DIV/0! | #DIV/0! | #DIV/0! | #DIV/0! | #DIV/0! | #DIV/0! | #DIV/0! | #DIV/0! | #DIV/0! | #DIV/0! | #DIV/0! | #DIV/0! | #DIV/0! | #DIV/0! | #DIV/0!
|  |  |  | Unit rate 3 | p/kWh |  |  | #DIV/0! | #DIV/0! | #DIV/0! | #DIV/0! | #DIV/0! | #DIV/0! | #DIV/0! | #DIV/0! | #DIV/0! | #DIV/0! | #DIV/0! | #DIV/0! | #DIV/0! | #DIV/0! | #DIV/0! | #DIV/0! | #DIV/0! | #DIV/0! | #DIV/0! | #DIV/0! | #DIV/0! | #DIV/0! | #DIV/0! | #DIV/0! | #DIV/0! | #DIV/0! | #DIV/0! | #DIV/0! | #DIV/0! | #DIV/0! | #DIV/0! | #DIV/0!
|  |  |  | Fixed charge | p/MPAN/day |  |  | #DIV/0! | #DIV/0! | #DIV/0! | #DIV/0! | #DIV/0! | #DIV/0! | #DIV/0! | #DIV/0! | #DIV/0! | #DIV/0! | #DIV/0! | #DIV/0! | #DIV/0! | #DIV/0! | #DIV/0! | #DIV/0! | #DIV/0! | #DIV/0! | #DIV/0! | #DIV/0! | #DIV/0! | #DIV/0! | #DIV/0! | 0 | #DIV/0! | #DIV/0! | #DIV/0! | #DIV/0! | #DIV/0! | #DIV/0! | #DIV/0! | #DIV/0!
|  |  |  | Capacity charge | p/kVA/day |  |  | #DIV/0! | #DIV/0! | #DIV/0! | #DIV/0! | #DIV/0! | #DIV/0! | #DIV/0! | #DIV/0! | #DIV/0! | #DIV/0! | #DIV/0! | #DIV/0! | #DIV/0! | #DIV/0! | #DIV/0! | #DIV/0! | #DIV/0! | #DIV/0! | #DIV/0! | #DIV/0! | #DIV/0! | #DIV/0! | #DIV/0! | #DIV/0! | 0 | 0 | 0 | 0 | 0 | 0 | 0 | 0
|  |  |  | Exceeded capacity charge | p/kVA/day |  |  | #DIV/0! | #DIV/0! | #DIV/0! | #DIV/0! | #DIV/0! | #DIV/0! | #DIV/0! | #DIV/0! | #DIV/0! | #DIV/0! | #DIV/0! | #DIV/0! | #DIV/0! | #DIV/0! | #DIV/0! | #DIV/0! | #DIV/0! | #DIV/0! | #DIV/0! | #DIV/0! | #DIV/0! | #DIV/0! | #DIV/0! | #DIV/0! | 0 | 0 | 0 | 0 | 0 | 0 | 0 | 0
|  |  |  | Reactive power charge | p/kVArh |  |  | #DIV/0! | #DIV/0! | #DIV/0! | #DIV/0! | #DIV/0! | #DIV/0! | #DIV/0! | #DIV/0! | #DIV/0! | #DIV/0! | #DIV/0! | #DIV/0! | #DIV/0! | #DIV/0! | #DIV/0! | #DIV/0! | #DIV/0! | #DIV/0! | #DIV/0! | #DIV/0! | #DIV/0! | #DIV/0! | #DIV/0! | #DIV/0! | #DIV/0! | #DIV/0! | #DIV/0! | #DIV/0! | #DIV/0! | #DIV/0! | #DIV/0! | #DIV/0!
Section 117-B: Adders for revenue matching
Adders for revenue-matching
Adders calculated in revenue matching
|  |  |  | Unit rate 1 | p/kWh |  |  | #DIV/0! | #DIV/0! | #DIV/0! | #DIV/0! | #DIV/0! | #DIV/0! | #DIV/0! | #DIV/0! | #DIV/0! | #DIV/0! | #DIV/0! | #DIV/0! | #DIV/0! | #DIV/0! | #DIV/0! | #DIV/0! | #DIV/0! | #DIV/0! | #DIV/0! | #DIV/0! | #DIV/0! | #DIV/0! | #DIV/0! | #DIV/0! | #DIV/0! | #DIV/0! | #DIV/0! | #DIV/0! | #DIV/0! | #DIV/0! | #DIV/0! | #DIV/0!
|  |  |  | Unit rate 2 | p/kWh |  |  | #DIV/0! | #DIV/0! | #DIV/0! | #DIV/0! | #DIV/0! | #DIV/0! | #DIV/0! | #DIV/0! | #DIV/0! | #DIV/0! | #DIV/0! | #DIV/0! | #DIV/0! | #DIV/0! | #DIV/0! | #DIV/0! | #DIV/0! | #DIV/0! | #DIV/0! | #DIV/0! | #DIV/0! | #DIV/0! | #DIV/0! | #DIV/0! | #DIV/0! | #DIV/0! | #DIV/0! | #DIV/0! | #DIV/0! | #DIV/0! | #DIV/0! | #DIV/0!
|  |  |  | Unit rate 3 | p/kWh |  |  | #DIV/0! | #DIV/0! | #DIV/0! | #DIV/0! | #DIV/0! | #DIV/0! | #DIV/0! | #DIV/0! | #DIV/0! | #DIV/0! | #DIV/0! | #DIV/0! | #DIV/0! | #DIV/0! | #DIV/0! | #DIV/0! | #DIV/0! | #DIV/0! | #DIV/0! | #DIV/0! | #DIV/0! | #DIV/0! | #DIV/0! | #DIV/0! | #DIV/0! | #DIV/0! | #DIV/0! | #DIV/0! | #DIV/0! | #DIV/0! | #DIV/0! | #DIV/0!
|  |  |  | Fixed charge | p/MPAN/day |  |  | #DIV/0! | #DIV/0! | #DIV/0! | #DIV/0! | #DIV/0! | #DIV/0! | #DIV/0! | #DIV/0! | #DIV/0! | #DIV/0! | #DIV/0! | #DIV/0! | #DIV/0! | #DIV/0! | #DIV/0! | #DIV/0! | #DIV/0! | #DIV/0! | #DIV/0! | #DIV/0! | #DIV/0! | #DIV/0! | #DIV/0! | #DIV/0! | #DIV/0! | #DIV/0! | #DIV/0! | #DIV/0! | #DIV/0! | #DIV/0! | #DIV/0! | #DIV/0!
|  |  |  | Capacity charge | p/kVA/day
|  |  |  | Exceeded capacity charge | p/kVA/day
|  |  |  | Reactive power charge | p/kVArh
Section 117-C: Adder to fixed charge for allocated pass-through costs
Adder to fixed charge for allocated pass-through costs
Adder calculated in allocated costs
|  |  |  | Unit rate 1 | p/kWh
|  |  |  | Unit rate 2 | p/kWh
|  |  |  | Unit rate 3 | p/kWh
|  |  |  | Fixed charge | p/MPAN/day |  |  | #DIV/0! | 0 | #DIV/0! | #DIV/0! | #DIV/0! | #DIV/0! | #DIV/0! | 0 | #DIV/0! | #DIV/0! | #DIV/0! | #DIV/0! | #DIV/0! | #DIV/0! | #DIV/0! | #DIV/0! | #DIV/0! | #DIV/0! | #DIV/0! | #DIV/0! | #DIV/0! | #DIV/0! | #DIV/0! | 0 | 0 | 0 | 0 | 0 | 0 | 0 | 0 | 0
|  |  |  | Capacity charge | p/kVA/day
|  |  |  | Exceeded capacity charge | p/kVA/day
|  |  |  | Reactive power charge | p/kVArh
Section 117-D: LDNO discounts
|  |  |  | Index of tariff before revenue matching | integer |  |  | 1 | 2 | 3 | 3 | 3 | 3 | 3 | 4 | 5 | 5 | 5 | 5 | 5 | 6 | 6 | 6 | 6 | 6 | 7 | 7 | 7 | 7 | 7 | 8 | 9 | 10 | 11 | 12 | 13 | 14 | 15 | 16
|  |  | LDNO discounts (LV) |  |  |  | > | Domestic Aggregated or CT | Domestic Aggregated (Related MPAN) | Non-Domestic Aggregated or CT | Non-Domestic Aggregated (Related MPAN) | LV Site Specific | LV Sub Site Specific | HV Site Specific | Unmetered Supplies | LV Generation Aggregated | LV Sub Generation Aggregated | LV Generation Site Specific | LV Generation Site Specific no RP Charge | LV Sub Generation Site Specific | LV Sub Generation Site Specific no RP Charge | HV Generation Site Specific | HV Generation Site Specific no RP Charge
|  |  |  | Unit rate 1 | % |  |  | 0% | 0% | 0% | 0% | 0% | 0% | 0% | 0% | 0% | 0% | 0% | 0% | 0% | 0% | 0% | 0%
|  |  |  | Unit rate 2 | % |  |  | 0% | 0% | 0% | 0% | 0% | 0% | 0% | 0% | 0% | 0% | 0% | 0% | 0% | 0% | 0% | 0%
|  |  |  | Unit rate 3 | % |  |  | 0% | 0% | 0% | 0% | 0% | 0% | 0% | 0% | 0% | 0% | 0% | 0% | 0% | 0% | 0% | 0%
|  |  |  | Fixed charge | % |  |  | 0% | 0% | 0% | 0% | 0% | 0% | 0% | 0% | 100% | 100% | 100% | 100% | 100% | 100% | 100% | 100%
|  |  |  | Capacity charge | % |  |  | 0% | 0% | 0% | 0% | 0% | 0% | 0% | 0% | 0% | 0% | 0% | 0% | 0% | 0% | 0% | 0%
|  |  |  | Exceeded capacity charge | % |  |  | 0% | 0% | 0% | 0% | 0% | 0% | 0% | 0% | 0% | 0% | 0% | 0% | 0% | 0% | 0% | 0%
|  |  |  | Reactive power charge | % |  |  | 0% | 0% | 0% | 0% | 0% | 0% | 0% | 0% | 0% | 0% | 0% | 0% | 0% | 0% | 0% | 0%
|  |  | LDNO discounts (HV) |  |  |  | > | Domestic Aggregated or CT | Domestic Aggregated (Related MPAN) | Non-Domestic Aggregated or CT | Non-Domestic Aggregated (Related MPAN) | LV Site Specific | LV Sub Site Specific | HV Site Specific | Unmetered Supplies | LV Generation Aggregated | LV Sub Generation Aggregated | LV Generation Site Specific | LV Generation Site Specific no RP Charge | LV Sub Generation Site Specific | LV Sub Generation Site Specific no RP Charge | HV Generation Site Specific | HV Generation Site Specific no RP Charge
|  |  |  | Unit rate 1 | % |  |  | 0% | 0% | 0% | 0% | 0% | 0% | 0% | 0% | 0% | 0% | 0% | 0% | 0% | 0% | 0% | 0%
|  |  |  | Unit rate 2 | % |  |  | 0% | 0% | 0% | 0% | 0% | 0% | 0% | 0% | 0% | 0% | 0% | 0% | 0% | 0% | 0% | 0%
|  |  |  | Unit rate 3 | % |  |  | 0% | 0% | 0% | 0% | 0% | 0% | 0% | 0% | 0% | 0% | 0% | 0% | 0% | 0% | 0% | 0%
|  |  |  | Fixed charge | % |  |  | 0% | 0% | 0% | 0% | 0% | 0% | 0% | 0% | 100% | 100% | 100% | 100% | 100% | 100% | 100% | 100%
|  |  |  | Capacity charge | % |  |  | 0% | 0% | 0% | 0% | 0% | 0% | 0% | 0% | 0% | 0% | 0% | 0% | 0% | 0% | 0% | 0%
|  |  |  | Exceeded capacity charge | % |  |  | 0% | 0% | 0% | 0% | 0% | 0% | 0% | 0% | 0% | 0% | 0% | 0% | 0% | 0% | 0% | 0%
|  |  |  | Reactive power charge | % |  |  | 0% | 0% | 0% | 0% | 0% | 0% | 0% | 0% | 0% | 0% | 0% | 0% | 0% | 0% | 0% | 0%
|  |  | LDNO discounts (LV) |  |  |  | > | [32 empty] | Paragraphs 98 & 99
|  |  |  | Unit rate 1 | % |  |  | 0% | 0% | 0% | 0% | 0% | 0% | 0% | 0% | 0% | 0% | 0% | 0% | 0% | 0% | 0% | 0% | 0% | 0% | 0% | 0% | 0% | 0% | 0% | 0% | 0% | 0% | 0% | 0% | 0% | 0% | 0% | 0%
|  |  |  | Unit rate 2 | % |  |  | 0% | 0% | 0% | 0% | 0% | 0% | 0% | 0% | 0% | 0% | 0% | 0% | 0% | 0% | 0% | 0% | 0% | 0% | 0% | 0% | 0% | 0% | 0% | 0% | 0% | 0% | 0% | 0% | 0% | 0% | 0% | 0%
|  |  |  | Unit rate 3 | % |  |  | 0% | 0% | 0% | 0% | 0% | 0% | 0% | 0% | 0% | 0% | 0% | 0% | 0% | 0% | 0% | 0% | 0% | 0% | 0% | 0% | 0% | 0% | 0% | 0% | 0% | 0% | 0% | 0% | 0% | 0% | 0% | 0%
|  |  |  | Fixed charge | % |  |  | 0% | 0% | 0% | 0% | 0% | 0% | 0% | 0% | 0% | 0% | 0% | 0% | 0% | 0% | 0% | 0% | 0% | 0% | 0% | 0% | 0% | 0% | 0% | 0% | 100% | 100% | 100% | 100% | 100% | 100% | 100% | 100%
|  |  |  | Capacity charge | % |  |  | 0% | 0% | 0% | 0% | 0% | 0% | 0% | 0% | 0% | 0% | 0% | 0% | 0% | 0% | 0% | 0% | 0% | 0% | 0% | 0% | 0% | 0% | 0% | 0% | 0% | 0% | 0% | 0% | 0% | 0% | 0% | 0%
|  |  |  | Exceeded capacity charge | % |  |  | 0% | 0% | 0% | 0% | 0% | 0% | 0% | 0% | 0% | 0% | 0% | 0% | 0% | 0% | 0% | 0% | 0% | 0% | 0% | 0% | 0% | 0% | 0% | 0% | 0% | 0% | 0% | 0% | 0% | 0% | 0% | 0%
|  |  |  | Reactive power charge | % |  |  | 0% | 0% | 0% | 0% | 0% | 0% | 0% | 0% | 0% | 0% | 0% | 0% | 0% | 0% | 0% | 0% | 0% | 0% | 0% | 0% | 0% | 0% | 0% | 0% | 0% | 0% | 0% | 0% | 0% | 0% | 0% | 0%
|  |  | LDNO discounts (HV) |  |  |  | > | [32 empty] | Paragraphs 98 & 99
|  |  |  | Unit rate 1 | % |  |  | 0% | 0% | 0% | 0% | 0% | 0% | 0% | 0% | 0% | 0% | 0% | 0% | 0% | 0% | 0% | 0% | 0% | 0% | 0% | 0% | 0% | 0% | 0% | 0% | 0% | 0% | 0% | 0% | 0% | 0% | 0% | 0%
|  |  |  | Unit rate 2 | % |  |  | 0% | 0% | 0% | 0% | 0% | 0% | 0% | 0% | 0% | 0% | 0% | 0% | 0% | 0% | 0% | 0% | 0% | 0% | 0% | 0% | 0% | 0% | 0% | 0% | 0% | 0% | 0% | 0% | 0% | 0% | 0% | 0%
|  |  |  | Unit rate 3 | % |  |  | 0% | 0% | 0% | 0% | 0% | 0% | 0% | 0% | 0% | 0% | 0% | 0% | 0% | 0% | 0% | 0% | 0% | 0% | 0% | 0% | 0% | 0% | 0% | 0% | 0% | 0% | 0% | 0% | 0% | 0% | 0% | 0%
|  |  |  | Fixed charge | % |  |  | 0% | 0% | 0% | 0% | 0% | 0% | 0% | 0% | 0% | 0% | 0% | 0% | 0% | 0% | 0% | 0% | 0% | 0% | 0% | 0% | 0% | 0% | 0% | 0% | 100% | 100% | 100% | 100% | 100% | 100% | 100% | 100%
|  |  |  | Capacity charge | % |  |  | 0% | 0% | 0% | 0% | 0% | 0% | 0% | 0% | 0% | 0% | 0% | 0% | 0% | 0% | 0% | 0% | 0% | 0% | 0% | 0% | 0% | 0% | 0% | 0% | 0% | 0% | 0% | 0% | 0% | 0% | 0% | 0%
|  |  |  | Exceeded capacity charge | % |  |  | 0% | 0% | 0% | 0% | 0% | 0% | 0% | 0% | 0% | 0% | 0% | 0% | 0% | 0% | 0% | 0% | 0% | 0% | 0% | 0% | 0% | 0% | 0% | 0% | 0% | 0% | 0% | 0% | 0% | 0% | 0% | 0%
|  |  |  | Reactive power charge | % |  |  | 0% | 0% | 0% | 0% | 0% | 0% | 0% | 0% | 0% | 0% | 0% | 0% | 0% | 0% | 0% | 0% | 0% | 0% | 0% | 0% | 0% | 0% | 0% | 0% | 0% | 0% | 0% | 0% | 0% | 0% | 0% | 0%
Section 117-E: Decimal places for rounding
|  |  | Decimal places for rounding |  |  |  | > | [32 empty] | Paragraph 14
|  |  |  | Unit rate 1 | integer | 3
|  |  |  | Unit rate 2 | integer | 3
|  |  |  | Unit rate 3 | integer | 3
|  |  |  | Fixed charge | integer | 2
|  |  |  | Capacity charge | integer | 2
|  |  |  | Exceeded capacity charge | integer | 2
|  |  |  | Reactive power charge | integer | 3
Rounding of tariff forecast
Calculates rounded tariff forecast
Section 117-F: Tariff forecast, post-revenue matching
All the way tariff forecast, pre-rounding
|  |  |  | Unit rate 1 | p/kWh |  |  | #DIV/0! | #DIV/0! | #DIV/0! | #DIV/0! | #DIV/0! | #DIV/0! | #DIV/0! | #DIV/0! | #DIV/0! | #DIV/0! | #DIV/0! | #DIV/0! | #DIV/0! | #DIV/0! | #DIV/0! | #DIV/0! | #DIV/0! | #DIV/0! | #DIV/0! | #DIV/0! | #DIV/0! | #DIV/0! | #DIV/0! | #DIV/0! | #DIV/0! | #DIV/0! | #DIV/0! | #DIV/0! | #DIV/0! | #DIV/0! | #DIV/0! | #DIV/0!
|  |  |  | Unit rate 2 | p/kWh |  |  | #DIV/0! | #DIV/0! | #DIV/0! | #DIV/0! | #DIV/0! | #DIV/0! | #DIV/0! | #DIV/0! | #DIV/0! | #DIV/0! | #DIV/0! | #DIV/0! | #DIV/0! | #DIV/0! | #DIV/0! | #DIV/0! | #DIV/0! | #DIV/0! | #DIV/0! | #DIV/0! | #DIV/0! | #DIV/0! | #DIV/0! | #DIV/0! | #DIV/0! | #DIV/0! | #DIV/0! | #DIV/0! | #DIV/0! | #DIV/0! | #DIV/0! | #DIV/0!
|  |  |  | Unit rate 3 | p/kWh |  |  | #DIV/0! | #DIV/0! | #DIV/0! | #DIV/0! | #DIV/0! | #DIV/0! | #DIV/0! | #DIV/0! | #DIV/0! | #DIV/0! | #DIV/0! | #DIV/0! | #DIV/0! | #DIV/0! | #DIV/0! | #DIV/0! | #DIV/0! | #DIV/0! | #DIV/0! | #DIV/0! | #DIV/0! | #DIV/0! | #DIV/0! | #DIV/0! | #DIV/0! | #DIV/0! | #DIV/0! | #DIV/0! | #DIV/0! | #DIV/0! | #DIV/0! | #DIV/0!
|  |  |  | Fixed charge | p/MPAN/day |  |  | #DIV/0! | #DIV/0! | #DIV/0! | #DIV/0! | #DIV/0! | #DIV/0! | #DIV/0! | #DIV/0! | #DIV/0! | #DIV/0! | #DIV/0! | #DIV/0! | #DIV/0! | #DIV/0! | #DIV/0! | #DIV/0! | #DIV/0! | #DIV/0! | #DIV/0! | #DIV/0! | #DIV/0! | #DIV/0! | #DIV/0! | #DIV/0! | #DIV/0! | #DIV/0! | #DIV/0! | #DIV/0! | #DIV/0! | #DIV/0! | #DIV/0! | #DIV/0!
|  |  |  | Capacity charge | p/kVA/day |  |  | #DIV/0! | #DIV/0! | #DIV/0! | #DIV/0! | #DIV/0! | #DIV/0! | #DIV/0! | #DIV/0! | #DIV/0! | #DIV/0! | #DIV/0! | #DIV/0! | #DIV/0! | #DIV/0! | #DIV/0! | #DIV/0! | #DIV/0! | #DIV/0! | #DIV/0! | #DIV/0! | #DIV/0! | #DIV/0! | #DIV/0! | #DIV/0! | 0 | 0 | 0 | 0 | 0 | 0 | 0 | 0
|  |  |  | Exceeded capacity charge | p/kVA/day |  |  | #DIV/0! | #DIV/0! | #DIV/0! | #DIV/0! | #DIV/0! | #DIV/0! | #DIV/0! | #DIV/0! | #DIV/0! | #DIV/0! | #DIV/0! | #DIV/0! | #DIV/0! | #DIV/0! | #DIV/0! | #DIV/0! | #DIV/0! | #DIV/0! | #DIV/0! | #DIV/0! | #DIV/0! | #DIV/0! | #DIV/0! | #DIV/0! | 0 | 0 | 0 | 0 | 0 | 0 | 0 | 0
|  |  |  | Reactive power charge | p/kVArh |  |  | #DIV/0! | #DIV/0! | #DIV/0! | #DIV/0! | #DIV/0! | #DIV/0! | #DIV/0! | #DIV/0! | #DIV/0! | #DIV/0! | #DIV/0! | #DIV/0! | #DIV/0! | #DIV/0! | #DIV/0! | #DIV/0! | #DIV/0! | #DIV/0! | #DIV/0! | #DIV/0! | #DIV/0! | #DIV/0! | #DIV/0! | #DIV/0! | #DIV/0! | #DIV/0! | #DIV/0! | #DIV/0! | #DIV/0! | #DIV/0! | #DIV/0! | #DIV/0!
Section 117-G: Tariff forecast, post-adders & discounting
|  |  | All the way tariff forecast, post-adders & discounting |  |  |  | > | [32 empty] | Paragraphs 98 to 100
|  |  |  | Unit rate 1 | p/kWh |  |  | #DIV/0! | #DIV/0! | #DIV/0! | #DIV/0! | #DIV/0! | #DIV/0! | #DIV/0! | #DIV/0! | #DIV/0! | #DIV/0! | #DIV/0! | #DIV/0! | #DIV/0! | #DIV/0! | #DIV/0! | #DIV/0! | #DIV/0! | #DIV/0! | #DIV/0! | #DIV/0! | #DIV/0! | #DIV/0! | #DIV/0! | #DIV/0! | #DIV/0! | #DIV/0! | #DIV/0! | #DIV/0! | #DIV/0! | #DIV/0! | #DIV/0! | #DIV/0!
|  |  |  | Unit rate 2 | p/kWh |  |  | #DIV/0! | #DIV/0! | #DIV/0! | #DIV/0! | #DIV/0! | #DIV/0! | #DIV/0! | #DIV/0! | #DIV/0! | #DIV/0! | #DIV/0! | #DIV/0! | #DIV/0! | #DIV/0! | #DIV/0! | #DIV/0! | #DIV/0! | #DIV/0! | #DIV/0! | #DIV/0! | #DIV/0! | #DIV/0! | #DIV/0! | #DIV/0! | #DIV/0! | #DIV/0! | #DIV/0! | #DIV/0! | #DIV/0! | #DIV/0! | #DIV/0! | #DIV/0!
|  |  |  | Unit rate 3 | p/kWh |  |  | #DIV/0! | #DIV/0! | #DIV/0! | #DIV/0! | #DIV/0! | #DIV/0! | #DIV/0! | #DIV/0! | #DIV/0! | #DIV/0! | #DIV/0! | #DIV/0! | #DIV/0! | #DIV/0! | #DIV/0! | #DIV/0! | #DIV/0! | #DIV/0! | #DIV/0! | #DIV/0! | #DIV/0! | #DIV/0! | #DIV/0! | #DIV/0! | #DIV/0! | #DIV/0! | #DIV/0! | #DIV/0! | #DIV/0! | #DIV/0! | #DIV/0! | #DIV/0!
|  |  |  | Fixed charge | p/MPAN/day |  |  | #DIV/0! | #DIV/0! | #DIV/0! | #DIV/0! | #DIV/0! | #DIV/0! | #DIV/0! | #DIV/0! | #DIV/0! | #DIV/0! | #DIV/0! | #DIV/0! | #DIV/0! | #DIV/0! | #DIV/0! | #DIV/0! | #DIV/0! | #DIV/0! | #DIV/0! | #DIV/0! | #DIV/0! | #DIV/0! | #DIV/0! | #DIV/0! | #DIV/0! | #DIV/0! | #DIV/0! | #DIV/0! | #DIV/0! | #DIV/0! | #DIV/0! | #DIV/0!
|  |  |  | Capacity charge | p/kVA/day |  |  | #DIV/0! | #DIV/0! | #DIV/0! | #DIV/0! | #DIV/0! | #DIV/0! | #DIV/0! | #DIV/0! | #DIV/0! | #DIV/0! | #DIV/0! | #DIV/0! | #DIV/0! | #DIV/0! | #DIV/0! | #DIV/0! | #DIV/0! | #DIV/0! | #DIV/0! | #DIV/0! | #DIV/0! | #DIV/0! | #DIV/0! | #DIV/0! | 0 | 0 | 0 | 0 | 0 | 0 | 0 | 0
|  |  |  | Exceeded capacity charge | p/kVA/day |  |  | #DIV/0! | #DIV/0! | #DIV/0! | #DIV/0! | #DIV/0! | #DIV/0! | #DIV/0! | #DIV/0! | #DIV/0! | #DIV/0! | #DIV/0! | #DIV/0! | #DIV/0! | #DIV/0! | #DIV/0! | #DIV/0! | #DIV/0! | #DIV/0! | #DIV/0! | #DIV/0! | #DIV/0! | #DIV/0! | #DIV/0! | #DIV/0! | 0 | 0 | 0 | 0 | 0 | 0 | 0 | 0
|  |  |  | Reactive power charge | p/kVArh |  |  | #DIV/0! | #DIV/0! | #DIV/0! | #DIV/0! | #DIV/0! | #DIV/0! | #DIV/0! | #DIV/0! | #DIV/0! | #DIV/0! | #DIV/0! | #DIV/0! | #DIV/0! | #DIV/0! | #DIV/0! | #DIV/0! | #DIV/0! | #DIV/0! | #DIV/0! | #DIV/0! | #DIV/0! | #DIV/0! | #DIV/0! | #DIV/0! | #DIV/0! | #DIV/0! | #DIV/0! | #DIV/0! | #DIV/0! | #DIV/0! | #DIV/0! | #DIV/0!
|  |  | LDNO LV tariff forecast, post-adders & discounting |  |  |  | > | [32 empty] | Paragraphs 98 to 100
|  |  |  | Unit rate 1 | p/kWh |  |  | #DIV/0! | #DIV/0! | #DIV/0! | #DIV/0! | #DIV/0! | #DIV/0! | #DIV/0! | #DIV/0! | #DIV/0! | #DIV/0! | #DIV/0! | #DIV/0! | #DIV/0! | [10 empty] | #DIV/0! | #DIV/0! |  | #DIV/0!
|  |  |  | Unit rate 2 | p/kWh |  |  | #DIV/0! | #DIV/0! | #DIV/0! | #DIV/0! | #DIV/0! | #DIV/0! | #DIV/0! | #DIV/0! | #DIV/0! | #DIV/0! | #DIV/0! | #DIV/0! | #DIV/0! | [10 empty] | #DIV/0! | #DIV/0! |  | #DIV/0!
|  |  |  | Unit rate 3 | p/kWh |  |  | #DIV/0! | #DIV/0! | #DIV/0! | #DIV/0! | #DIV/0! | #DIV/0! | #DIV/0! | #DIV/0! | #DIV/0! | #DIV/0! | #DIV/0! | #DIV/0! | #DIV/0! | [10 empty] | #DIV/0! | #DIV/0! |  | #DIV/0!
|  |  |  | Fixed charge | p/MPAN/day |  |  | #DIV/0! | #DIV/0! | #DIV/0! | #DIV/0! | #DIV/0! | #DIV/0! | #DIV/0! | #DIV/0! | #DIV/0! | #DIV/0! | #DIV/0! | #DIV/0! | #DIV/0! | [10 empty] | #DIV/0! | #DIV/0! |  | #DIV/0!
|  |  |  | Capacity charge | p/kVA/day |  |  | #DIV/0! | #DIV/0! | #DIV/0! | #DIV/0! | #DIV/0! | #DIV/0! | #DIV/0! | #DIV/0! | #DIV/0! | #DIV/0! | #DIV/0! | #DIV/0! | #DIV/0! | [10 empty] | #DIV/0! | 0 |  | 0
|  |  |  | Exceeded capacity charge | p/kVA/day |  |  | #DIV/0! | #DIV/0! | #DIV/0! | #DIV/0! | #DIV/0! | #DIV/0! | #DIV/0! | #DIV/0! | #DIV/0! | #DIV/0! | #DIV/0! | #DIV/0! | #DIV/0! | [10 empty] | #DIV/0! | 0 |  | 0
|  |  |  | Reactive power charge | p/kVArh |  |  | #DIV/0! | #DIV/0! | #DIV/0! | #DIV/0! | #DIV/0! | #DIV/0! | #DIV/0! | #DIV/0! | #DIV/0! | #DIV/0! | #DIV/0! | #DIV/0! | #DIV/0! | [10 empty] | #DIV/0! | #DIV/0! |  | #DIV/0!
|  |  | LDNO HV tariff forecast, post-adders & discounting |  |  |  | > | [32 empty] | Paragraphs 98 to 100
|  |  |  | Unit rate 1 | p/kWh |  |  | #DIV/0! | #DIV/0! | #DIV/0! | #DIV/0! | #DIV/0! | #DIV/0! | #DIV/0! | #DIV/0! | #DIV/0! | #DIV/0! | #DIV/0! | #DIV/0! | #DIV/0! | #DIV/0! | #DIV/0! | #DIV/0! | #DIV/0! | #DIV/0! | #DIV/0! | #DIV/0! | #DIV/0! | #DIV/0! | #DIV/0! | #DIV/0! | #DIV/0! | #DIV/0! | #DIV/0! |  | #DIV/0! |  | #DIV/0!
|  |  |  | Unit rate 2 | p/kWh |  |  | #DIV/0! | #DIV/0! | #DIV/0! | #DIV/0! | #DIV/0! | #DIV/0! | #DIV/0! | #DIV/0! | #DIV/0! | #DIV/0! | #DIV/0! | #DIV/0! | #DIV/0! | #DIV/0! | #DIV/0! | #DIV/0! | #DIV/0! | #DIV/0! | #DIV/0! | #DIV/0! | #DIV/0! | #DIV/0! | #DIV/0! | #DIV/0! | #DIV/0! | #DIV/0! | #DIV/0! |  | #DIV/0! |  | #DIV/0!
|  |  |  | Unit rate 3 | p/kWh |  |  | #DIV/0! | #DIV/0! | #DIV/0! | #DIV/0! | #DIV/0! | #DIV/0! | #DIV/0! | #DIV/0! | #DIV/0! | #DIV/0! | #DIV/0! | #DIV/0! | #DIV/0! | #DIV/0! | #DIV/0! | #DIV/0! | #DIV/0! | #DIV/0! | #DIV/0! | #DIV/0! | #DIV/0! | #DIV/0! | #DIV/0! | #DIV/0! | #DIV/0! | #DIV/0! | #DIV/0! |  | #DIV/0! |  | #DIV/0!
|  |  |  | Fixed charge | p/MPAN/day |  |  | #DIV/0! | #DIV/0! | #DIV/0! | #DIV/0! | #DIV/0! | #DIV/0! | #DIV/0! | #DIV/0! | #DIV/0! | #DIV/0! | #DIV/0! | #DIV/0! | #DIV/0! | #DIV/0! | #DIV/0! | #DIV/0! | #DIV/0! | #DIV/0! | #DIV/0! | #DIV/0! | #DIV/0! | #DIV/0! | #DIV/0! | #DIV/0! | #DIV/0! | #DIV/0! | #DIV/0! |  | #DIV/0! |  | #DIV/0!
|  |  |  | Capacity charge | p/kVA/day |  |  | #DIV/0! | #DIV/0! | #DIV/0! | #DIV/0! | #DIV/0! | #DIV/0! | #DIV/0! | #DIV/0! | #DIV/0! | #DIV/0! | #DIV/0! | #DIV/0! | #DIV/0! | #DIV/0! | #DIV/0! | #DIV/0! | #DIV/0! | #DIV/0! | #DIV/0! | #DIV/0! | #DIV/0! | #DIV/0! | #DIV/0! | #DIV/0! | 0 | 0 | 0 |  | 0 |  | 0
|  |  |  | Exceeded capacity charge | p/kVA/day |  |  | #DIV/0! | #DIV/0! | #DIV/0! | #DIV/0! | #DIV/0! | #DIV/0! | #DIV/0! | #DIV/0! | #DIV/0! | #DIV/0! | #DIV/0! | #DIV/0! | #DIV/0! | #DIV/0! | #DIV/0! | #DIV/0! | #DIV/0! | #DIV/0! | #DIV/0! | #DIV/0! | #DIV/0! | #DIV/0! | #DIV/0! | #DIV/0! | 0 | 0 | 0 |  | 0 |  | 0
|  |  |  | Reactive power charge | p/kVArh |  |  | #DIV/0! | #DIV/0! | #DIV/0! | #DIV/0! | #DIV/0! | #DIV/0! | #DIV/0! | #DIV/0! | #DIV/0! | #DIV/0! | #DIV/0! | #DIV/0! | #DIV/0! | #DIV/0! | #DIV/0! | #DIV/0! | #DIV/0! | #DIV/0! | #DIV/0! | #DIV/0! | #DIV/0! | #DIV/0! | #DIV/0! | #DIV/0! | #DIV/0! | #DIV/0! | #DIV/0! |  | #DIV/0! |  | #DIV/0!
Section 117-H: Tariff forecast, post-rounding
|  |  | All the way tariff forecast, post-rounding |  |  |  | > | [32 empty] | Paragraph 14
|  |  |  | Unit rate 1 | p/kWh |  |  | #DIV/0! | #DIV/0! | #DIV/0! | #DIV/0! | #DIV/0! | #DIV/0! | #DIV/0! | #DIV/0! | #DIV/0! | #DIV/0! | #DIV/0! | #DIV/0! | #DIV/0! | #DIV/0! | #DIV/0! | #DIV/0! | #DIV/0! | #DIV/0! | #DIV/0! | #DIV/0! | #DIV/0! | #DIV/0! | #DIV/0! | #DIV/0! | #DIV/0! | #DIV/0! | #DIV/0! | #DIV/0! | #DIV/0! | #DIV/0! | #DIV/0! | #DIV/0!
|  |  |  | Unit rate 2 | p/kWh |  |  | #DIV/0! | #DIV/0! | #DIV/0! | #DIV/0! | #DIV/0! | #DIV/0! | #DIV/0! | #DIV/0! | #DIV/0! | #DIV/0! | #DIV/0! | #DIV/0! | #DIV/0! | #DIV/0! | #DIV/0! | #DIV/0! | #DIV/0! | #DIV/0! | #DIV/0! | #DIV/0! | #DIV/0! | #DIV/0! | #DIV/0! | #DIV/0! | #DIV/0! | #DIV/0! | #DIV/0! | #DIV/0! | #DIV/0! | #DIV/0! | #DIV/0! | #DIV/0!
|  |  |  | Unit rate 3 | p/kWh |  |  | #DIV/0! | #DIV/0! | #DIV/0! | #DIV/0! | #DIV/0! | #DIV/0! | #DIV/0! | #DIV/0! | #DIV/0! | #DIV/0! | #DIV/0! | #DIV/0! | #DIV/0! | #DIV/0! | #DIV/0! | #DIV/0! | #DIV/0! | #DIV/0! | #DIV/0! | #DIV/0! | #DIV/0! | #DIV/0! | #DIV/0! | #DIV/0! | #DIV/0! | #DIV/0! | #DIV/0! | #DIV/0! | #DIV/0! | #DIV/0! | #DIV/0! | #DIV/0!
|  |  |  | Fixed charge | p/MPAN/day |  |  | #DIV/0! | #DIV/0! | #DIV/0! | #DIV/0! | #DIV/0! | #DIV/0! | #DIV/0! | #DIV/0! | #DIV/0! | #DIV/0! | #DIV/0! | #DIV/0! | #DIV/0! | #DIV/0! | #DIV/0! | #DIV/0! | #DIV/0! | #DIV/0! | #DIV/0! | #DIV/0! | #DIV/0! | #DIV/0! | #DIV/0! | #DIV/0! | #DIV/0! | #DIV/0! | #DIV/0! | #DIV/0! | #DIV/0! | #DIV/0! | #DIV/0! | #DIV/0!
|  |  |  | Capacity charge | p/kVA/day |  |  | #DIV/0! | #DIV/0! | #DIV/0! | #DIV/0! | #DIV/0! | #DIV/0! | #DIV/0! | #DIV/0! | #DIV/0! | #DIV/0! | #DIV/0! | #DIV/0! | #DIV/0! | #DIV/0! | #DIV/0! | #DIV/0! | #DIV/0! | #DIV/0! | #DIV/0! | #DIV/0! | #DIV/0! | #DIV/0! | #DIV/0! | #DIV/0! | 0 | 0 | 0 | 0 | 0 | 0 | 0 | 0
|  |  |  | Exceeded capacity charge | p/kVA/day |  |  | #DIV/0! | #DIV/0! | #DIV/0! | #DIV/0! | #DIV/0! | #DIV/0! | #DIV/0! | #DIV/0! | #DIV/0! | #DIV/0! | #DIV/0! | #DIV/0! | #DIV/0! | #DIV/0! | #DIV/0! | #DIV/0! | #DIV/0! | #DIV/0! | #DIV/0! | #DIV/0! | #DIV/0! | #DIV/0! | #DIV/0! | #DIV/0! | 0 | 0 | 0 | 0 | 0 | 0 | 0 | 0
|  |  |  | Reactive power charge | p/kVArh |  |  | #DIV/0! | #DIV/0! | #DIV/0! | #DIV/0! | #DIV/0! | #DIV/0! | #DIV/0! | #DIV/0! | #DIV/0! | #DIV/0! | #DIV/0! | #DIV/0! | #DIV/0! | #DIV/0! | #DIV/0! | #DIV/0! | #DIV/0! | #DIV/0! | #DIV/0! | #DIV/0! | #DIV/0! | #DIV/0! | #DIV/0! | #DIV/0! | #DIV/0! | #DIV/0! | #DIV/0! | #DIV/0! | #DIV/0! | #DIV/0! | #DIV/0! | #DIV/0!
|  |  | LDNO LV tariff forecast, post-rounding |  |  |  | > | [32 empty] | Paragraph 14
|  |  |  | Unit rate 1 | p/kWh |  |  | #DIV/0! | #DIV/0! | #DIV/0! | #DIV/0! | #DIV/0! | #DIV/0! | #DIV/0! | #DIV/0! | #DIV/0! | #DIV/0! | #DIV/0! | #DIV/0! | #DIV/0! | 0 | 0 | 0 | 0 | 0 | 0 | 0 | 0 | 0 | 0 | #DIV/0! | #DIV/0! | 0 | #DIV/0! | 0 | 0 | 0 | 0 | 0
|  |  |  | Unit rate 2 | p/kWh |  |  | #DIV/0! | #DIV/0! | #DIV/0! | #DIV/0! | #DIV/0! | #DIV/0! | #DIV/0! | #DIV/0! | #DIV/0! | #DIV/0! | #DIV/0! | #DIV/0! | #DIV/0! | 0 | 0 | 0 | 0 | 0 | 0 | 0 | 0 | 0 | 0 | #DIV/0! | #DIV/0! | 0 | #DIV/0! | 0 | 0 | 0 | 0 | 0
|  |  |  | Unit rate 3 | p/kWh |  |  | #DIV/0! | #DIV/0! | #DIV/0! | #DIV/0! | #DIV/0! | #DIV/0! | #DIV/0! | #DIV/0! | #DIV/0! | #DIV/0! | #DIV/0! | #DIV/0! | #DIV/0! | 0 | 0 | 0 | 0 | 0 | 0 | 0 | 0 | 0 | 0 | #DIV/0! | #DIV/0! | 0 | #DIV/0! | 0 | 0 | 0 | 0 | 0
|  |  |  | Fixed charge | p/MPAN/day |  |  | #DIV/0! | #DIV/0! | #DIV/0! | #DIV/0! | #DIV/0! | #DIV/0! | #DIV/0! | #DIV/0! | #DIV/0! | #DIV/0! | #DIV/0! | #DIV/0! | #DIV/0! | 0 | 0 | 0 | 0 | 0 | 0 | 0 | 0 | 0 | 0 | #DIV/0! | #DIV/0! | 0 | #DIV/0! | 0 | 0 | 0 | 0 | 0
|  |  |  | Capacity charge | p/kVA/day |  |  | #DIV/0! | #DIV/0! | #DIV/0! | #DIV/0! | #DIV/0! | #DIV/0! | #DIV/0! | #DIV/0! | #DIV/0! | #DIV/0! | #DIV/0! | #DIV/0! | #DIV/0! | 0 | 0 | 0 | 0 | 0 | 0 | 0 | 0 | 0 | 0 | #DIV/0! | 0 | 0 | 0 | 0 | 0 | 0 | 0 | 0
|  |  |  | Exceeded capacity charge | p/kVA/day |  |  | #DIV/0! | #DIV/0! | #DIV/0! | #DIV/0! | #DIV/0! | #DIV/0! | #DIV/0! | #DIV/0! | #DIV/0! | #DIV/0! | #DIV/0! | #DIV/0! | #DIV/0! | 0 | 0 | 0 | 0 | 0 | 0 | 0 | 0 | 0 | 0 | #DIV/0! | 0 | 0 | 0 | 0 | 0 | 0 | 0 | 0
|  |  |  | Reactive power charge | p/kVArh |  |  | #DIV/0! | #DIV/0! | #DIV/0! | #DIV/0! | #DIV/0! | #DIV/0! | #DIV/0! | #DIV/0! | #DIV/0! | #DIV/0! | #DIV/0! | #DIV/0! | #DIV/0! | 0 | 0 | 0 | 0 | 0 | 0 | 0 | 0 | 0 | 0 | #DIV/0! | #DIV/0! | 0 | #DIV/0! | 0 | 0 | 0 | 0 | 0
|  |  | LDNO HV tariff forecast, post-rounding |  |  |  | > | [32 empty] | Paragraph 14
|  |  |  | Unit rate 1 | p/kWh |  |  | #DIV/0! | #DIV/0! | #DIV/0! | #DIV/0! | #DIV/0! | #DIV/0! | #DIV/0! | #DIV/0! | #DIV/0! | #DIV/0! | #DIV/0! | #DIV/0! | #DIV/0! | #DIV/0! | #DIV/0! | #DIV/0! | #DIV/0! | #DIV/0! | #DIV/0! | #DIV/0! | #DIV/0! | #DIV/0! | #DIV/0! | #DIV/0! | #DIV/0! | #DIV/0! | #DIV/0! | 0 | #DIV/0! | 0 | #DIV/0! | 0
|  |  |  | Unit rate 2 | p/kWh |  |  | #DIV/0! | #DIV/0! | #DIV/0! | #DIV/0! | #DIV/0! | #DIV/0! | #DIV/0! | #DIV/0! | #DIV/0! | #DIV/0! | #DIV/0! | #DIV/0! | #DIV/0! | #DIV/0! | #DIV/0! | #DIV/0! | #DIV/0! | #DIV/0! | #DIV/0! | #DIV/0! | #DIV/0! | #DIV/0! | #DIV/0! | #DIV/0! | #DIV/0! | #DIV/0! | #DIV/0! | 0 | #DIV/0! | 0 | #DIV/0! | 0
|  |  |  | Unit rate 3 | p/kWh |  |  | #DIV/0! | #DIV/0! | #DIV/0! | #DIV/0! | #DIV/0! | #DIV/0! | #DIV/0! | #DIV/0! | #DIV/0! | #DIV/0! | #DIV/0! | #DIV/0! | #DIV/0! | #DIV/0! | #DIV/0! | #DIV/0! | #DIV/0! | #DIV/0! | #DIV/0! | #DIV/0! | #DIV/0! | #DIV/0! | #DIV/0! | #DIV/0! | #DIV/0! | #DIV/0! | #DIV/0! | 0 | #DIV/0! | 0 | #DIV/0! | 0
|  |  |  | Fixed charge | p/MPAN/day |  |  | #DIV/0! | #DIV/0! | #DIV/0! | #DIV/0! | #DIV/0! | #DIV/0! | #DIV/0! | #DIV/0! | #DIV/0! | #DIV/0! | #DIV/0! | #DIV/0! | #DIV/0! | #DIV/0! | #DIV/0! | #DIV/0! | #DIV/0! | #DIV/0! | #DIV/0! | #DIV/0! | #DIV/0! | #DIV/0! | #DIV/0! | #DIV/0! | #DIV/0! | #DIV/0! | #DIV/0! | 0 | #DIV/0! | 0 | #DIV/0! | 0
|  |  |  | Capacity charge | p/kVA/day |  |  | #DIV/0! | #DIV/0! | #DIV/0! | #DIV/0! | #DIV/0! | #DIV/0! | #DIV/0! | #DIV/0! | #DIV/0! | #DIV/0! | #DIV/0! | #DIV/0! | #DIV/0! | #DIV/0! | #DIV/0! | #DIV/0! | #DIV/0! | #DIV/0! | #DIV/0! | #DIV/0! | #DIV/0! | #DIV/0! | #DIV/0! | #DIV/0! | 0 | 0 | 0 | 0 | 0 | 0 | 0 | 0
|  |  |  | Exceeded capacity charge | p/kVA/day |  |  | #DIV/0! | #DIV/0! | #DIV/0! | #DIV/0! | #DIV/0! | #DIV/0! | #DIV/0! | #DIV/0! | #DIV/0! | #DIV/0! | #DIV/0! | #DIV/0! | #DIV/0! | #DIV/0! | #DIV/0! | #DIV/0! | #DIV/0! | #DIV/0! | #DIV/0! | #DIV/0! | #DIV/0! | #DIV/0! | #DIV/0! | #DIV/0! | 0 | 0 | 0 | 0 | 0 | 0 | 0 | 0
|  |  |  | Reactive power charge | p/kVArh |  |  | #DIV/0! | #DIV/0! | #DIV/0! | #DIV/0! | #DIV/0! | #DIV/0! | #DIV/0! | #DIV/0! | #DIV/0! | #DIV/0! | #DIV/0! | #DIV/0! | #DIV/0! | #DIV/0! | #DIV/0! | #DIV/0! | #DIV/0! | #DIV/0! | #DIV/0! | #DIV/0! | #DIV/0! | #DIV/0! | #DIV/0! | #DIV/0! | #DIV/0! | #DIV/0! | #DIV/0! | 0 | #DIV/0! | 0 | #DIV/0! | 0
Checks
|  |  | Check for error values |  | number of issues | 1582
End of sheet

## Net revenue summary
Net revenue summary
[enter DNO name] - [enter data version name]
CDCM charging model - Pre-release v10 - 2025/26
1131 issues identified in checks on this sheet
| Click here to return to model map |  |  |  |  | Units | Constants |  | Domestic Aggregated or CT with Residual | Domestic Aggregated (Related MPAN) | Non-Domestic Aggregated or CT No Residual | Non-Domestic Aggregated or CT Band 1 | Non-Domestic Aggregated or CT Band 2 | Non-Domestic Aggregated or CT Band 3 | Non-Domestic Aggregated or CT Band 4 | Non-Domestic Aggregated (Related MPAN) | LV Site Specific No Residual | LV Site Specific Band 1 | LV Site Specific Band 2 | LV Site Specific Band 3 | LV Site Specific Band 4 | LV Sub Site Specific No Residual | LV Sub Site Specific Band 1 | LV Sub Site Specific Band 2 | LV Sub Site Specific Band 3 | LV Sub Site Specific Band 4 | HV Site Specific No Residual | HV Site Specific Band 1 | HV Site Specific Band 2 | HV Site Specific Band 3 | HV Site Specific Band 4 | Unmetered Supplies | LV Generation Aggregated | LV Sub Generation Aggregated | LV Generation Site Specific | LV Generation Site Specific no RP Charge | LV Sub Generation Site Specific | LV Sub Generation Site Specific no RP Charge | HV Generation Site Specific | HV Generation Site Specific no RP Charge | Legal text reference
Description
This sheet calculates a summary of net revenue and other non-tariff outputs included for users' information
Inputs to net revenue summary calculation
Section 118-A: Volume forecasts
|  |  |  | Index of tariff before revenue matching |  | integer |  |  | 1 | 2 | 3 | 3 | 3 | 3 | 3 | 4 | 5 | 5 | 5 | 5 | 5 | 6 | 6 | 6 | 6 | 6 | 7 | 7 | 7 | 7 | 7 | 8 | 9 | 10 | 11 | 12 | 13 | 14 | 15 | 16
|  |  |  | Residual band |  | integer |  |  | 1 | 0 | 0 | 1 | 2 | 3 | 4 | 0 | 0 | 1 | 2 | 3 | 4 | 0 | 1 | 2 | 3 | 4 | 0 | 1 | 2 | 3 | 4 | 1 | 0 | 0 | 0 | 0 | 0 | 0 | 0 | 0
|  |  |  | All the way volume forecast |  |  |  | > | [32 empty] | Paragraph 52
Fixed inputs in column H are used to direct an INDEX function, which helps map between pre- and post-revenue
matching tariffs
[5 empty] | Rate 1 units | MWh | 0 |  | 0 | 0 | 0 | 0 | 0 | 0 | 0 | 0 | 0 | 0 | 0 | 0 | 0 | 0 | 0 | 0 | 0 | 0 | 0 | 0 | 0 | 0 | 0 | 0 | 0 | 0 | 0 | 0 | 0 | 0 | 0 | 0
[5 empty] | Rate 2 units | MWh | 1 |  | 0 | 0 | 0 | 0 | 0 | 0 | 0 | 0 | 0 | 0 | 0 | 0 | 0 | 0 | 0 | 0 | 0 | 0 | 0 | 0 | 0 | 0 | 0 | 0 | 0 | 0 | 0 | 0 | 0 | 0 | 0 | 0
[5 empty] | Rate 3 units | MWh | 2 |  | 0 | 0 | 0 | 0 | 0 | 0 | 0 | 0 | 0 | 0 | 0 | 0 | 0 | 0 | 0 | 0 | 0 | 0 | 0 | 0 | 0 | 0 | 0 | 0 | 0 | 0 | 0 | 0 | 0 | 0 | 0 | 0
[5 empty] | MPANs | MPANs | 3 |  | 0 | 0 | 0 | 0 | 0 | 0 | 0 | 0 | 0 | 0 | 0 | 0 | 0 | 0 | 0 | 0 | 0 | 0 | 0 | 0 | 0 | 0 | 0 | 0 | 0 | 0 | 0 | 0 | 0 | 0 | 0 | 0
[5 empty] | Import capacity | kVA | 4 |  | 0 | 0 | 0 | 0 | 0 | 0 | 0 | 0 | 0 | 0 | 0 | 0 | 0 | 0 | 0 | 0 | 0 | 0 | 0 | 0 | 0 | 0 | 0 | 0 | 0 | 0 | 0 | 0 | 0 | 0 | 0 | 0
[5 empty] | Exceeded capacity | kVA | 5 |  | 0 | 0 | 0 | 0 | 0 | 0 | 0 | 0 | 0 | 0 | 0 | 0 | 0 | 0 | 0 | 0 | 0 | 0 | 0 | 0 | 0 | 0 | 0 | 0 | 0 | 0 | 0 | 0 | 0 | 0 | 0 | 0
[5 empty] | Reactive power units | MVArh | 6 |  | 0 | 0 | 0 | 0 | 0 | 0 | 0 | 0 | 0 | 0 | 0 | 0 | 0 | 0 | 0 | 0 | 0 | 0 | 0 | 0 | 0 | 0 | 0 | 0 | 0 | 0 | 0 | 0 | 0 | 0 | 0 | 0
|  |  |  | LDNO LV volume forecast |  |  |  | > | [32 empty] | Paragraph 52
Fixed inputs in column H are used to direct an INDEX function, which helps map between pre- and post-revenue
matching tariffs
[5 empty] | Rate 1 units | MWh | 0 |  | 0 | 0 | 0 | 0 | 0 | 0 | 0 | 0 | 0 | 0 | 0 | 0 | 0 | 0 | 0 | 0 | 0 | 0 | 0 | 0 | 0 | 0 | 0 | 0 | 0 | 0 | 0 | 0 | 0 | 0 | 0 | 0
[5 empty] | Rate 2 units | MWh | 1 |  | 0 | 0 | 0 | 0 | 0 | 0 | 0 | 0 | 0 | 0 | 0 | 0 | 0 | 0 | 0 | 0 | 0 | 0 | 0 | 0 | 0 | 0 | 0 | 0 | 0 | 0 | 0 | 0 | 0 | 0 | 0 | 0
[5 empty] | Rate 3 units | MWh | 2 |  | 0 | 0 | 0 | 0 | 0 | 0 | 0 | 0 | 0 | 0 | 0 | 0 | 0 | 0 | 0 | 0 | 0 | 0 | 0 | 0 | 0 | 0 | 0 | 0 | 0 | 0 | 0 | 0 | 0 | 0 | 0 | 0
[5 empty] | MPANs | MPANs | 3 |  | 0 | 0 | 0 | 0 | 0 | 0 | 0 | 0 | 0 | 0 | 0 | 0 | 0 | 0 | 0 | 0 | 0 | 0 | 0 | 0 | 0 | 0 | 0 | 0 | 0 | 0 | 0 | 0 | 0 | 0 | 0 | 0
[5 empty] | Import capacity | kVA | 4 |  | 0 | 0 | 0 | 0 | 0 | 0 | 0 | 0 | 0 | 0 | 0 | 0 | 0 | 0 | 0 | 0 | 0 | 0 | 0 | 0 | 0 | 0 | 0 | 0 | 0 | 0 | 0 | 0 | 0 | 0 | 0 | 0
[5 empty] | Exceeded capacity | kVA | 5 |  | 0 | 0 | 0 | 0 | 0 | 0 | 0 | 0 | 0 | 0 | 0 | 0 | 0 | 0 | 0 | 0 | 0 | 0 | 0 | 0 | 0 | 0 | 0 | 0 | 0 | 0 | 0 | 0 | 0 | 0 | 0 | 0
[5 empty] | Reactive power units | MVArh | 6 |  | 0 | 0 | 0 | 0 | 0 | 0 | 0 | 0 | 0 | 0 | 0 | 0 | 0 | 0 | 0 | 0 | 0 | 0 | 0 | 0 | 0 | 0 | 0 | 0 | 0 | 0 | 0 | 0 | 0 | 0 | 0 | 0
|  |  |  | LDNO HV volume forecast |  |  |  | > | [32 empty] | Paragraph 52
Fixed inputs in column H are used to direct an INDEX function, which helps map between pre- and post-revenue
matching tariffs
[5 empty] | Rate 1 units | MWh | 0 |  | 0 | 0 | 0 | 0 | 0 | 0 | 0 | 0 | 0 | 0 | 0 | 0 | 0 | 0 | 0 | 0 | 0 | 0 | 0 | 0 | 0 | 0 | 0 | 0 | 0 | 0 | 0 | 0 | 0 | 0 | 0 | 0
[5 empty] | Rate 2 units | MWh | 1 |  | 0 | 0 | 0 | 0 | 0 | 0 | 0 | 0 | 0 | 0 | 0 | 0 | 0 | 0 | 0 | 0 | 0 | 0 | 0 | 0 | 0 | 0 | 0 | 0 | 0 | 0 | 0 | 0 | 0 | 0 | 0 | 0
[5 empty] | Rate 3 units | MWh | 2 |  | 0 | 0 | 0 | 0 | 0 | 0 | 0 | 0 | 0 | 0 | 0 | 0 | 0 | 0 | 0 | 0 | 0 | 0 | 0 | 0 | 0 | 0 | 0 | 0 | 0 | 0 | 0 | 0 | 0 | 0 | 0 | 0
[5 empty] | MPANs | MPANs | 3 |  | 0 | 0 | 0 | 0 | 0 | 0 | 0 | 0 | 0 | 0 | 0 | 0 | 0 | 0 | 0 | 0 | 0 | 0 | 0 | 0 | 0 | 0 | 0 | 0 | 0 | 0 | 0 | 0 | 0 | 0 | 0 | 0
[5 empty] | Import capacity | kVA | 4 |  | 0 | 0 | 0 | 0 | 0 | 0 | 0 | 0 | 0 | 0 | 0 | 0 | 0 | 0 | 0 | 0 | 0 | 0 | 0 | 0 | 0 | 0 | 0 | 0 | 0 | 0 | 0 | 0 | 0 | 0 | 0 | 0
[5 empty] | Exceeded capacity | kVA | 5 |  | 0 | 0 | 0 | 0 | 0 | 0 | 0 | 0 | 0 | 0 | 0 | 0 | 0 | 0 | 0 | 0 | 0 | 0 | 0 | 0 | 0 | 0 | 0 | 0 | 0 | 0 | 0 | 0 | 0 | 0 | 0 | 0
[5 empty] | Reactive power units | MVArh | 6 |  | 0 | 0 | 0 | 0 | 0 | 0 | 0 | 0 | 0 | 0 | 0 | 0 | 0 | 0 | 0 | 0 | 0 | 0 | 0 | 0 | 0 | 0 | 0 | 0 | 0 | 0 | 0 | 0 | 0 | 0 | 0 | 0
Section 118-B: Tariff forecast
|  |  |  | All the way tariff forecast |  |  |  | > | [32 empty] | Paragraph 14
[5 empty] | Unit rate 1 | p/kWh |  |  | #DIV/0! | #DIV/0! | #DIV/0! | #DIV/0! | #DIV/0! | #DIV/0! | #DIV/0! | #DIV/0! | #DIV/0! | #DIV/0! | #DIV/0! | #DIV/0! | #DIV/0! | #DIV/0! | #DIV/0! | #DIV/0! | #DIV/0! | #DIV/0! | #DIV/0! | #DIV/0! | #DIV/0! | #DIV/0! | #DIV/0! | #DIV/0! | #DIV/0! | #DIV/0! | #DIV/0! | #DIV/0! | #DIV/0! | #DIV/0! | #DIV/0! | #DIV/0!
[5 empty] | Unit rate 2 | p/kWh |  |  | #DIV/0! | #DIV/0! | #DIV/0! | #DIV/0! | #DIV/0! | #DIV/0! | #DIV/0! | #DIV/0! | #DIV/0! | #DIV/0! | #DIV/0! | #DIV/0! | #DIV/0! | #DIV/0! | #DIV/0! | #DIV/0! | #DIV/0! | #DIV/0! | #DIV/0! | #DIV/0! | #DIV/0! | #DIV/0! | #DIV/0! | #DIV/0! | #DIV/0! | #DIV/0! | #DIV/0! | #DIV/0! | #DIV/0! | #DIV/0! | #DIV/0! | #DIV/0!
[5 empty] | Unit rate 3 | p/kWh |  |  | #DIV/0! | #DIV/0! | #DIV/0! | #DIV/0! | #DIV/0! | #DIV/0! | #DIV/0! | #DIV/0! | #DIV/0! | #DIV/0! | #DIV/0! | #DIV/0! | #DIV/0! | #DIV/0! | #DIV/0! | #DIV/0! | #DIV/0! | #DIV/0! | #DIV/0! | #DIV/0! | #DIV/0! | #DIV/0! | #DIV/0! | #DIV/0! | #DIV/0! | #DIV/0! | #DIV/0! | #DIV/0! | #DIV/0! | #DIV/0! | #DIV/0! | #DIV/0!
[5 empty] | Fixed charge | p/MPAN/day |  |  | #DIV/0! | #DIV/0! | #DIV/0! | #DIV/0! | #DIV/0! | #DIV/0! | #DIV/0! | #DIV/0! | #DIV/0! | #DIV/0! | #DIV/0! | #DIV/0! | #DIV/0! | #DIV/0! | #DIV/0! | #DIV/0! | #DIV/0! | #DIV/0! | #DIV/0! | #DIV/0! | #DIV/0! | #DIV/0! | #DIV/0! | #DIV/0! | #DIV/0! | #DIV/0! | #DIV/0! | #DIV/0! | #DIV/0! | #DIV/0! | #DIV/0! | #DIV/0!
[5 empty] | Capacity charge | p/kVA/day |  |  | #DIV/0! | #DIV/0! | #DIV/0! | #DIV/0! | #DIV/0! | #DIV/0! | #DIV/0! | #DIV/0! | #DIV/0! | #DIV/0! | #DIV/0! | #DIV/0! | #DIV/0! | #DIV/0! | #DIV/0! | #DIV/0! | #DIV/0! | #DIV/0! | #DIV/0! | #DIV/0! | #DIV/0! | #DIV/0! | #DIV/0! | #DIV/0! | 0 | 0 | 0 | 0 | 0 | 0 | 0 | 0
[5 empty] | Exceeded capacity charge | p/kVA/day |  |  | #DIV/0! | #DIV/0! | #DIV/0! | #DIV/0! | #DIV/0! | #DIV/0! | #DIV/0! | #DIV/0! | #DIV/0! | #DIV/0! | #DIV/0! | #DIV/0! | #DIV/0! | #DIV/0! | #DIV/0! | #DIV/0! | #DIV/0! | #DIV/0! | #DIV/0! | #DIV/0! | #DIV/0! | #DIV/0! | #DIV/0! | #DIV/0! | 0 | 0 | 0 | 0 | 0 | 0 | 0 | 0
[5 empty] | Reactive power charge | p/kVArh |  |  | #DIV/0! | #DIV/0! | #DIV/0! | #DIV/0! | #DIV/0! | #DIV/0! | #DIV/0! | #DIV/0! | #DIV/0! | #DIV/0! | #DIV/0! | #DIV/0! | #DIV/0! | #DIV/0! | #DIV/0! | #DIV/0! | #DIV/0! | #DIV/0! | #DIV/0! | #DIV/0! | #DIV/0! | #DIV/0! | #DIV/0! | #DIV/0! | #DIV/0! | #DIV/0! | #DIV/0! | #DIV/0! | #DIV/0! | #DIV/0! | #DIV/0! | #DIV/0!
|  |  |  | LDNO LV tariff forecast |  |  |  | > | [32 empty] | Paragraph 14
[5 empty] | Unit rate 1 | p/kWh |  |  | #DIV/0! | #DIV/0! | #DIV/0! | #DIV/0! | #DIV/0! | #DIV/0! | #DIV/0! | #DIV/0! | #DIV/0! | #DIV/0! | #DIV/0! | #DIV/0! | #DIV/0! | 0 | 0 | 0 | 0 | 0 | 0 | 0 | 0 | 0 | 0 | #DIV/0! | #DIV/0! | 0 | #DIV/0! | 0 | 0 | 0 | 0 | 0
[5 empty] | Unit rate 2 | p/kWh |  |  | #DIV/0! | #DIV/0! | #DIV/0! | #DIV/0! | #DIV/0! | #DIV/0! | #DIV/0! | #DIV/0! | #DIV/0! | #DIV/0! | #DIV/0! | #DIV/0! | #DIV/0! | 0 | 0 | 0 | 0 | 0 | 0 | 0 | 0 | 0 | 0 | #DIV/0! | #DIV/0! | 0 | #DIV/0! | 0 | 0 | 0 | 0 | 0
[5 empty] | Unit rate 3 | p/kWh |  |  | #DIV/0! | #DIV/0! | #DIV/0! | #DIV/0! | #DIV/0! | #DIV/0! | #DIV/0! | #DIV/0! | #DIV/0! | #DIV/0! | #DIV/0! | #DIV/0! | #DIV/0! | 0 | 0 | 0 | 0 | 0 | 0 | 0 | 0 | 0 | 0 | #DIV/0! | #DIV/0! | 0 | #DIV/0! | 0 | 0 | 0 | 0 | 0
[5 empty] | Fixed charge | p/MPAN/day |  |  | #DIV/0! | #DIV/0! | #DIV/0! | #DIV/0! | #DIV/0! | #DIV/0! | #DIV/0! | #DIV/0! | #DIV/0! | #DIV/0! | #DIV/0! | #DIV/0! | #DIV/0! | 0 | 0 | 0 | 0 | 0 | 0 | 0 | 0 | 0 | 0 | #DIV/0! | #DIV/0! | 0 | #DIV/0! | 0 | 0 | 0 | 0 | 0
[5 empty] | Capacity charge | p/kVA/day |  |  | #DIV/0! | #DIV/0! | #DIV/0! | #DIV/0! | #DIV/0! | #DIV/0! | #DIV/0! | #DIV/0! | #DIV/0! | #DIV/0! | #DIV/0! | #DIV/0! | #DIV/0! | 0 | 0 | 0 | 0 | 0 | 0 | 0 | 0 | 0 | 0 | #DIV/0! | 0 | 0 | 0 | 0 | 0 | 0 | 0 | 0
[5 empty] | Exceeded capacity charge | p/kVA/day |  |  | #DIV/0! | #DIV/0! | #DIV/0! | #DIV/0! | #DIV/0! | #DIV/0! | #DIV/0! | #DIV/0! | #DIV/0! | #DIV/0! | #DIV/0! | #DIV/0! | #DIV/0! | 0 | 0 | 0 | 0 | 0 | 0 | 0 | 0 | 0 | 0 | #DIV/0! | 0 | 0 | 0 | 0 | 0 | 0 | 0 | 0
[5 empty] | Reactive power charge | p/kVArh |  |  | #DIV/0! | #DIV/0! | #DIV/0! | #DIV/0! | #DIV/0! | #DIV/0! | #DIV/0! | #DIV/0! | #DIV/0! | #DIV/0! | #DIV/0! | #DIV/0! | #DIV/0! | 0 | 0 | 0 | 0 | 0 | 0 | 0 | 0 | 0 | 0 | #DIV/0! | #DIV/0! | 0 | #DIV/0! | 0 | 0 | 0 | 0 | 0
|  |  |  | LDNO HV tariff forecast |  |  |  | > | [32 empty] | Paragraph 14
[5 empty] | Unit rate 1 | p/kWh |  |  | #DIV/0! | #DIV/0! | #DIV/0! | #DIV/0! | #DIV/0! | #DIV/0! | #DIV/0! | #DIV/0! | #DIV/0! | #DIV/0! | #DIV/0! | #DIV/0! | #DIV/0! | #DIV/0! | #DIV/0! | #DIV/0! | #DIV/0! | #DIV/0! | #DIV/0! | #DIV/0! | #DIV/0! | #DIV/0! | #DIV/0! | #DIV/0! | #DIV/0! | #DIV/0! | #DIV/0! | 0 | #DIV/0! | 0 | #DIV/0! | 0
[5 empty] | Unit rate 2 | p/kWh |  |  | #DIV/0! | #DIV/0! | #DIV/0! | #DIV/0! | #DIV/0! | #DIV/0! | #DIV/0! | #DIV/0! | #DIV/0! | #DIV/0! | #DIV/0! | #DIV/0! | #DIV/0! | #DIV/0! | #DIV/0! | #DIV/0! | #DIV/0! | #DIV/0! | #DIV/0! | #DIV/0! | #DIV/0! | #DIV/0! | #DIV/0! | #DIV/0! | #DIV/0! | #DIV/0! | #DIV/0! | 0 | #DIV/0! | 0 | #DIV/0! | 0
[5 empty] | Unit rate 3 | p/kWh |  |  | #DIV/0! | #DIV/0! | #DIV/0! | #DIV/0! | #DIV/0! | #DIV/0! | #DIV/0! | #DIV/0! | #DIV/0! | #DIV/0! | #DIV/0! | #DIV/0! | #DIV/0! | #DIV/0! | #DIV/0! | #DIV/0! | #DIV/0! | #DIV/0! | #DIV/0! | #DIV/0! | #DIV/0! | #DIV/0! | #DIV/0! | #DIV/0! | #DIV/0! | #DIV/0! | #DIV/0! | 0 | #DIV/0! | 0 | #DIV/0! | 0
[5 empty] | Fixed charge | p/MPAN/day |  |  | #DIV/0! | #DIV/0! | #DIV/0! | #DIV/0! | #DIV/0! | #DIV/0! | #DIV/0! | #DIV/0! | #DIV/0! | #DIV/0! | #DIV/0! | #DIV/0! | #DIV/0! | #DIV/0! | #DIV/0! | #DIV/0! | #DIV/0! | #DIV/0! | #DIV/0! | #DIV/0! | #DIV/0! | #DIV/0! | #DIV/0! | #DIV/0! | #DIV/0! | #DIV/0! | #DIV/0! | 0 | #DIV/0! | 0 | #DIV/0! | 0
[5 empty] | Capacity charge | p/kVA/day |  |  | #DIV/0! | #DIV/0! | #DIV/0! | #DIV/0! | #DIV/0! | #DIV/0! | #DIV/0! | #DIV/0! | #DIV/0! | #DIV/0! | #DIV/0! | #DIV/0! | #DIV/0! | #DIV/0! | #DIV/0! | #DIV/0! | #DIV/0! | #DIV/0! | #DIV/0! | #DIV/0! | #DIV/0! | #DIV/0! | #DIV/0! | #DIV/0! | 0 | 0 | 0 | 0 | 0 | 0 | 0 | 0
[5 empty] | Exceeded capacity charge | p/kVA/day |  |  | #DIV/0! | #DIV/0! | #DIV/0! | #DIV/0! | #DIV/0! | #DIV/0! | #DIV/0! | #DIV/0! | #DIV/0! | #DIV/0! | #DIV/0! | #DIV/0! | #DIV/0! | #DIV/0! | #DIV/0! | #DIV/0! | #DIV/0! | #DIV/0! | #DIV/0! | #DIV/0! | #DIV/0! | #DIV/0! | #DIV/0! | #DIV/0! | 0 | 0 | 0 | 0 | 0 | 0 | 0 | 0
[5 empty] | Reactive power charge | p/kVArh |  |  | #DIV/0! | #DIV/0! | #DIV/0! | #DIV/0! | #DIV/0! | #DIV/0! | #DIV/0! | #DIV/0! | #DIV/0! | #DIV/0! | #DIV/0! | #DIV/0! | #DIV/0! | #DIV/0! | #DIV/0! | #DIV/0! | #DIV/0! | #DIV/0! | #DIV/0! | #DIV/0! | #DIV/0! | #DIV/0! | #DIV/0! | #DIV/0! | #DIV/0! | #DIV/0! | #DIV/0! | 0 | #DIV/0! | 0 | #DIV/0! | 0
Section 118-C: Net revenue components
|  |  |  | Target CDCM net revenue |  | £ | 0
|  |  |  | Net revenue before matching and rounding |  | £ | #DIV/0!
|  |  |  | Net revenue from fixed rate adder, CDCM |  | £ | #DIV/0!
|  |  |  | Net revenue from fixed rate adder, EDCM |  | £ | #DIV/0!
|  |  |  | Net revenue from residual charge |  | £ | #DIV/0!
Typical bills
Section 118-D: Net revenue by tariff
|  |  |  | All the way customer net revenue |  |  | Sum
[5 empty] | Unit rate 1 | £ | #DIV/0! |  | #DIV/0! | #DIV/0! | #DIV/0! | #DIV/0! | #DIV/0! | #DIV/0! | #DIV/0! | #DIV/0! | #DIV/0! | #DIV/0! | #DIV/0! | #DIV/0! | #DIV/0! | #DIV/0! | #DIV/0! | #DIV/0! | #DIV/0! | #DIV/0! | #DIV/0! | #DIV/0! | #DIV/0! | #DIV/0! | #DIV/0! | #DIV/0! | #DIV/0! | #DIV/0! | #DIV/0! | #DIV/0! | #DIV/0! | #DIV/0! | #DIV/0! | #DIV/0!
[5 empty] | Unit rate 2 | £ | #DIV/0! |  | #DIV/0! | #DIV/0! | #DIV/0! | #DIV/0! | #DIV/0! | #DIV/0! | #DIV/0! | #DIV/0! | #DIV/0! | #DIV/0! | #DIV/0! | #DIV/0! | #DIV/0! | #DIV/0! | #DIV/0! | #DIV/0! | #DIV/0! | #DIV/0! | #DIV/0! | #DIV/0! | #DIV/0! | #DIV/0! | #DIV/0! | #DIV/0! | #DIV/0! | #DIV/0! | #DIV/0! | #DIV/0! | #DIV/0! | #DIV/0! | #DIV/0! | #DIV/0!
[5 empty] | Unit rate 3 | £ | #DIV/0! |  | #DIV/0! | #DIV/0! | #DIV/0! | #DIV/0! | #DIV/0! | #DIV/0! | #DIV/0! | #DIV/0! | #DIV/0! | #DIV/0! | #DIV/0! | #DIV/0! | #DIV/0! | #DIV/0! | #DIV/0! | #DIV/0! | #DIV/0! | #DIV/0! | #DIV/0! | #DIV/0! | #DIV/0! | #DIV/0! | #DIV/0! | #DIV/0! | #DIV/0! | #DIV/0! | #DIV/0! | #DIV/0! | #DIV/0! | #DIV/0! | #DIV/0! | #DIV/0!
[5 empty] | Fixed charge | £ | #DIV/0! |  | #DIV/0! | #DIV/0! | #DIV/0! | #DIV/0! | #DIV/0! | #DIV/0! | #DIV/0! | #DIV/0! | #DIV/0! | #DIV/0! | #DIV/0! | #DIV/0! | #DIV/0! | #DIV/0! | #DIV/0! | #DIV/0! | #DIV/0! | #DIV/0! | #DIV/0! | #DIV/0! | #DIV/0! | #DIV/0! | #DIV/0! | #DIV/0! | #DIV/0! | #DIV/0! | #DIV/0! | #DIV/0! | #DIV/0! | #DIV/0! | #DIV/0! | #DIV/0!
[5 empty] | Capacity charge | £ | #DIV/0! |  | #DIV/0! | #DIV/0! | #DIV/0! | #DIV/0! | #DIV/0! | #DIV/0! | #DIV/0! | #DIV/0! | #DIV/0! | #DIV/0! | #DIV/0! | #DIV/0! | #DIV/0! | #DIV/0! | #DIV/0! | #DIV/0! | #DIV/0! | #DIV/0! | #DIV/0! | #DIV/0! | #DIV/0! | #DIV/0! | #DIV/0! | #DIV/0! | 0 | 0 | 0 | 0 | 0 | 0 | 0 | 0
[5 empty] | Exceeded capacity charge | £ | #DIV/0! |  | #DIV/0! | #DIV/0! | #DIV/0! | #DIV/0! | #DIV/0! | #DIV/0! | #DIV/0! | #DIV/0! | #DIV/0! | #DIV/0! | #DIV/0! | #DIV/0! | #DIV/0! | #DIV/0! | #DIV/0! | #DIV/0! | #DIV/0! | #DIV/0! | #DIV/0! | #DIV/0! | #DIV/0! | #DIV/0! | #DIV/0! | #DIV/0! | 0 | 0 | 0 | 0 | 0 | 0 | 0 | 0
[5 empty] | Reactive power charge | £ | #DIV/0! |  | #DIV/0! | #DIV/0! | #DIV/0! | #DIV/0! | #DIV/0! | #DIV/0! | #DIV/0! | #DIV/0! | #DIV/0! | #DIV/0! | #DIV/0! | #DIV/0! | #DIV/0! | #DIV/0! | #DIV/0! | #DIV/0! | #DIV/0! | #DIV/0! | #DIV/0! | #DIV/0! | #DIV/0! | #DIV/0! | #DIV/0! | #DIV/0! | #DIV/0! | #DIV/0! | #DIV/0! | #DIV/0! | #DIV/0! | #DIV/0! | #DIV/0! | #DIV/0!
[5 empty] | Total | £ | #DIV/0! |  | #DIV/0! | #DIV/0! | #DIV/0! | #DIV/0! | #DIV/0! | #DIV/0! | #DIV/0! | #DIV/0! | #DIV/0! | #DIV/0! | #DIV/0! | #DIV/0! | #DIV/0! | #DIV/0! | #DIV/0! | #DIV/0! | #DIV/0! | #DIV/0! | #DIV/0! | #DIV/0! | #DIV/0! | #DIV/0! | #DIV/0! | #DIV/0! | #DIV/0! | #DIV/0! | #DIV/0! | #DIV/0! | #DIV/0! | #DIV/0! | #DIV/0! | #DIV/0!
|  |  |  | LDNO LV customer net revenue |  |  | Sum
[5 empty] | Unit rate 1 | £ | #DIV/0! |  | #DIV/0! | #DIV/0! | #DIV/0! | #DIV/0! | #DIV/0! | #DIV/0! | #DIV/0! | #DIV/0! | #DIV/0! | #DIV/0! | #DIV/0! | #DIV/0! | #DIV/0! | 0 | 0 | 0 | 0 | 0 | 0 | 0 | 0 | 0 | 0 | #DIV/0! | #DIV/0! | 0 | #DIV/0! | 0 | 0 | 0 | 0 | 0
[5 empty] | Unit rate 2 | £ | #DIV/0! |  | #DIV/0! | #DIV/0! | #DIV/0! | #DIV/0! | #DIV/0! | #DIV/0! | #DIV/0! | #DIV/0! | #DIV/0! | #DIV/0! | #DIV/0! | #DIV/0! | #DIV/0! | 0 | 0 | 0 | 0 | 0 | 0 | 0 | 0 | 0 | 0 | #DIV/0! | #DIV/0! | 0 | #DIV/0! | 0 | 0 | 0 | 0 | 0
[5 empty] | Unit rate 3 | £ | #DIV/0! |  | #DIV/0! | #DIV/0! | #DIV/0! | #DIV/0! | #DIV/0! | #DIV/0! | #DIV/0! | #DIV/0! | #DIV/0! | #DIV/0! | #DIV/0! | #DIV/0! | #DIV/0! | 0 | 0 | 0 | 0 | 0 | 0 | 0 | 0 | 0 | 0 | #DIV/0! | #DIV/0! | 0 | #DIV/0! | 0 | 0 | 0 | 0 | 0
[5 empty] | Fixed charge | £ | #DIV/0! |  | #DIV/0! | #DIV/0! | #DIV/0! | #DIV/0! | #DIV/0! | #DIV/0! | #DIV/0! | #DIV/0! | #DIV/0! | #DIV/0! | #DIV/0! | #DIV/0! | #DIV/0! | 0 | 0 | 0 | 0 | 0 | 0 | 0 | 0 | 0 | 0 | #DIV/0! | #DIV/0! | 0 | #DIV/0! | 0 | 0 | 0 | 0 | 0
[5 empty] | Capacity charge | £ | #DIV/0! |  | #DIV/0! | #DIV/0! | #DIV/0! | #DIV/0! | #DIV/0! | #DIV/0! | #DIV/0! | #DIV/0! | #DIV/0! | #DIV/0! | #DIV/0! | #DIV/0! | #DIV/0! | 0 | 0 | 0 | 0 | 0 | 0 | 0 | 0 | 0 | 0 | #DIV/0! | 0 | 0 | 0 | 0 | 0 | 0 | 0 | 0
[5 empty] | Exceeded capacity charge | £ | #DIV/0! |  | #DIV/0! | #DIV/0! | #DIV/0! | #DIV/0! | #DIV/0! | #DIV/0! | #DIV/0! | #DIV/0! | #DIV/0! | #DIV/0! | #DIV/0! | #DIV/0! | #DIV/0! | 0 | 0 | 0 | 0 | 0 | 0 | 0 | 0 | 0 | 0 | #DIV/0! | 0 | 0 | 0 | 0 | 0 | 0 | 0 | 0
[5 empty] | Reactive power charge | £ | #DIV/0! |  | #DIV/0! | #DIV/0! | #DIV/0! | #DIV/0! | #DIV/0! | #DIV/0! | #DIV/0! | #DIV/0! | #DIV/0! | #DIV/0! | #DIV/0! | #DIV/0! | #DIV/0! | 0 | 0 | 0 | 0 | 0 | 0 | 0 | 0 | 0 | 0 | #DIV/0! | #DIV/0! | 0 | #DIV/0! | 0 | 0 | 0 | 0 | 0
[5 empty] | Total | £ | #DIV/0! |  | #DIV/0! | #DIV/0! | #DIV/0! | #DIV/0! | #DIV/0! | #DIV/0! | #DIV/0! | #DIV/0! | #DIV/0! | #DIV/0! | #DIV/0! | #DIV/0! | #DIV/0! | 0 | 0 | 0 | 0 | 0 | 0 | 0 | 0 | 0 | 0 | #DIV/0! | #DIV/0! | 0 | #DIV/0! | 0 | 0 | 0 | 0 | 0
|  |  |  | LDNO HV customer net revenue |  |  | Sum
[5 empty] | Unit rate 1 | £ | #DIV/0! |  | #DIV/0! | #DIV/0! | #DIV/0! | #DIV/0! | #DIV/0! | #DIV/0! | #DIV/0! | #DIV/0! | #DIV/0! | #DIV/0! | #DIV/0! | #DIV/0! | #DIV/0! | #DIV/0! | #DIV/0! | #DIV/0! | #DIV/0! | #DIV/0! | #DIV/0! | #DIV/0! | #DIV/0! | #DIV/0! | #DIV/0! | #DIV/0! | #DIV/0! | #DIV/0! | #DIV/0! | 0 | #DIV/0! | 0 | #DIV/0! | 0
[5 empty] | Unit rate 2 | £ | #DIV/0! |  | #DIV/0! | #DIV/0! | #DIV/0! | #DIV/0! | #DIV/0! | #DIV/0! | #DIV/0! | #DIV/0! | #DIV/0! | #DIV/0! | #DIV/0! | #DIV/0! | #DIV/0! | #DIV/0! | #DIV/0! | #DIV/0! | #DIV/0! | #DIV/0! | #DIV/0! | #DIV/0! | #DIV/0! | #DIV/0! | #DIV/0! | #DIV/0! | #DIV/0! | #DIV/0! | #DIV/0! | 0 | #DIV/0! | 0 | #DIV/0! | 0
[5 empty] | Unit rate 3 | £ | #DIV/0! |  | #DIV/0! | #DIV/0! | #DIV/0! | #DIV/0! | #DIV/0! | #DIV/0! | #DIV/0! | #DIV/0! | #DIV/0! | #DIV/0! | #DIV/0! | #DIV/0! | #DIV/0! | #DIV/0! | #DIV/0! | #DIV/0! | #DIV/0! | #DIV/0! | #DIV/0! | #DIV/0! | #DIV/0! | #DIV/0! | #DIV/0! | #DIV/0! | #DIV/0! | #DIV/0! | #DIV/0! | 0 | #DIV/0! | 0 | #DIV/0! | 0
[5 empty] | Fixed charge | £ | #DIV/0! |  | #DIV/0! | #DIV/0! | #DIV/0! | #DIV/0! | #DIV/0! | #DIV/0! | #DIV/0! | #DIV/0! | #DIV/0! | #DIV/0! | #DIV/0! | #DIV/0! | #DIV/0! | #DIV/0! | #DIV/0! | #DIV/0! | #DIV/0! | #DIV/0! | #DIV/0! | #DIV/0! | #DIV/0! | #DIV/0! | #DIV/0! | #DIV/0! | #DIV/0! | #DIV/0! | #DIV/0! | 0 | #DIV/0! | 0 | #DIV/0! | 0
[5 empty] | Capacity charge | £ | #DIV/0! |  | #DIV/0! | #DIV/0! | #DIV/0! | #DIV/0! | #DIV/0! | #DIV/0! | #DIV/0! | #DIV/0! | #DIV/0! | #DIV/0! | #DIV/0! | #DIV/0! | #DIV/0! | #DIV/0! | #DIV/0! | #DIV/0! | #DIV/0! | #DIV/0! | #DIV/0! | #DIV/0! | #DIV/0! | #DIV/0! | #DIV/0! | #DIV/0! | 0 | 0 | 0 | 0 | 0 | 0 | 0 | 0
[5 empty] | Exceeded capacity charge | £ | #DIV/0! |  | #DIV/0! | #DIV/0! | #DIV/0! | #DIV/0! | #DIV/0! | #DIV/0! | #DIV/0! | #DIV/0! | #DIV/0! | #DIV/0! | #DIV/0! | #DIV/0! | #DIV/0! | #DIV/0! | #DIV/0! | #DIV/0! | #DIV/0! | #DIV/0! | #DIV/0! | #DIV/0! | #DIV/0! | #DIV/0! | #DIV/0! | #DIV/0! | 0 | 0 | 0 | 0 | 0 | 0 | 0 | 0
[5 empty] | Reactive power charge | £ | #DIV/0! |  | #DIV/0! | #DIV/0! | #DIV/0! | #DIV/0! | #DIV/0! | #DIV/0! | #DIV/0! | #DIV/0! | #DIV/0! | #DIV/0! | #DIV/0! | #DIV/0! | #DIV/0! | #DIV/0! | #DIV/0! | #DIV/0! | #DIV/0! | #DIV/0! | #DIV/0! | #DIV/0! | #DIV/0! | #DIV/0! | #DIV/0! | #DIV/0! | #DIV/0! | #DIV/0! | #DIV/0! | 0 | #DIV/0! | 0 | #DIV/0! | 0
[5 empty] | Total | £ | #DIV/0! |  | #DIV/0! | #DIV/0! | #DIV/0! | #DIV/0! | #DIV/0! | #DIV/0! | #DIV/0! | #DIV/0! | #DIV/0! | #DIV/0! | #DIV/0! | #DIV/0! | #DIV/0! | #DIV/0! | #DIV/0! | #DIV/0! | #DIV/0! | #DIV/0! | #DIV/0! | #DIV/0! | #DIV/0! | #DIV/0! | #DIV/0! | #DIV/0! | #DIV/0! | #DIV/0! | #DIV/0! | 0 | #DIV/0! | 0 | #DIV/0! | 0
Section 118-E: Net revenue summary (for information only)
|  |  |  | Target CDCM net revenue |  | £ | 0
|  |  |  | Pre-matching net revenue |  | £ | #DIV/0!
|  |  |  | Net revenue from fixed rate adder, CDCM |  | £ | #DIV/0!
|  |  |  | Net revenue from fixed rate adder, EDCM |  | £ | #DIV/0!
|  |  |  | Net revenue from residual |  | £ | #DIV/0!
|  |  |  | Net revenue from rounding |  | £ | #DIV/0!
|  |  |  | Total net revenue |  | £ | #DIV/0!
|  |  |  | Deviation from target revenue |  | £ | #DIV/0!
|  |  |  | Deviation from target revenue |  | % | #DIV/0!
Section 118-F: Typical bills
|  |  |  | Typical bills for all the way customers |  | £/MPAN | All the way |  | 0 | 0 | 0 | 0 | 0 | 0 | 0 | 0 | 0 | 0 | 0 | 0 | 0 | 0 | 0 | 0 | 0 | 0 | 0 | 0 | 0 | 0 | 0 | 0 | 0 | 0 | 0 | 0 | 0 | 0 | 0 | 0
|  |  |  | Typical bills for LDNO LV customers |  | £/MPAN | LDNO LV |  | 0 | 0 | 0 | 0 | 0 | 0 | 0 | 0 | 0 | 0 | 0 | 0 | 0 | 0 | 0 | 0 | 0 | 0 | 0 | 0 | 0 | 0 | 0 | 0 | 0 | 0 | 0 | 0 | 0 | 0 | 0 | 0
|  |  |  | Typical bills for LDNO HV customers |  | £/MPAN | LDNO HV |  | 0 | 0 | 0 | 0 | 0 | 0 | 0 | 0 | 0 | 0 | 0 | 0 | 0 | 0 | 0 | 0 | 0 | 0 | 0 | 0 | 0 | 0 | 0 | 0 | 0 | 0 | 0 | 0 | 0 | 0 | 0 | 0
Section 118-G: Average bill per kWh
|  |  |  | Average bill per kWh for all the way customers |  | p/kWh | All the way |  | 0 | 0 | 0 | 0 | 0 | 0 | 0 | 0 | 0 | 0 | 0 | 0 | 0 | 0 | 0 | 0 | 0 | 0 | 0 | 0 | 0 | 0 | 0 | 0 | 0 | 0 | 0 | 0 | 0 | 0 | 0 | 0
|  |  |  | Average bill per kWh for LDNO LV customers |  | p/kWh | LDNO LV |  | 0 | 0 | 0 | 0 | 0 | 0 | 0 | 0 | 0 | 0 | 0 | 0 | 0 | 0 | 0 | 0 | 0 | 0 | 0 | 0 | 0 | 0 | 0 | 0 | 0 | 0 | 0 | 0 | 0 | 0 | 0 | 0
|  |  |  | Average bill per kWh for LDNO HV customers |  | p/kWh | LDNO HV |  | 0 | 0 | 0 | 0 | 0 | 0 | 0 | 0 | 0 | 0 | 0 | 0 | 0 | 0 | 0 | 0 | 0 | 0 | 0 | 0 | 0 | 0 | 0 | 0 | 0 | 0 | 0 | 0 | 0 | 0 | 0 | 0
Comparison with previous year
Section 118-H: Previous year all the way tariff forecast
Previous year all the way tariff forecast
[5 empty] | Unit rate 1 | p/kWh |  |  | 0 | 0 | 0 | 0 | 0 | 0 | 0 | 0 | 0 | 0 | 0 | 0 | 0 | 0 | 0 | 0 | 0 | 0 | 0 | 0 | 0 | 0 | 0 | 0 | 0 | 0 | 0 | 0 | 0 | 0 | 0 | 0
[5 empty] | Unit rate 2 | p/kWh |  |  | 0 | 0 | 0 | 0 | 0 | 0 | 0 | 0 | 0 | 0 | 0 | 0 | 0 | 0 | 0 | 0 | 0 | 0 | 0 | 0 | 0 | 0 | 0 | 0 | 0 | 0 | 0 | 0 | 0 | 0 | 0 | 0
[5 empty] | Unit rate 3 | p/kWh |  |  | 0 | 0 | 0 | 0 | 0 | 0 | 0 | 0 | 0 | 0 | 0 | 0 | 0 | 0 | 0 | 0 | 0 | 0 | 0 | 0 | 0 | 0 | 0 | 0 | 0 | 0 | 0 | 0 | 0 | 0 | 0 | 0
[5 empty] | Fixed charge | p/MPAN/day |  |  | 0 | 0 | 0 | 0 | 0 | 0 | 0 | 0 | 0 | 0 | 0 | 0 | 0 | 0 | 0 | 0 | 0 | 0 | 0 | 0 | 0 | 0 | 0 | 0 | 0 | 0 | 0 | 0 | 0 | 0 | 0 | 0
[5 empty] | Capacity charge | p/kVA/day |  |  | 0 | 0 | 0 | 0 | 0 | 0 | 0 | 0 | 0 | 0 | 0 | 0 | 0 | 0 | 0 | 0 | 0 | 0 | 0 | 0 | 0 | 0 | 0 | 0 | 0 | 0 | 0 | 0 | 0 | 0 | 0 | 0
[5 empty] | Exceeded capacity charge | p/kVA/day |  |  | 0 | 0 | 0 | 0 | 0 | 0 | 0 | 0 | 0 | 0 | 0 | 0 | 0 | 0 | 0 | 0 | 0 | 0 | 0 | 0 | 0 | 0 | 0 | 0 | 0 | 0 | 0 | 0 | 0 | 0 | 0 | 0
[5 empty] | Reactive power charge | p/kVArh |  |  | 0 | 0 | 0 | 0 | 0 | 0 | 0 | 0 | 0 | 0 | 0 | 0 | 0 | 0 | 0 | 0 | 0 | 0 | 0 | 0 | 0 | 0 | 0 | 0 | 0 | 0 | 0 | 0 | 0 | 0 | 0 | 0
Section 118-I: Previous year net revenue from all the way tariff forecast
If previous year net revenue is not entered as an input, this section estimates previous year net revenue
by assuming volumes equal to forecasts for the current charging year.
|  |  |  | Previous year net revenue from all the way tariff forecast (if known) |  | £ |  |  | 0 | 0 | 0 | 0 | 0 | 0 | 0 | 0 | 0 | 0 | 0 | 0 | 0 | 0 | 0 | 0 | 0 | 0 | 0 | 0 | 0 | 0 | 0 | 0 | 0 | 0 | 0 | 0 | 0 | 0 | 0 | 0
|  |  |  | Previous year net revenue from all the way tariff forecast (estimated if unknown) |  | £ |  |  | 0 | 0 | 0 | 0 | 0 | 0 | 0 | 0 | 0 | 0 | 0 | 0 | 0 | 0 | 0 | 0 | 0 | 0 | 0 | 0 | 0 | 0 | 0 | 0 | 0 | 0 | 0 | 0 | 0 | 0 | 0 | 0
|  |  |  | % change in net revenue from preceding year - all the way customers |  | % |  |  | - | - | - | - | - | - | - | - | - | - | - | - | - | - | - | - | - | - | - | - | - | - | - | - | - | - | - | - | - | - | - | -
|  |  |  | Absolute change in average bill per kWh - all the way customers |  | p/kWh |  |  | - | - | - | - | - | - | - | - | - | - | - | - | - | - | - | - | - | - | - | - | - | - | - | - | - | - | - | - | - | - | - | -
LDNO margins
Section 118-J: LDNO typical bills using all-the-way volumes
LDNO LV typical bills, using all-the-way volumes
This table calculates the typical bills that all-the-way customers would receive if they were on LDNO LV tariff forecast
[5 empty] | Unit rate 1 | £ / MPAN |  |  | 0 | 0 | 0 | 0 | 0 | 0 | 0 | 0 | 0 | 0 | 0 | 0 | 0 | 0 | 0 | 0 | 0 | 0 | 0 | 0 | 0 | 0 | 0 | 0 | 0 | 0 | 0 | 0 | 0 | 0 | 0 | 0
[5 empty] | Unit rate 2 | £ / MPAN |  |  | 0 | 0 | 0 | 0 | 0 | 0 | 0 | 0 | 0 | 0 | 0 | 0 | 0 | 0 | 0 | 0 | 0 | 0 | 0 | 0 | 0 | 0 | 0 | 0 | 0 | 0 | 0 | 0 | 0 | 0 | 0 | 0
[5 empty] | Unit rate 3 | £ / MPAN |  |  | 0 | 0 | 0 | 0 | 0 | 0 | 0 | 0 | 0 | 0 | 0 | 0 | 0 | 0 | 0 | 0 | 0 | 0 | 0 | 0 | 0 | 0 | 0 | 0 | 0 | 0 | 0 | 0 | 0 | 0 | 0 | 0
[5 empty] | Fixed charge | £ / MPAN |  |  | 0 | 0 | 0 | 0 | 0 | 0 | 0 | 0 | 0 | 0 | 0 | 0 | 0 | 0 | 0 | 0 | 0 | 0 | 0 | 0 | 0 | 0 | 0 | 0 | 0 | 0 | 0 | 0 | 0 | 0 | 0 | 0
[5 empty] | Capacity charge | £ / MPAN |  |  | 0 | 0 | 0 | 0 | 0 | 0 | 0 | 0 | 0 | 0 | 0 | 0 | 0 | 0 | 0 | 0 | 0 | 0 | 0 | 0 | 0 | 0 | 0 | 0 | 0 | 0 | 0 | 0 | 0 | 0 | 0 | 0
[5 empty] | Exceeded capacity charge | £ / MPAN |  |  | 0 | 0 | 0 | 0 | 0 | 0 | 0 | 0 | 0 | 0 | 0 | 0 | 0 | 0 | 0 | 0 | 0 | 0 | 0 | 0 | 0 | 0 | 0 | 0 | 0 | 0 | 0 | 0 | 0 | 0 | 0 | 0
[5 empty] | Reactive power charge | £ / MPAN |  |  | 0 | 0 | 0 | 0 | 0 | 0 | 0 | 0 | 0 | 0 | 0 | 0 | 0 | 0 | 0 | 0 | 0 | 0 | 0 | 0 | 0 | 0 | 0 | 0 | 0 | 0 | 0 | 0 | 0 | 0 | 0 | 0
[5 empty] | Total | £ / MPAN |  |  | 0 | 0 | 0 | 0 | 0 | 0 | 0 | 0 | 0 | 0 | 0 | 0 | 0 | 0 | 0 | 0 | 0 | 0 | 0 | 0 | 0 | 0 | 0 | 0 | 0 | 0 | 0 | 0 | 0 | 0 | 0 | 0
LDNO HV typical bills, using all-the-way volumes
This table calculates the typical bills that all-the-way customers would receive if they were on LDNO HV tariff forecast
[5 empty] | Unit rate 1 | £ / MPAN |  |  | 0 | 0 | 0 | 0 | 0 | 0 | 0 | 0 | 0 | 0 | 0 | 0 | 0 | 0 | 0 | 0 | 0 | 0 | 0 | 0 | 0 | 0 | 0 | 0 | 0 | 0 | 0 | 0 | 0 | 0 | 0 | 0
[5 empty] | Unit rate 2 | £ / MPAN |  |  | 0 | 0 | 0 | 0 | 0 | 0 | 0 | 0 | 0 | 0 | 0 | 0 | 0 | 0 | 0 | 0 | 0 | 0 | 0 | 0 | 0 | 0 | 0 | 0 | 0 | 0 | 0 | 0 | 0 | 0 | 0 | 0
[5 empty] | Unit rate 3 | £ / MPAN |  |  | 0 | 0 | 0 | 0 | 0 | 0 | 0 | 0 | 0 | 0 | 0 | 0 | 0 | 0 | 0 | 0 | 0 | 0 | 0 | 0 | 0 | 0 | 0 | 0 | 0 | 0 | 0 | 0 | 0 | 0 | 0 | 0
[5 empty] | Fixed charge | £ / MPAN |  |  | 0 | 0 | 0 | 0 | 0 | 0 | 0 | 0 | 0 | 0 | 0 | 0 | 0 | 0 | 0 | 0 | 0 | 0 | 0 | 0 | 0 | 0 | 0 | 0 | 0 | 0 | 0 | 0 | 0 | 0 | 0 | 0
[5 empty] | Capacity charge | £ / MPAN |  |  | 0 | 0 | 0 | 0 | 0 | 0 | 0 | 0 | 0 | 0 | 0 | 0 | 0 | 0 | 0 | 0 | 0 | 0 | 0 | 0 | 0 | 0 | 0 | 0 | 0 | 0 | 0 | 0 | 0 | 0 | 0 | 0
[5 empty] | Exceeded capacity charge | £ / MPAN |  |  | 0 | 0 | 0 | 0 | 0 | 0 | 0 | 0 | 0 | 0 | 0 | 0 | 0 | 0 | 0 | 0 | 0 | 0 | 0 | 0 | 0 | 0 | 0 | 0 | 0 | 0 | 0 | 0 | 0 | 0 | 0 | 0
[5 empty] | Reactive power charge | £ / MPAN |  |  | 0 | 0 | 0 | 0 | 0 | 0 | 0 | 0 | 0 | 0 | 0 | 0 | 0 | 0 | 0 | 0 | 0 | 0 | 0 | 0 | 0 | 0 | 0 | 0 | 0 | 0 | 0 | 0 | 0 | 0 | 0 | 0
[5 empty] | Total | £ / MPAN |  |  | 0 | 0 | 0 | 0 | 0 | 0 | 0 | 0 | 0 | 0 | 0 | 0 | 0 | 0 | 0 | 0 | 0 | 0 | 0 | 0 | 0 | 0 | 0 | 0 | 0 | 0 | 0 | 0 | 0 | 0 | 0 | 0
Section 118-K: LDNO margins
This table expresses the difference between LDNO and all the way charges as a proportion of the typical bill
|  |  |  | LDNO LV margin |  | % |  |  | 0% | 0% | 0% | 0% | 0% | 0% | 0% | 0% | 0% | 0% | 0% | 0% | 0% | 0% | 0% | 0% | 0% | 0% | 0% | 0% | 0% | 0% | 0% | 0% | 0% |  | 0% | 0%
|  |  |  | LDNO HV margin |  | % |  |  | 0% | 0% | 0% | 0% | 0% | 0% | 0% | 0% | 0% | 0% | 0% | 0% | 0% | 0% | 0% | 0% | 0% | 0% | 0% | 0% | 0% | 0% | 0% | 0% | 0% | 0% | 0% | 0% | 0% | 0% | 0% | 0%
Checks
|  |  | Check for error values |  |  | number of issues | 1131
End of sheet

## Tariff summary
Tariff summary
[enter DNO name] - [enter data version name]
CDCM charging model - Pre-release v10 - 2025/26
428 issues identified in checks on this sheet
| Click here to return to model map |  |  |  |  | Identifier | Unit rate 1 p/kWh | Unit rate 2 p/kWh | Unit rate 3 p/kWh | Fixed charge p/MPAN/day | Capacity charge p/kVA/day | Exceeded capacity charge p/kVA/day | Reactive power charge p/kVArh | Legal text reference
Description
This sheet presents tariff forecast for 'all the way' customers and LDNO LV/HV customers
Tariff summary
Output 101-A: Tariffs for 2025/26
All the way tariffs
|  |  |  | Domestic Aggregated or CT with Residual |  | All the way | #DIV/0! | #DIV/0! | #DIV/0! | #DIV/0! | #DIV/0! | #DIV/0! | #DIV/0!
|  |  |  | Domestic Aggregated (Related MPAN) |  | All the way | #DIV/0! | #DIV/0! | #DIV/0! | #DIV/0! | #DIV/0! | #DIV/0! | #DIV/0!
|  |  |  | Non-Domestic Aggregated or CT No Residual |  | All the way | #DIV/0! | #DIV/0! | #DIV/0! | #DIV/0! | #DIV/0! | #DIV/0! | #DIV/0!
|  |  |  | Non-Domestic Aggregated or CT Band 1 |  | All the way | #DIV/0! | #DIV/0! | #DIV/0! | #DIV/0! | #DIV/0! | #DIV/0! | #DIV/0!
|  |  |  | Non-Domestic Aggregated or CT Band 2 |  | All the way | #DIV/0! | #DIV/0! | #DIV/0! | #DIV/0! | #DIV/0! | #DIV/0! | #DIV/0!
|  |  |  | Non-Domestic Aggregated or CT Band 3 |  | All the way | #DIV/0! | #DIV/0! | #DIV/0! | #DIV/0! | #DIV/0! | #DIV/0! | #DIV/0!
|  |  |  | Non-Domestic Aggregated or CT Band 4 |  | All the way | #DIV/0! | #DIV/0! | #DIV/0! | #DIV/0! | #DIV/0! | #DIV/0! | #DIV/0!
|  |  |  | Non-Domestic Aggregated (Related MPAN) |  | All the way | #DIV/0! | #DIV/0! | #DIV/0! | #DIV/0! | #DIV/0! | #DIV/0! | #DIV/0!
|  |  |  | LV Site Specific No Residual |  | All the way | #DIV/0! | #DIV/0! | #DIV/0! | #DIV/0! | #DIV/0! | #DIV/0! | #DIV/0!
|  |  |  | LV Site Specific Band 1 |  | All the way | #DIV/0! | #DIV/0! | #DIV/0! | #DIV/0! | #DIV/0! | #DIV/0! | #DIV/0!
|  |  |  | LV Site Specific Band 2 |  | All the way | #DIV/0! | #DIV/0! | #DIV/0! | #DIV/0! | #DIV/0! | #DIV/0! | #DIV/0!
|  |  |  | LV Site Specific Band 3 |  | All the way | #DIV/0! | #DIV/0! | #DIV/0! | #DIV/0! | #DIV/0! | #DIV/0! | #DIV/0!
|  |  |  | LV Site Specific Band 4 |  | All the way | #DIV/0! | #DIV/0! | #DIV/0! | #DIV/0! | #DIV/0! | #DIV/0! | #DIV/0!
|  |  |  | LV Sub Site Specific No Residual |  | All the way | #DIV/0! | #DIV/0! | #DIV/0! | #DIV/0! | #DIV/0! | #DIV/0! | #DIV/0!
|  |  |  | LV Sub Site Specific Band 1 |  | All the way | #DIV/0! | #DIV/0! | #DIV/0! | #DIV/0! | #DIV/0! | #DIV/0! | #DIV/0!
|  |  |  | LV Sub Site Specific Band 2 |  | All the way | #DIV/0! | #DIV/0! | #DIV/0! | #DIV/0! | #DIV/0! | #DIV/0! | #DIV/0!
|  |  |  | LV Sub Site Specific Band 3 |  | All the way | #DIV/0! | #DIV/0! | #DIV/0! | #DIV/0! | #DIV/0! | #DIV/0! | #DIV/0!
|  |  |  | LV Sub Site Specific Band 4 |  | All the way | #DIV/0! | #DIV/0! | #DIV/0! | #DIV/0! | #DIV/0! | #DIV/0! | #DIV/0!
|  |  |  | HV Site Specific No Residual |  | All the way | #DIV/0! | #DIV/0! | #DIV/0! | #DIV/0! | #DIV/0! | #DIV/0! | #DIV/0!
|  |  |  | HV Site Specific Band 1 |  | All the way | #DIV/0! | #DIV/0! | #DIV/0! | #DIV/0! | #DIV/0! | #DIV/0! | #DIV/0!
|  |  |  | HV Site Specific Band 2 |  | All the way | #DIV/0! | #DIV/0! | #DIV/0! | #DIV/0! | #DIV/0! | #DIV/0! | #DIV/0!
|  |  |  | HV Site Specific Band 3 |  | All the way | #DIV/0! | #DIV/0! | #DIV/0! | #DIV/0! | #DIV/0! | #DIV/0! | #DIV/0!
|  |  |  | HV Site Specific Band 4 |  | All the way | #DIV/0! | #DIV/0! | #DIV/0! | #DIV/0! | #DIV/0! | #DIV/0! | #DIV/0!
|  |  |  | Unmetered Supplies |  | All the way | #DIV/0! | #DIV/0! | #DIV/0! | #DIV/0! | #DIV/0! | #DIV/0! | #DIV/0!
|  |  |  | LV Generation Aggregated |  | All the way | #DIV/0! | #DIV/0! | #DIV/0! | #DIV/0! | 0 | 0 | #DIV/0!
|  |  |  | LV Sub Generation Aggregated |  | All the way | #DIV/0! | #DIV/0! | #DIV/0! | #DIV/0! | 0 | 0 | #DIV/0!
|  |  |  | LV Generation Site Specific |  | All the way | #DIV/0! | #DIV/0! | #DIV/0! | #DIV/0! | 0 | 0 | #DIV/0!
|  |  |  | LV Generation Site Specific no RP Charge |  | All the way | #DIV/0! | #DIV/0! | #DIV/0! | #DIV/0! | 0 | 0 | #DIV/0!
|  |  |  | LV Sub Generation Site Specific |  | All the way | #DIV/0! | #DIV/0! | #DIV/0! | #DIV/0! | 0 | 0 | #DIV/0!
|  |  |  | LV Sub Generation Site Specific no RP Charge |  | All the way | #DIV/0! | #DIV/0! | #DIV/0! | #DIV/0! | 0 | 0 | #DIV/0!
|  |  |  | HV Generation Site Specific |  | All the way | #DIV/0! | #DIV/0! | #DIV/0! | #DIV/0! | 0 | 0 | #DIV/0!
|  |  |  | HV Generation Site Specific no RP Charge |  | All the way | #DIV/0! | #DIV/0! | #DIV/0! | #DIV/0! | 0 | 0 | #DIV/0!
LDNO LV tariffs
|  |  |  | Domestic Aggregated or CT with Residual |  | LDNO LV | #DIV/0! | #DIV/0! | #DIV/0! | #DIV/0! | #DIV/0! | #DIV/0! | #DIV/0!
|  |  |  | Domestic Aggregated (Related MPAN) |  | LDNO LV | #DIV/0! | #DIV/0! | #DIV/0! | #DIV/0! | #DIV/0! | #DIV/0! | #DIV/0!
|  |  |  | Non-Domestic Aggregated or CT No Residual |  | LDNO LV | #DIV/0! | #DIV/0! | #DIV/0! | #DIV/0! | #DIV/0! | #DIV/0! | #DIV/0!
|  |  |  | Non-Domestic Aggregated or CT Band 1 |  | LDNO LV | #DIV/0! | #DIV/0! | #DIV/0! | #DIV/0! | #DIV/0! | #DIV/0! | #DIV/0!
|  |  |  | Non-Domestic Aggregated or CT Band 2 |  | LDNO LV | #DIV/0! | #DIV/0! | #DIV/0! | #DIV/0! | #DIV/0! | #DIV/0! | #DIV/0!
|  |  |  | Non-Domestic Aggregated or CT Band 3 |  | LDNO LV | #DIV/0! | #DIV/0! | #DIV/0! | #DIV/0! | #DIV/0! | #DIV/0! | #DIV/0!
|  |  |  | Non-Domestic Aggregated or CT Band 4 |  | LDNO LV | #DIV/0! | #DIV/0! | #DIV/0! | #DIV/0! | #DIV/0! | #DIV/0! | #DIV/0!
|  |  |  | Non-Domestic Aggregated (Related MPAN) |  | LDNO LV | #DIV/0! | #DIV/0! | #DIV/0! | #DIV/0! | #DIV/0! | #DIV/0! | #DIV/0!
|  |  |  | LV Site Specific No Residual |  | LDNO LV | #DIV/0! | #DIV/0! | #DIV/0! | #DIV/0! | #DIV/0! | #DIV/0! | #DIV/0!
|  |  |  | LV Site Specific Band 1 |  | LDNO LV | #DIV/0! | #DIV/0! | #DIV/0! | #DIV/0! | #DIV/0! | #DIV/0! | #DIV/0!
|  |  |  | LV Site Specific Band 2 |  | LDNO LV | #DIV/0! | #DIV/0! | #DIV/0! | #DIV/0! | #DIV/0! | #DIV/0! | #DIV/0!
|  |  |  | LV Site Specific Band 3 |  | LDNO LV | #DIV/0! | #DIV/0! | #DIV/0! | #DIV/0! | #DIV/0! | #DIV/0! | #DIV/0!
|  |  |  | LV Site Specific Band 4 |  | LDNO LV | #DIV/0! | #DIV/0! | #DIV/0! | #DIV/0! | #DIV/0! | #DIV/0! | #DIV/0!
|  |  |  | LV Sub Site Specific No Residual |  | LDNO LV | 0 | 0 | 0 | 0 | 0 | 0 | 0
|  |  |  | LV Sub Site Specific Band 1 |  | LDNO LV | 0 | 0 | 0 | 0 | 0 | 0 | 0
|  |  |  | LV Sub Site Specific Band 2 |  | LDNO LV | 0 | 0 | 0 | 0 | 0 | 0 | 0
|  |  |  | LV Sub Site Specific Band 3 |  | LDNO LV | 0 | 0 | 0 | 0 | 0 | 0 | 0
|  |  |  | LV Sub Site Specific Band 4 |  | LDNO LV | 0 | 0 | 0 | 0 | 0 | 0 | 0
|  |  |  | HV Site Specific No Residual |  | LDNO LV | 0 | 0 | 0 | 0 | 0 | 0 | 0
|  |  |  | HV Site Specific Band 1 |  | LDNO LV | 0 | 0 | 0 | 0 | 0 | 0 | 0
|  |  |  | HV Site Specific Band 2 |  | LDNO LV | 0 | 0 | 0 | 0 | 0 | 0 | 0
|  |  |  | HV Site Specific Band 3 |  | LDNO LV | 0 | 0 | 0 | 0 | 0 | 0 | 0
|  |  |  | HV Site Specific Band 4 |  | LDNO LV | 0 | 0 | 0 | 0 | 0 | 0 | 0
|  |  |  | Unmetered Supplies |  | LDNO LV | #DIV/0! | #DIV/0! | #DIV/0! | #DIV/0! | #DIV/0! | #DIV/0! | #DIV/0!
|  |  |  | LV Generation Aggregated |  | LDNO LV | #DIV/0! | #DIV/0! | #DIV/0! | #DIV/0! | 0 | 0 | #DIV/0!
|  |  |  | LV Sub Generation Aggregated |  | LDNO LV | 0 | 0 | 0 | 0 | 0 | 0 | 0
|  |  |  | LV Generation Site Specific |  | LDNO LV | #DIV/0! | #DIV/0! | #DIV/0! | #DIV/0! | 0 | 0 | #DIV/0!
|  |  |  | LV Generation Site Specific no RP Charge |  | LDNO LV | 0 | 0 | 0 | 0 | 0 | 0 | 0
|  |  |  | LV Sub Generation Site Specific |  | LDNO LV | 0 | 0 | 0 | 0 | 0 | 0 | 0
|  |  |  | LV Sub Generation Site Specific no RP Charge |  | LDNO LV | 0 | 0 | 0 | 0 | 0 | 0 | 0
|  |  |  | HV Generation Site Specific |  | LDNO LV | 0 | 0 | 0 | 0 | 0 | 0 | 0
|  |  |  | HV Generation Site Specific no RP Charge |  | LDNO LV | 0 | 0 | 0 | 0 | 0 | 0 | 0
LDNO HV tariffs
|  |  |  | Domestic Aggregated or CT with Residual |  | LDNO HV | #DIV/0! | #DIV/0! | #DIV/0! | #DIV/0! | #DIV/0! | #DIV/0! | #DIV/0!
|  |  |  | Domestic Aggregated (Related MPAN) |  | LDNO HV | #DIV/0! | #DIV/0! | #DIV/0! | #DIV/0! | #DIV/0! | #DIV/0! | #DIV/0!
|  |  |  | Non-Domestic Aggregated or CT No Residual |  | LDNO HV | #DIV/0! | #DIV/0! | #DIV/0! | #DIV/0! | #DIV/0! | #DIV/0! | #DIV/0!
|  |  |  | Non-Domestic Aggregated or CT Band 1 |  | LDNO HV | #DIV/0! | #DIV/0! | #DIV/0! | #DIV/0! | #DIV/0! | #DIV/0! | #DIV/0!
|  |  |  | Non-Domestic Aggregated or CT Band 2 |  | LDNO HV | #DIV/0! | #DIV/0! | #DIV/0! | #DIV/0! | #DIV/0! | #DIV/0! | #DIV/0!
|  |  |  | Non-Domestic Aggregated or CT Band 3 |  | LDNO HV | #DIV/0! | #DIV/0! | #DIV/0! | #DIV/0! | #DIV/0! | #DIV/0! | #DIV/0!
|  |  |  | Non-Domestic Aggregated or CT Band 4 |  | LDNO HV | #DIV/0! | #DIV/0! | #DIV/0! | #DIV/0! | #DIV/0! | #DIV/0! | #DIV/0!
|  |  |  | Non-Domestic Aggregated (Related MPAN) |  | LDNO HV | #DIV/0! | #DIV/0! | #DIV/0! | #DIV/0! | #DIV/0! | #DIV/0! | #DIV/0!
|  |  |  | LV Site Specific No Residual |  | LDNO HV | #DIV/0! | #DIV/0! | #DIV/0! | #DIV/0! | #DIV/0! | #DIV/0! | #DIV/0!
|  |  |  | LV Site Specific Band 1 |  | LDNO HV | #DIV/0! | #DIV/0! | #DIV/0! | #DIV/0! | #DIV/0! | #DIV/0! | #DIV/0!
|  |  |  | LV Site Specific Band 2 |  | LDNO HV | #DIV/0! | #DIV/0! | #DIV/0! | #DIV/0! | #DIV/0! | #DIV/0! | #DIV/0!
|  |  |  | LV Site Specific Band 3 |  | LDNO HV | #DIV/0! | #DIV/0! | #DIV/0! | #DIV/0! | #DIV/0! | #DIV/0! | #DIV/0!
|  |  |  | LV Site Specific Band 4 |  | LDNO HV | #DIV/0! | #DIV/0! | #DIV/0! | #DIV/0! | #DIV/0! | #DIV/0! | #DIV/0!
|  |  |  | LV Sub Site Specific No Residual |  | LDNO HV | #DIV/0! | #DIV/0! | #DIV/0! | #DIV/0! | #DIV/0! | #DIV/0! | #DIV/0!
|  |  |  | LV Sub Site Specific Band 1 |  | LDNO HV | #DIV/0! | #DIV/0! | #DIV/0! | #DIV/0! | #DIV/0! | #DIV/0! | #DIV/0!
|  |  |  | LV Sub Site Specific Band 2 |  | LDNO HV | #DIV/0! | #DIV/0! | #DIV/0! | #DIV/0! | #DIV/0! | #DIV/0! | #DIV/0!
|  |  |  | LV Sub Site Specific Band 3 |  | LDNO HV | #DIV/0! | #DIV/0! | #DIV/0! | #DIV/0! | #DIV/0! | #DIV/0! | #DIV/0!
|  |  |  | LV Sub Site Specific Band 4 |  | LDNO HV | #DIV/0! | #DIV/0! | #DIV/0! | #DIV/0! | #DIV/0! | #DIV/0! | #DIV/0!
|  |  |  | HV Site Specific No Residual |  | LDNO HV | #DIV/0! | #DIV/0! | #DIV/0! | #DIV/0! | #DIV/0! | #DIV/0! | #DIV/0!
|  |  |  | HV Site Specific Band 1 |  | LDNO HV | #DIV/0! | #DIV/0! | #DIV/0! | #DIV/0! | #DIV/0! | #DIV/0! | #DIV/0!
|  |  |  | HV Site Specific Band 2 |  | LDNO HV | #DIV/0! | #DIV/0! | #DIV/0! | #DIV/0! | #DIV/0! | #DIV/0! | #DIV/0!
|  |  |  | HV Site Specific Band 3 |  | LDNO HV | #DIV/0! | #DIV/0! | #DIV/0! | #DIV/0! | #DIV/0! | #DIV/0! | #DIV/0!
|  |  |  | HV Site Specific Band 4 |  | LDNO HV | #DIV/0! | #DIV/0! | #DIV/0! | #DIV/0! | #DIV/0! | #DIV/0! | #DIV/0!
|  |  |  | Unmetered Supplies |  | LDNO HV | #DIV/0! | #DIV/0! | #DIV/0! | #DIV/0! | #DIV/0! | #DIV/0! | #DIV/0!
|  |  |  | LV Generation Aggregated |  | LDNO HV | #DIV/0! | #DIV/0! | #DIV/0! | #DIV/0! | 0 | 0 | #DIV/0!
|  |  |  | LV Sub Generation Aggregated |  | LDNO HV | #DIV/0! | #DIV/0! | #DIV/0! | #DIV/0! | 0 | 0 | #DIV/0!
|  |  |  | LV Generation Site Specific |  | LDNO HV | #DIV/0! | #DIV/0! | #DIV/0! | #DIV/0! | 0 | 0 | #DIV/0!
|  |  |  | LV Generation Site Specific no RP Charge |  | LDNO HV | 0 | 0 | 0 | 0 | 0 | 0 | 0
|  |  |  | LV Sub Generation Site Specific |  | LDNO HV | #DIV/0! | #DIV/0! | #DIV/0! | #DIV/0! | 0 | 0 | #DIV/0!
|  |  |  | LV Sub Generation Site Specific no RP Charge |  | LDNO HV | 0 | 0 | 0 | 0 | 0 | 0 | 0
|  |  |  | HV Generation Site Specific |  | LDNO HV | #DIV/0! | #DIV/0! | #DIV/0! | #DIV/0! | 0 | 0 | #DIV/0!
|  |  |  | HV Generation Site Specific no RP Charge |  | LDNO HV | 0 | 0 | 0 | 0 | 0 | 0 | 0
Checks
|  |  | Check for error values |  | number of issues | 428
End of sheet

## Output to other models
Output to other models
[enter DNO name] - [enter data version name]
CDCM charging model - Pre-release v10 - 2025/26
233 issues identified in checks on this sheet
| Click here to return to model map |  |  |  |  | Units | Constants | [29 empty] | Legal text reference
Description
Collates model results used by the PCDM and EDCM
and for DNOs' internal processes (e.g. publishing Tariff Movement Explanation reports)
Outputs for PCDM
Output 102-A: CDCM notional EHV asset values
These asset values are used as Input 402-C on the "DNO inputs" sheet of the PCDM
CDCM notional EHV asset values
[5 empty] | 132kV | £ | #DIV/0!
[5 empty] | 132kV/EHV | £ | #DIV/0!
[5 empty] | EHV | £ | #DIV/0!
[5 empty] | EHV/HV | £ | #DIV/0!
[5 empty] | 132kV/HV | £ | #DIV/0!
Output 102-B: CDCM smart meter communication licence costs
These costs are used as Input 402-D on the 'DNO inputs' sheet of the PCDM.
|  |  |  | Pass-through Smart Meter Communication Licence Costs |  | £ | 0
Outputs for EDCM
Output 102-C: CDCM end user tariff forecast
This forecast of end-user tariffs is used as Input 207-A / 307-A and Input 207-B / 307-B on the "LDNO inputs" sheet of the EDCM - LRIC/FCP
|  |  |  | CDCM end user tariff forecast |  |  |  | Domestic Aggregated or CT with Residual | Domestic Aggregated (Related MPAN) | Non-Domestic Aggregated or CT No Residual | Non-Domestic Aggregated or CT Band 1 | Non-Domestic Aggregated or CT Band 2 | Non-Domestic Aggregated or CT Band 3 | Non-Domestic Aggregated or CT Band 4 | Non-Domestic Aggregated (Related MPAN) | LV Site Specific No Residual | LV Site Specific Band 1 | LV Site Specific Band 2 | LV Site Specific Band 3 | LV Site Specific Band 4 | LV Sub Site Specific No Residual | LV Sub Site Specific Band 1 | LV Sub Site Specific Band 2 | LV Sub Site Specific Band 3 | LV Sub Site Specific Band 4 | HV Site Specific No Residual | HV Site Specific Band 1 | HV Site Specific Band 2 | HV Site Specific Band 3 | HV Site Specific Band 4 | Unmetered Supplies | LV Generation Aggregated | LV Sub Generation Aggregated | LV Generation Site Specific | LV Sub Generation Site Specific | HV Generation Site Specific
[5 empty] | Unit rate 1 | p/kWh | All the way | #DIV/0! | #DIV/0! | #DIV/0! | #DIV/0! | #DIV/0! | #DIV/0! | #DIV/0! | #DIV/0! | #DIV/0! | #DIV/0! | #DIV/0! | #DIV/0! | #DIV/0! | #DIV/0! | #DIV/0! | #DIV/0! | #DIV/0! | #DIV/0! | #DIV/0! | #DIV/0! | #DIV/0! | #DIV/0! | #DIV/0! | #DIV/0! | #DIV/0! | #DIV/0! | #DIV/0! | #DIV/0! | #DIV/0!
[5 empty] | Unit rate 2 | p/kWh | All the way | #DIV/0! | #DIV/0! | #DIV/0! | #DIV/0! | #DIV/0! | #DIV/0! | #DIV/0! | #DIV/0! | #DIV/0! | #DIV/0! | #DIV/0! | #DIV/0! | #DIV/0! | #DIV/0! | #DIV/0! | #DIV/0! | #DIV/0! | #DIV/0! | #DIV/0! | #DIV/0! | #DIV/0! | #DIV/0! | #DIV/0! | #DIV/0! | #DIV/0! | #DIV/0! | #DIV/0! | #DIV/0! | #DIV/0!
[5 empty] | Unit rate 3 | p/kWh | All the way | #DIV/0! | #DIV/0! | #DIV/0! | #DIV/0! | #DIV/0! | #DIV/0! | #DIV/0! | #DIV/0! | #DIV/0! | #DIV/0! | #DIV/0! | #DIV/0! | #DIV/0! | #DIV/0! | #DIV/0! | #DIV/0! | #DIV/0! | #DIV/0! | #DIV/0! | #DIV/0! | #DIV/0! | #DIV/0! | #DIV/0! | #DIV/0! | #DIV/0! | #DIV/0! | #DIV/0! | #DIV/0! | #DIV/0!
[5 empty] | Fixed charge | p/MPAN/day | All the way | #DIV/0! | #DIV/0! | #DIV/0! | #DIV/0! | #DIV/0! | #DIV/0! | #DIV/0! | #DIV/0! | #DIV/0! | #DIV/0! | #DIV/0! | #DIV/0! | #DIV/0! | #DIV/0! | #DIV/0! | #DIV/0! | #DIV/0! | #DIV/0! | #DIV/0! | #DIV/0! | #DIV/0! | #DIV/0! | #DIV/0! | #DIV/0! | #DIV/0! | #DIV/0! | #DIV/0! | #DIV/0! | #DIV/0!
[5 empty] | Capacity charge | p/kVA/day | All the way | #DIV/0! | #DIV/0! | #DIV/0! | #DIV/0! | #DIV/0! | #DIV/0! | #DIV/0! | #DIV/0! | #DIV/0! | #DIV/0! | #DIV/0! | #DIV/0! | #DIV/0! | #DIV/0! | #DIV/0! | #DIV/0! | #DIV/0! | #DIV/0! | #DIV/0! | #DIV/0! | #DIV/0! | #DIV/0! | #DIV/0! | #DIV/0! | 0 | 0 | 0 | 0 | 0
[5 empty] | Exceeded capacity charge | p/kVA/day | All the way | #DIV/0! | #DIV/0! | #DIV/0! | #DIV/0! | #DIV/0! | #DIV/0! | #DIV/0! | #DIV/0! | #DIV/0! | #DIV/0! | #DIV/0! | #DIV/0! | #DIV/0! | #DIV/0! | #DIV/0! | #DIV/0! | #DIV/0! | #DIV/0! | #DIV/0! | #DIV/0! | #DIV/0! | #DIV/0! | #DIV/0! | #DIV/0! | 0 | 0 | 0 | 0 | 0
[5 empty] | Reactive power charge | p/kVArh | All the way | #DIV/0! | #DIV/0! | #DIV/0! | #DIV/0! | #DIV/0! | #DIV/0! | #DIV/0! | #DIV/0! | #DIV/0! | #DIV/0! | #DIV/0! | #DIV/0! | #DIV/0! | #DIV/0! | #DIV/0! | #DIV/0! | #DIV/0! | #DIV/0! | #DIV/0! | #DIV/0! | #DIV/0! | #DIV/0! | #DIV/0! | #DIV/0! | #DIV/0! | #DIV/0! | #DIV/0! | #DIV/0! | #DIV/0!
This forecast of fixed charge adders is used as Input 207-B / 307-B on the "LDNO inputs" sheet of the EDCM - LRIC/FCP
[8 empty] | Domestic Aggregated or CT with Residual | Domestic Aggregated (Related MPAN) | Non-Domestic Aggregated or CT No Residual | Non-Domestic Aggregated or CT Band 1 | Non-Domestic Aggregated or CT Band 2 | Non-Domestic Aggregated or CT Band 3 | Non-Domestic Aggregated or CT Band 4 | Non-Domestic Aggregated (Related MPAN) | LV Site Specific No Residual | LV Site Specific Band 1 | LV Site Specific Band 2 | LV Site Specific Band 3 | LV Site Specific Band 4 | LV Sub Site Specific No Residual | LV Sub Site Specific Band 1 | LV Sub Site Specific Band 2 | LV Sub Site Specific Band 3 | LV Sub Site Specific Band 4 | HV Site Specific No Residual | HV Site Specific Band 1 | HV Site Specific Band 2 | HV Site Specific Band 3 | HV Site Specific Band 4 | Unmetered Supplies | LV Generation Aggregated | LV Sub Generation Aggregated | LV Generation Site Specific | LV Sub Generation Site Specific | HV Generation Site Specific
|  |  |  | Fixed charge adders |  | p/MPAN/day |  | #DIV/0! | 0 | #DIV/0! | #DIV/0! | #DIV/0! | #DIV/0! | #DIV/0! | 0 | #DIV/0! | #DIV/0! | #DIV/0! | #DIV/0! | #DIV/0! | #DIV/0! | #DIV/0! | #DIV/0! | #DIV/0! | #DIV/0! | #DIV/0! | #DIV/0! | #DIV/0! | #DIV/0! | #DIV/0! | 0 | 0 | 0 | 0 | 0 | 0
Output 102-D: CDCM non-tariff outputs to EDCM
These non-tariff outputs are used as Input 202-D / 302-D on the "General inputs" sheet of the EDCM - LRIC/FCP
[8 empty] | GSPs | 132kV | 132kV/EHV | EHV | EHV/HV | 132kV/HV | HV | HV/LV | LV circuits | LV customers | HV customers
|  |  |  | Diversity allowance between level exit and GSP Group (Table 2611) |  | % |  |  | 0% | 0% | 0% | 0% | 0%
|  |  |  | System simultaneous maximum load (Table 2506) |  | kW |  | #DIV/0! | #DIV/0! | #DIV/0! | #DIV/0! | #DIV/0! | #DIV/0!
|  |  |  | Assets in CDCM model |  | £ |  |  | #DIV/0! | #DIV/0! | #DIV/0! | #DIV/0! | #DIV/0! | #DIV/0! | #DIV/0! | #DIV/0! | 0 | 0
|  |  |  | Loss adjustment factor to transmission |  | scalar |  | 0 | 0 | 0 | 0 | 0 | 0
Outputs for users' internal use
Output 102-E: Outputs for DNOs' internal use
These non-tariff outputs are provided for DNOs' internal use - namely to populate "tariff movement explanation reports"
[8 empty] | Domestic Aggregated or CT with Residual | Domestic Aggregated (Related MPAN) | Non-Domestic Aggregated or CT No Residual | Non-Domestic Aggregated or CT Band 1 | Non-Domestic Aggregated or CT Band 2 | Non-Domestic Aggregated or CT Band 3 | Non-Domestic Aggregated or CT Band 4 | Non-Domestic Aggregated (Related MPAN) | LV Site Specific No Residual | LV Site Specific Band 1 | LV Site Specific Band 2 | LV Site Specific Band 3 | LV Site Specific Band 4 | LV Sub Site Specific No Residual | LV Sub Site Specific Band 1 | LV Sub Site Specific Band 2 | LV Sub Site Specific Band 3 | LV Sub Site Specific Band 4 | HV Site Specific No Residual | HV Site Specific Band 1 | HV Site Specific Band 2 | HV Site Specific Band 3 | HV Site Specific Band 4 | Unmetered Supplies | LV Generation Aggregated | LV Sub Generation Aggregated | LV Generation Site Specific | LV Sub Generation Site Specific | HV Generation Site Specific
|  |  |  | Typical bills for all the way customers |  | £ | All the way | 0 | 0 | 0 | 0 | 0 | 0 | 0 | 0 | 0 | 0 | 0 | 0 | 0 | 0 | 0 | 0 | 0 | 0 | 0 | 0 | 0 | 0 | 0 | 0 | 0 | 0 | 0 | 0 | 0
|  |  |  | Average bill per kWh for all the way customers |  | p/kWh | All the way | 0 | 0 | 0 | 0 | 0 | 0 | 0 | 0 | 0 | 0 | 0 | 0 | 0 | 0 | 0 | 0 | 0 | 0 | 0 | 0 | 0 | 0 | 0 | 0 | 0 | 0 | 0 | 0 | 0
|  |  |  | % change in net revenue from preceding year - all the way customers |  | % | All the way | - | - | - | - | - | - | - | - | - | - | - | - | - | - | - | - | - | - | - | - | - | - | - | - | - | - | - | - | -
|  |  |  | Absolute change in average bill per kWh - all the way customers |  | p/kWh | All the way | - | - | - | - | - | - | - | - | - | - | - | - | - | - | - | - | - | - | - | - | - | - | - | - | - | - | - | - | -
Output 102-F: Outputs for IDNOs' internal use
These non-tariff outputs are provided for IDNOs' internal use
They express the difference between LDNO and all the way charges as a proportion of the typical bill
[8 empty] | Domestic Aggregated or CT with Residual | Domestic Aggregated (Related MPAN) | Non-Domestic Aggregated or CT No Residual | Non-Domestic Aggregated or CT Band 1 | Non-Domestic Aggregated or CT Band 2 | Non-Domestic Aggregated or CT Band 3 | Non-Domestic Aggregated or CT Band 4 | Non-Domestic Aggregated (Related MPAN) | LV Site Specific No Residual | LV Site Specific Band 1 | LV Site Specific Band 2 | LV Site Specific Band 3 | LV Site Specific Band 4 | LV Sub Site Specific No Residual | LV Sub Site Specific Band 1 | LV Sub Site Specific Band 2 | LV Sub Site Specific Band 3 | LV Sub Site Specific Band 4 | HV Site Specific No Residual | HV Site Specific Band 1 | HV Site Specific Band 2 | HV Site Specific Band 3 | HV Site Specific Band 4 | Unmetered Supplies | LV Generation Aggregated | LV Sub Generation Aggregated | LV Generation Site Specific | LV Sub Generation Site Specific | HV Generation Site Specific
|  |  |  | LDNO LV margin |  | % | LDNO LV | 0% | 0% | 0% | 0% | 0% | 0% | 0% | 0% | 0% | 0% | 0% | 0% | 0% | [10 empty] | 0% | 0% |  | 0%
|  |  |  | LDNO HV margin |  | % | LDNO HV | 0% | 0% | 0% | 0% | 0% | 0% | 0% | 0% | 0% | 0% | 0% | 0% | 0% | 0% | 0% | 0% | 0% | 0% | 0% | 0% | 0% | 0% | 0% | 0% | 0% | 0% | 0% | 0% | 0%
Checks
|  |  |  | Check for error values |  | number of issues | 233
End of sheet